GCT | Galactosemia Reflex, Blood | Preferred test for diagnosis, carrier detection, and determination of genotype of galactose-1-phosphate uridyltransferase deficiency, the most common cause of galactosemia Differentiating Duarte variant galactosemia from classic galactosemia Confirming results of newborn screening programs | Enzyme Reaction followed by Liquid Chromatography Tandem Mass Spectrometry (LC-MS/MS) | Yes | Galactosemia Reflex, B | Testing begins with galactose-1-phosphate uridyltransferase (GALT) enzyme analysis. If GALT activity is greater than or equal to 24.5 nmol/h/mg of hemoglobin, testing is complete. No molecular test will be performed. If GALT activity is less than 24.5 nmol/h/mg of hemoglobin, galactosemia full gene sequencing will be performed at an additional charge. | Multiple whole blood tests for galactosemia can be performed on one specimen. Prioritize order of testing when submitting specimens. For a list of tests that can be ordered together, seeGalactosemia-Related Test List. Container/Tube: Preferred:Lavender top (EDTA) Acceptable:Green top (sodium heparin) or yellow top (ACD) Specimen Volume:5 mL Collection Instructions: 1. Invert several times to mix blood. 2. Send whole blood specimen in original tube.Do notaliquot. | 2 mL | Galactosemia is an autosomal recessive disorder that results from a deficiency of any 1 of the 4 enzymes catalyzing the conversion of galactose to glucose: galactose-1-phosphate uridyltransferase (GALT), galactokinase, uridine diphosphate galactose-4-epimerase, and galactose mutarotase. GALT deficiency is the most common cause of galactosemia and is often referred to as classic galactosemia. The complete or near-complete deficiency of GALT enzyme is life-threatening if left untreated. Complications in the neonatal period include failure to thrive, liver failure, sepsis, and death. Galactosemia is treated by a galactose-restricted diet, which allows for rapid recovery from the acute symptoms and a generally good prognosis. Despite adequate treatment from an early age, individuals with galactosemia remain at increased risk for developmental delays, speech problems, and motor function abnormalities. Female patients with galactosemia are at increased risk for premature ovarian failure. Based upon reports by newborn screening programs, the frequency of classic galactosemia in the United States is approximately 1 in 30,000, although literature reports range from 1 in 10,000 to 1 in 60,000 live births. Galactose-1-phosphate (Gal1P) accumulates in the erythrocytes of patients with galactosemia. The quantitative measurement of Gal1P is useful for monitoring compliance with dietary therapy. Gal1P is thought to be the causative factor for development of liver disease in these patients. Because of this, patients should maintain low levels and be monitored on a regular basis. Duarte-variant galactosemia (compound heterozygosity for the Duarte variant, N314D, and a classic variant) is generally associated with higher levels of enzyme activity (5%-20%) than classic galactosemia (<5%); however, this may be indistinguishable by newborn screening assays. Previously, it was unknown whether children with Duarte-variant galactosemia were at an increased risk for adverse developmental outcomes due to milk exposure and were often treated with a low galactose diet during infancy. More recently, the outcomes data suggest a lack of evidence for developmental complications due to milk exposure, therefore treatment recommendations remain controversial. The Los Angeles variant, which consists of N314D and a second genetic variant, L218L, is associated with higher levels of GALT enzyme activity than the Duarte-variant allele. Newborn screening for galactosemia is performed in all 50 US states, though the method by which potentially affected individuals are detected varies from state to state and may include the measurement of total galactose (galactose and Gal1P) and/or determining the activity of the GALT enzyme. The diagnosis of galactosemia is established by follow-up quantitative measurement of GALT enzyme activity. If enzyme level is less than 24.5 nmol/h/mg of hemoglobin, sequencing of theGALTgene is performed. For more information seeGalactosemia Testing Algorithm. | > or =24.5 nmol/h/mg of hemoglobin | The laboratory provides an interpretation of the results, including galactose-1-phosphate uridyltransferase enzyme activity and genotype, if necessary. This interpretation provides an overview of the results and their significance, a correlation to available clinical information, elements of differential diagnosis, and recommendations for additional testing. In any specimen where enzyme activity is less than 24.5 nmol/h/mg of hemoglobinGALTfull gene sequencing will be performed. For testing algorithm andmore information, seeGalactosemia Testing Algorithm. TheGALTgene maps to chromosome 9p13. Several disease-causing variants are common in patients with classic galactosemia (G/G genotype). The most frequently observed is the Q188R classic variant. This alteration accounts for 60% to 70% of classic galactosemia alleles. The S135L variant is the most frequently observed in African Americans and accounts for approximately 50% of the altered alleles in this population. The K285N variant is common in those of eastern European descent and accounts for 25% to 40% of the alleles in this population. The L195P variant is observed in 5% to 7% of classical galactosemia. The 5-kilobase deletion is common in individuals of Ashkenazi Jewish descent. The Duarte variant (N314D and -119_-116delGTCA) is observed in 5% of the general US population. | This assay will not reliably detect deletions-insertions (delins) of 40 or more base pairs (bp), including Alu insertions, long interspersed elements (LINES), and short interspersed elements (SINES). The bioinformatics software pipeline is verified to detect 95% of deletions up to 75 bp and insertions up to 47 bp. Additionally, low-level mosaic variants may not be detected. This test is not designed to differentiate between somatic and germline variants. If there is a possibility that any detected variant is somatic, additional testing may be necessary to clarify the significance of results. Test results should be interpreted in the context of clinical findings, family history, and other laboratory data. Errors in the interpretation of results may occur if information given is inaccurate or incomplete. Many disorders may present with symptoms similar to those associated with galactosemia. Therefore, biochemical testing is performed to establish the diagnosis of galactosemia prior to DNA analysis. | 1. Berry GT. Classic galactosemia and clinical variant galactosemia. In: Adam MP, Everman DB, Mirzaa GM, et al, eds. GeneReviews [Internet]. University of Washington, Seattle; 2000. Updated March 11, 2021. Accessed September 10, 2024. Available at www.ncbi.nlm.nih.gov/books/NBK1518/ 2.Walter JH, Fridovich-Keil JL. Galactosemia. In: Valle DL,Antonarakis S, Ballabio A, Beaudet AL, Mitchell GA. Eds.The Online Metabolic and Molecular Bases of Inherited Disease.McGraw-Hill; 2019. Accessed September 10, 2024. Available athttps://ommbid.mhmedical.com/content.aspx?bookid=2709&sectionid=%20225081023 3. Carlock G, Fischer ST, Lynch ME, et al. Developmental outcomes in Duarte galactosemia. Pediatrics. 2019;143(1):e20182516. doi:10.1542/peds.2018-2516 | Galactose-1-Phosphate Uridyltransferase Enzyme Analysis: An aqueous mixture containing water, uridine diphosphate (UDP)-glucose, (13)C2-labeled galactose-1-phosphate, and UDP-N-acetylglucosamine (internal standard) is added to hemolysate aliquot. The mixture is then vortexed briefly and incubated. After incubation, the reaction is quenched, extracted, and centrifuged. The top layer is transferred to a 96-well plate and then injected onto a liquid chromatography tandem mass spectrometry (LC-MS/MS). The ratio of the extracted peak area of (13)C2 labeled UDP-galactose to its internal standard UDP-N-acetylglucosamine as determined by LC-MS/MS is used to calculate the concentration of product analyte in the sample. The concentration of the product is then normalized using the calculated hemoglobin concentration to determine the patient's enzyme level in nmol/h/mg of hemoglobin.(Unpublished Mayo method) GALTFull Gene Sequencing: Next-generation sequencing (NGS) and/or Sanger sequencing is performed to test for the presence of variants in coding regions and intron/exon boundaries of theGALTgene. NGS and/or a polymerase chain reaction (PCR)-based quantitative method is performed to test for the presence of deletions and duplications in theGALTgene. There may be regions ofGALTthat cannot be effectively amplified for sequencing or deletion and duplication analysis because of technical limitations of the assay, including regions of homology, high guanine-cytosine content, and repetitive sequences. Confirmation of select reportable variants may be performed by alternate methodologies based on internal laboratory criteria. PCR-based methods and/or Sanger sequencing is used to confirm variants detected by NGS when appropriate.(Unpublished Mayo method) | 4 to 7 days | 2 months | This test was developed and its performance characteristics determined by Mayo Clinic in a manner consistent with CLIA requirements. It has not been cleared or approved by the US Food and Drug Administration. | 8277581406 (if appropriate) | Galactosemia Reflex, B | 24082-0 | 58115 | Reviewed By | 18771-6
GALZ | Galactosemia, GALT Gene, Full Gene Analysis, Varies | Identifying variants in individuals who test negative for the common variants and who have a biochemical diagnosis of galactosemia or galactose-1-phosphate uridyltransferase activity levels indicative of carrier status | Sequence Capture and Targeted Next-Generation Sequencing (NGS) followed by Polymerase Chain Reaction (PCR) and Sanger Sequencing | Yes | Galactosemia, Full Gene Analysis | For skin biopsy or cultured fibroblast specimens, fibroblast culture testing will be performed at an additional charge. If viable cells are not obtained, the client will be notified. | Patient Preparation:A previous bone marrow transplant from an allogenic donor will interfere with testing. For instructions for testing patients who have received a bone marrow transplant, call 800-533-1710. Submit only 1 of the following specimens: Specimen Type:Whole blood Container/Tube:Lavender top (EDTA) or yellow top (ACD) Specimen Volume:3 mL Collection Instructions: 1. Invert several times to mix blood. 2. Send whole blood specimen in original tube.Do not aliquot. Specimen Stability Information:Ambient (preferred) 4 days/Refrigerated 14 days Specimen Type: Skin biopsy Supplies: Fibroblast Biopsy Transport Media (T115) Container/Tube: Sterile container with any standard cell culture media (eg, minimal essential media, RPMI 1640). The solution should be supplemented with 1% penicillin and streptomycin. Specimen Volume: 4-mm punch Specimen Stability Information: Refrigerated (preferred)/Ambient Additional Information:A separate culture charge will be assessed under CULFB / Fibroblast Culture for Biochemical or Molecular Testing. An additional 3 to 4 weeks is required to culture fibroblasts before genetic testing can occur. SpecimenType: Cultured fibroblast Container/Tube: T-25 flask SpecimenVolume: 2 Flasks CollectionInstructions: Submit confluent cultured fibroblast cells from a skin biopsy from another laboratory. Cultured cells from a prenatal specimen will not be accepted. Specimen Stability Information: Ambient (preferred)/Refrigerated (<24 hours) Additional Information:A separate culture charge will be assessed under CULFB / Fibroblast Culture for Biochemical or Molecular Testing. An additional 3 to 4 weeks is required to culture fibroblasts before genetic testing can occur. Specimen Type: Blood spot Supplies:Card-Blood Spot Collection (Filter Paper) (T493) Container/Tube: Preferred: Collection card (Whatman Protein Saver 903 Paper) Acceptable: PerkinElmer 226 (formerly Ahlstrom 226) filter paper, or Blood Spot Collection Card Specimen Volume: 5 Blood spots Collection Instructions: 1. An alternative blood collection option for a patient older than 1 year is a fingerstick. For detailed instructions, seeHow to Collect Dried Blood Spot Samples. 2. Let blood dry on the filter paper at ambient temperature in a horizontal position for a minimum of 3 hours. 3. Do not expose specimen to heat or direct sunlight. 4. Do not stack wet specimens. 5. Keep specimen dry Specimen Stability Information:Ambient (preferred)/Refrigerated Additional Information: 1. Due to lower concentration of DNA yielded from blood spot, it is possible that additional specimen may be required to complete testing. 2. For collection instructions, seeBlood Spot Collection Instructions 3. For collection instructions in Spanish, seeBlood Spot Collection Card-Spanish Instructions(T777) 4. For collection instructions in Chinese, seeBlood Spot Collection Card-Chinese Instructions(T800) Specimen Type:Saliva Patient Preparation:Patient should not eat, drink, smoke, or chew gum 30 minutes prior to collection. Supplies:Saliva Swab Collection Kit (T786) Specimen Volume:1 Swab Collection Instructions:Collect and send specimen per kit instructions. Specimen Stability Information:Ambient 30 days Additional Information:Due to lower concentration of DNA yielded from saliva, it is possible that additional specimen may be required to complete testing. | See Specimen Required | Classic galactosemia is an autosomal recessive disorder of galactose metabolism caused by variants in the galactose-1-phosphate uridyltransferase (GALT) gene. The complete or near complete deficiency of the GALT enzyme is life threatening. If left untreated, complications include liver failure, sepsis, intellectual disability, and death. Galactosemia is treated by a galactose-free diet, which allows for rapid recovery from the acute symptoms and a generally good prognosis. Despite adequate treatment from an early age, children with galactosemia remain at increased risk for developmental delays, speech problems, and abnormalities of motor function. Females with galactosemia are at increased risk for premature ovarian failure. The prevalence of classic galactosemia is approximately 1 in 30,000. Duarte variant galactosemia (compound heterozygosity for the Duarte variant, N314D and a classic variant) is generally associated with higher levels of GALT activity (5%-20%) than classic galactosemia (<5%); however, this may be indistinguishable by newborn screening assays. Typically, individuals with Duarte variant galactosemia have a milder phenotype but are often treated with a low galactose diet during infancy. The LA variant, consisting of N314D and a second change, L218L, is associated with higher levels of GALT activity than the Duarte variant alone. Newborn screening, which identifies potentially affected individuals by measuring total galactose (galactose and galactose-1-phosphate) or determining the activity of the GALT enzyme, varies from state to state. The diagnosis of galactosemia is established by follow-up quantitative measurement of GALT activity. If enzyme activity levels are indicative of carrier or affected status, molecular testing for commonGALTvariants may be performed. If 1 or both disease-causing variants are not detected by targeted variant analysis and biochemical testing has confirmed the diagnosis of galactosemia, sequencing of theGALTgene is available to identify private variants. TheGALTgene maps to 9p13 and more than 180 variants have been identified. Several disease-causing variants are common in patients with classic galactosemia (G/G genotype). The most frequently observed is the Q188R variant, which accounts for 60% to 70% of classic galactosemia alleles. The S135L variant is the most frequently observed variant in the African American population and accounts for approximately 50% of the altered alleles in this population. The K285N variant is common in those of eastern European descent and accounts for 25% to 40% of the alleles in this population. The L195P variant is observed in 5% to 7% of classic galactosemia. The Duarte variant (N314D) is found in 5% of the general United States population. The above variants, plus the LA variant, are included in GCT / Galactosemia Reflex, Blood, which is the preferred test for the diagnosis of galactosemia or for follow-up to positive newborn screening results. These variants are also included in GALMP / Galactosemia,GALTGene, Variant Panel, Varies. Full sequencing of theGALTgene can be useful for the identification of variants when 1 or no variants are found with these tests in an individual with demonstrated GALT activity deficiency. Full sequencing of theGALTgene identifies over 95% of the sequence variants in the coding region and splice junctions. For more information seeGalactosemia Testing Algorithm. | An interpretive report will be provided. | All detected alterations are evaluated according to American College of Medical Genetics and Genomics recommendations.(1) Variants are classified based on known, predicted, or possible pathogenicity and reported with interpretive comments detailing their potential or known significance. | Clinical Correlations: Test results should be interpreted in the context of clinical findings, family history, and other laboratory data. Misinterpretation of results may occur if the information provided is inaccurate or incomplete. If testing was performed because of a clinically significant family history, it is often useful to first test an affected family member. Detection of at least one reportable variant in an affected family member would allow for more informative testing of at-risk individuals. To discuss the availability of additional testing options or for assistance in the interpretation of these results, contact the Mayo Clinic Laboratories genetic counselors at 800-533-1710. Technical Limitations: Next-generation sequencing may not detect all types of genomic variants. In rare cases, false-negative or false-positive results may occur. The depth of coverage may be variable for some target regions; assay performance below the minimum acceptable criteria or for failed regions will be noted. Given these limitations, negative results do not rule out the diagnosis of a genetic disorder. If a specific clinical disorder is suspected, evaluation by alternative methods can be considered. There may be regions of genes that cannot be effectively evaluated by sequencing or deletion and duplication analysis as a result of technical limitations of the assay, including regions of homology, high guanine-cytosine (GC) content, and repetitive sequences. Confirmation of select reportable variants will be performed by alternate methodologies based on internal laboratory criteria. This test is validated to detect 95% of deletions up to 75 base pairs (bp) and insertions up to 47 bp. Deletions-insertions (delins) of 40 or more bp, including mobile element insertions, may be less reliably detected than smaller delins. Deletion/Duplication Analysis: This analysis targets single and multi-exon deletions/duplications; however, in some instances single exon resolution cannot be achieved due to isolated reduction in sequence coverage or inherent genomic complexity. Balanced structural rearrangements (such as translocations and inversions) may not be detected. This test is not designed to detect low levels of mosaicism or to differentiate between somatic and germline variants. If there is a possibility that any detected variant is somatic, additional testing may be necessary to clarify the significance of results. For detailed information regarding gene-specific performance and technical limitations, see Method Description or contact a laboratory genetic counselor. If the patient has had an allogeneic hematopoietic stem cell transplant or a recent heterologous blood transfusion, results may be inaccurate due to the presence of donor DNA. Call Mayo Clinic Laboratories for instructions for testing patients who have received a bone marrow transplant. Reclassification of Variants: Currently, it is not standard practice for the laboratory to systematically review previously classified variants on a regular basis. The laboratory encourages health care providers to contact the laboratory at any time to learn how the classification of a particular variant may have changed over time. Due to broadening genetic knowledge, it is possible that the laboratory may discover new information of relevance to the patient. Should that occur, the laboratory may issue an amended report. Variant Evaluation: Evaluation and categorization of variants are performed using published American College of Medical Genetics and Genomics and the Association for Molecular Pathology recommendations as a guideline.(1) Other gene-specific guidelines may also be considered. Variants are classified based on known, predicted, or possible pathogenicity and reported with interpretive comments detailing their potential or known significance. Variants classified as benign or likely benign are not reported. Multiple in silico evaluation tools may be used to assist in the interpretation of these results. The accuracy of predictions made by in silico evaluation tools is highly dependent upon the data available for a given gene, and periodic updates to these tools may cause predictions to change over time. Results from in silico evaluation tools should be interpreted with caution and professional clinical judgment. Rarely, incidental or secondary findings may implicate another predisposition or presence of active disease. These findings will be carefully reviewed to determine whether they will be reported. | 1. Richards S, Aziz N, Bale S, et al. Standards and guidelines for the interpretation of sequence variants: a joint consensus recommendation of the American College of Medical Genetics and Genomics and the Association for Molecular Pathology. Genet Med. 2015;17(5):405-424 2. Elsas LJ 2nd, Lai K. The molecular biology of galactosemia. Genet Med. 1998;1(1):40-48 3. Novelli G, Reichardt JK. Molecular basis of disorders of human galactose metabolism: past, present, and future. Mol Genet Metab. 2000;71(1-2):62-65 4. Bosch AM, Ijlst L, Oostheim W, et al. Identification of novel variants in classical galactosemia. Hum Mutat. 2005;25(5):502 5. Welling L, Bernstein LE, Berry GT, et al. International clinical guideline for the management of classical galactosemia; diagnosis, treatment, and follow-up. J Inherit Metab Dis. 2017;40(2):171-176 | Next-generation sequencing (NGS) and/or Sanger sequencing are performed to test for the presence of variants in coding regions and intron/exon boundaries of the gene analyzed, as well as some other regions that have known disease-causing variants. The human genome reference GRCh37/hg19 build was used for sequence read alignment. At least 99% of the bases are covered at a read depth over 30X. Sensitivity is estimated to be over 99% for single nucleotide variants, over 94% for deletions-insertions (delins) less than 40 base pairs (bp), and over 95% for deletions up to 75 bp and insertions up to 47 bp. NGS and/or a polymerase chain reaction-based quantitative method is performed to test for the presence of deletions and duplications in the gene analyzed. There may be regions of genes that cannot be effectively evaluated by sequencing or deletion and duplication analysis as a result of technical limitations of the assay, including regions of homology, high guanine-cytosinecontent, and repetitive sequences. The reference transcript forGALTgene is NM_000155.4. Reference transcript numbers may be updated due to transcript re-versioning. Always refer to the final patient report for gene transcript information referenced at the time of testing. Confirmation of select reportable variants may be performed by alternate methodologies based on internal laboratory criteria.(Unpublished Mayo method) | 14 to 21 days | Whole Blood: 2 weeks (if available); Extracted DNA: 3 months; Blood spots/Saliva:1 month | This test was developed and its performance characteristics determined by Mayo Clinic in a manner consistent with CLIA requirements. It has not been cleared or approved by the US Food and Drug Administration. | 8140688233-Tissue culture, skin, solid tissue biopsy (if appropriate)88240-Cryopreservation (if appropriate) | Galactosemia, Full Gene Analysis | 76037-1 | 608607 | Released By | 18771-6
GALMP | Galactosemia, GALT Gene, Variant Panel, Varies | Second-tier test for confirming a diagnosis of galactosemia as indicated by enzymatic testing or newborn screening Carrier testing family members of an affected individual of known genotype (has variants included in the panel) Resolution of Duarte variant and Los Angeles (LA) variant genotypes | Targeted Genotyping Array | Yes | Galactosemia Mutation Panel | For more information seeGalactosemia Testing Algorithm | Multiple whole blood tests for galactosemia can be performed on one specimen. Prioritize order of testing when submitting specimens.SeeGalactosemia-Related Test Listfor a list of tests that can be ordered together. Patient Preparation:A previous bone marrow transplant from an allogenic donor will interfere with testing. Call 800-533-1710 for instructions for testing patients who have received a bone marrow transplant. Specimen Type:Whole blood Container/Tube: Preferred:Lavender top (EDTA) or yellow top (ACD) Acceptable:Any anticoagulant Specimen Volume:3 mL Collection Instructions: 1. Invert several times to mix blood. 2. Send whole blood specimen in original tube.Do notaliquot. | 1 mL | Classical galactosemia is an autosomal recessive disorder of galactose metabolism caused by genetic variants in the galactose-1-phosphate uridyltransferase (GALT) gene. The complete or near complete deficiency of the GALT enzyme is life threatening. If left untreated, complications include liver failure, sepsis, intellectual disability, and death. Galactosemia is treated by a galactose-free diet, which allows for rapid recovery from the acute symptoms and a generally good prognosis. Despite adequate treatment from an early age, children with galactosemia remain at increased risk for developmental delays, speech problems, and abnormalities of motor function. Women with galactosemia are at increased risk for premature ovarian failure. The prevalence of classic galactosemia is approximately 1 in 30,000. Duarte variant galactosemia (compound heterozygosity for the Duarte variant, N314D and -119_-116delGTCA in cis [on the same chromosome], and a classic variant in trans [on the opposite chromosome]) is generally associated with higher levels of enzyme activity (5%-20%) than classic galactosemia (<5%); however, this may be indistinguishable by newborn screening assays. Typically, individuals with Duarte variant galactosemia have a milder phenotype but are also often treated with a low-galactose diet during infancy. The Los Angeles (LA) variant, which consists of N314D without the presence of -119_-116delGTCA, is associated with normal levels of GALT enzyme activity. Newborn screening, which identifies potentially affected individuals by measuring total galactose (galactose and galactose-1-phosphate) and/or determining the activity of the GALT enzyme, varies from state to state. The diagnosis of galactosemia is established by follow-up quantitative measurement of GALT enzyme activity. If enzyme levels are indicative of carrier or affected status, molecular testing for commonGALTvariants may be performed. If one or both disease-causing variants are not detected by targeted variant analysis and biochemical testing has confirmed the diagnosis of galactosemia, sequencing of theGALTgene is available to identify private variants. TheGALTgene maps to 9p13. Several disease-causing variants are common in patients with classic galactosemia (G/G genotype). The most frequently observed is the Q188R classic variant. This variant accounts for 60% to 70% of classical galactosemia alleles. The S135L variant is the most frequently observed variant in African Americans and accounts for approximately 50% of the altered alleles in this population. The K285N variant is common in those of eastern European descent and accounts for 25% to 40% of the alleles in this population. The L195P variant is observed in 5% to 7% of classical galactosemia. The 5 kilobase deletion is common in individuals of Ashkenazi Jewish descent. The Duarte variant (N314D and -119_-116delGTCA) is observed in 5% of the general United States population. The rest of the variants detected by this method are all uncommon but known to be recurrent in the general population. These variants, in addition to the LA variant, are included in this test and in GCT / Galactosemia Reflex, Blood. For more information seeGalactosemia Testing Algorithm. Table. Targeted Variants Associated phenotype Gene (transcript) Variants Galactosemia GALT(NM_000155) c.-119_-116del*, c.136_140del, c.221T>C*, c.253-2A>G*, c.292G>A*, c.404C>T*, c.413C>T*, c.425T>A*, c.443G>A*, c.505C>A, c.512T>C*, c.563A>G*, c.584T>C*, c.607G>A*, c.626A>G*, c.855G>T*, c.940A>G*, c.958G>A*, c.997C>G*, c.997C>T*, c.1018G>T, c.1030C>A*, c.1138T>C*Deletion analysis of exon 1-11 *Previously detected in a known positive sample | An interpretive report will be provided. | An interpretative report will be provided. Results should be interpreted in the context of biochemical results. If results of the galactose-1-phosphate uridyltransferase enzyme analysis and this test are discordant, then consider GALZ / Galactosemia,GALTGene, Full Gene Analysis, Varies. | This assay will not detect all of the known disease-associated variants that cause galactosemia. Therefore, the absence of a detectable variant does not rule out the possibility that an individual is a carrier of or affected with this disease. Many disorders may present with symptoms similar to those associated with galactosemia. Therefore, biochemical testing is recommended to establish the diagnosis of galactosemia prior to DNA analysis. A negative result does not eliminate the risk of carrier status for any of the included conditions, due to the possibility that the patient carries a variant that is not interrogated with this assay or the rare chance of a false-negative result for a tested variant. For tested variants, the negative predictive value of this screen is greater than 98%. The patient's residual risk to be a carrier after a negative screen is dependent on ethnic background and family history. A positive control was not available for all variants targeted on this panel. For more information regarding availability of a positive control for each variant see the Table (Targeted Variants) in Clinical Information.. The negative predictive value of these targets is unknown. Rare variants (ie, polymorphisms) exist that could lead to false-negative or false-positive results. If results obtained do not match the clinical findings, additional testing should be considered. All detected variants are evaluated according to American College of Medical Genetics and Genomics recommendations.(1) This assay was designed to specifically target known pathogenic or likely pathogenic variants. In rare cases, DNA variants of undetermined significance may be identified. The laboratory encourages health care providers to contact the laboratory at any time to learn how the status of a particular variant may have changed over time. Multiple in-silico evaluation tools may have been used to assist in the interpretation of these results. Of note, the sensitivity and specificity of these tools for the determination of pathogenicity is currently unvalidated. Test results should be interpreted in the context of clinical findings, family history, and other laboratory data. Misinterpretation of results may occur if the information provided is inaccurate or incomplete. Bone Marrow transplants from allogenic donors will interfere with testing. Call Mayo Clinic Laboratories for instructions for testing patients who have received a bone marrow transplant. An online research opportunity called GenomeConnect (genomeconnect.org), a project of ClinGen, is available for the recipient of this genetic test. This patient registry collects deidentified genetic and health information to advance the knowledge of genetic variants. Mayo Clinic is a collaborator of ClinGen. This may not be applicable for all tests. | 1. Richards S, Aziz N, Bale S, et al: Standards and guidelines for the interpretation of sequence variants: a joint consensus recommendation of the American College of Medical Genetics and Genomics and the Association for Molecular Pathology. Genet Med. 2015 May;17(5):405-424. doi: 10.1038/gim.2015.30 2. Elsas LJ 2nd, Lai K: The molecular biology of galactosemia. Genet Med. 1998 Nov-Dec;1(1):40-48. doi: 10.1097/00125817-199811000-00009 3. Kaye CI, Committee on Genetics, Accurso F, et al: Newborn screening fact sheets. Pediatrics. 2006 Sep;118(3):e934-e963. doi: 10.1542/peds.2006-1783 4. Novelli G, Reichardt JK: Molecular basis of disorders of human galactose metabolism: past, present, and future. Mol Genet Metab. 2000 Sep-Oct;71(1-2):62-65. doi: 10.1006/mgme.2000.3073 5. Welling L, Bernstein LE, Berry GT, et al: International clinical guideline for the management of classical galactosemia: diagnosis, treatment, and follow-up. J Inherit Metab Dis. 2017 Mar;40(2):171-176. doi: 10.1007/s10545-016-9990-5 6. Carlock G, Fischer ST, Lynch ME, et al: Developmental outcomes in Duarte galactosemia. Pediatrics. 2019 Jan;143(1):e20182516. doi: 10.1542/peds.2018-2516 | The targeted genotyping assay utilizing the ThermoFisher GeneTitan platform is used to detect 24 targets in theGALTgene. Confirmatory testing of homozygous results is performed as reflex tests when appropriate. For details regarding the targeted pathogenic variants identified by this test, see the Targeted Variants table in Clinical Information. Multiplex ligation-dependent probe amplification, polymerase chain reaction (PCR), relative quantitative PCR, and Sanger sequencing are used to confirm variants detected by array when appropriate.(Unpublished Mayo method) | 7 to 21 days | Whole Blood: 2 weeks (if available); Extracted DNA: 3 months | This test was developed and its performance characteristics determined by Mayo Clinic in a manner consistent with CLIA requirements. It has not been cleared or approved by the US Food and Drug Administration. | 81401 | Galactosemia Mutation Panel | 42318-6 | 606351 | Released By | 18771-6
GAL1 | GALAD Score, Serum | Calculation of the GALAD(gender, age, alpha-fetoprotein L3% [AFP-L3], AFP, des-gamma-carboxy prothrombin) model score for hepatocellular carcinoma development in patients with chronic liver disease | Only orderable as part of a profile. For more information see HCCGS / Hepatocellular Carcinoma Risk Panel with GALAD Score, Serum Gender, Age, Alpha-fetoprotein L3% (AFP-L3), AFP, Des-gamma-carboxy prothrombin (GALAD) Model Score Calculation | Yes | GALAD Model Score | Serum | Only orderable as part of a profile. For more information see HCCGS / Hepatocellular Carcinoma Risk Panel with GALAD Score, Serum. Supplies:Sarstedt Aliquot Tube, 5 mL (T914) Collection Container/Tube: Preferred:Serum gel Acceptable:Red top Submission Container/Tube:Plastic vial Specimen Volume:0.5 mL Collection Instructions:Centrifuge and aliquot serum into a plastic vial. | 0.25 mL | Biomarkers of hepatocellular carcinoma (HCC) include alpha-fetoprotein (AFP),third electrophoretic form of lentil lectin-reactive AFP(AFP-L3), and des-carboxy-prothrombin (DCP). The GALAD (gender, age, AFP-L3, AFP, des-gamma-carboxy prothrombin)model combines these three biomarkers with the patient's gender and age to estimate the risk of HCC in patients with chronic liver disease based on the following equation:Z = -10.08 + 0.09 x age + 1.67 x sex + 2.34 log(10) (AFP) + 0.04 x AFP - L3 + 1.33 x log(10) (DCP), where sex = 1 for males, 0 for females. The GALAD score is calculated using the lower limit of quantitation (LLOQ) when one or more of the following values are below the LLOQ: %L3, Total AFP, or Des-Gamma-Carboxy Prothrombin.. In the event this occurs, the GALAD score is resulted as (<)GALAD score. The GALAD model has been demonstrated to have higher diagnostic accuracy for the detection of HCC when compared to the use AFP, AFP-L3, and DCP markers alone or in combination.The performance of the GALAD score has also been reported to be superior to ultrasound for HCC detection. | Only orderable as part of a profile. For more information see HCCGS / Hepatocellular Carcinoma Risk Panel with GALAD Score, Serum Not applicable | Higher GALAD (gender, age, AFP-L3, AFP, des-gamma-carboxy prothrombin)model scores correlate with increased risk of hepatocellular carcinoma (HCC). The area under the curve (AUC) of a receiver operating characteristic (ROC) curve of the GALAD score was 0.95 for all HCC detection and 0.92 for the detection of early-stage HCC.Additionally,the AUC of the GALAD score (0.95) was higher than that of ultrasound alone for all HCC detection (AUC of 0.82,P<0.01). The sensitivity and specificity performance characteristics of the GALAD score for HCC will be influenced by the selected GALAD score cut-off. For example, at anoptimal AUC cutoff of -0.76, the GALAD score had 91% sensitivity and 85% specificity for HCC detection. At a more specific GALAD score cutoff of 0.88, the observed sensitivity was 80% for HCC detection, with an observed specificity of 97%. The GALAD model was developed and validated in patient cohorts with a prevalence of HCC ranging from 35% to 49%. The performance of the model may be altered in populations with different HCC prevalence. In addition, the clinical performance of the GALAD score varies by etiology of HCC and, therefore, may be different in different regions of the world. | The total alpha-fetoprotein (AFP) and AFP-L3% test values must be obtained using the uTASWako i30 in the GALAD(gender, age, AFP-L3, AFP, des-gamma-carboxy prothrombin) score calculation. Test results cannot be interpreted as absolute evidence for the presence or absence of malignant disease. Total AFP and AFP-L3% values are not interpretable during pregnancy for the investigation of malignant disease. Des-gamma-carboxy prothrombin (DCP)-producing tumors other than hepatocellular carcinoma can show elevated DCP values. Medication containing vitamin K preparations may cause a negative bias with DCP values. Medication containing vitamin K antagonist or antibiotic may cause a positive bias with DCP values. In rare cases, some individuals can develop antibodies to mouse or other animal antibodies (often referred to as human anti-mouse antibodies [HAMA] or heterophile antibodies), which may cause interference in some immunoassays. Caution should be used in interpretation of results, and the laboratory should be alerted if the result does not correlate with the clinical presentation. | 1. Johnson P, Pirrie S, Cox T, et al. The detection of hepatocellular carcinoma using a prospectively developed and validated model based on serological biomarkers.Cancer Epidemiol Biomarkers Prev.2014;23(1):144-153 2.Berhane S, Toyota H, Tada T, et al. Role of the GALAD and BALAD-2 serologic models in diagnosis of hepatocellular carcinoma and prediction of survival in patients.Clin Gastroenterol Hepatic.2016;14(6):875-886 3. Yang JD, Addissie BD, Mara KC, et al. GALAD score for hepatocellular carcinoma detection in comparison with liver ultrasound and proposal of GALADUS score. Cancer Epidemiol Biomarkers Prev. 2019;28(3):531-538. doi:10.1158/1055-9965 4. Leerapun A, Suravarapu S, Bida JP, et al. The utility of serum AFP-L3% in the diagnosis of hepatocellular carcinoma: Evaluation in a U.S. referral population. Clin Gastroenterol Hepatol. 2007;5(3):394-402 5. Durazo FA, Blatt LM, Corey WG, et al. Des-gamma-carboxyprothrombin, alpha-fetoprotein and AFP-L3 in patients with chronic hepatitis, cirrhosis and hepatocellular carcinoma. J Gastroenterol Hepatol. 2008;23(10):1541-1548 6. Chaiteerakij R, Addissie BD, Roberts LR. Update on biomarkers of hepatocellular carcinoma. Clin Gastroenterol Hepatol. 2015;13(2):237-245. doi:10.1016/j.cgh.2013.10.038 | The GALAD(gender, age, alpha-fetoprotein L3% [AFP-L3], AFP, des-gamma-carboxy prothrombin)model is a statistical model for estimating the likelihood of hepatocellular carcinoma (HCC) in patients with chronic liver disease.The GALAD score is calculated based on gender, age, and measured concentrations of AFP-L3, AFP, and DCP. | Same day/1 to 4 days | 3 months | Not Applicable |  | GALAD Model Score | 96450-2 | GAL1 | GALAD Model Score | 96450-2
GALN3 | Galectin-3 Immunostain, Technical Component Only | Distinguishing normal and benign thyroid gland from thyroid carcinoma | Immunohistochemistry (IHC) | Yes | Galectin-3 IHC, Tech Only | For the initial technical component only immunohistochemical (IHC) stain performed, the appropriate bill-only test ID will be reflexed and charged (IHTOI). For each additional technical component only IHC stain performed, an additional bill-only test ID will be reflexed and charged (IHTOA). | Supplies:Immunostain Technical Only Envelope (T693) Specimen Type:Tissue Container/Tube:Immunostain Technical Only Envelope Preferred:2 Unstained positively charged glass slide (25- x 75- x 1-mm) per test ordered; sections 4-microns thick Acceptable:Formalin-fixed, paraffin-embedded tissue block |  | Galectin-3 is a member of the beta-galactoside binding lectin family and is involved in cellular adhesion. It is expressed by normal macrophages, neutrophils, and mast cells. It is not expressed in normal or benign thyroid glands but may be expressed in thyroid carcinoma. |  | This test does not include pathologist interpretation, only technical performance of the stain. If interpretation is required, order PATHC / Pathology Consultation for a full diagnostic evaluation or second opinion of the case. The positive and negative controls are verified as showing appropriate immunoreactivity. If a control tissue is not included on the slide, a scanned image of the relevant quality control tissue is available upon request; call 855-516-8404. Interpretation of this test should be performed in the context of the patient's clinical history and other diagnostic tests by a qualified pathologist. | Age of a cut paraffin section can affect immunoreactivity. Stability thresholds vary widely among published literature and are antigen dependent. Best practice is for paraffin sections to be cut within 6 weeks. | 1. Sumana BS, Shashidhar S, Shivarudrappa AS. Galectin-3 immunohistochemical expression in thyroid neoplasms. J Clin Diagn Res. 2015;9(11):EC07-EC11 2.de Matos LL, Del Giglio AB, Matsubayashi CO, de Lima Farah M, Del Giglio A, da Silva Pinhal MA. Expression of CK-19, galectin-3 and HBME-1 in the differentiation of thyroid lesions: systematic review and diagnostic meta-analysis. Diagn Pathol. 2012;7:97. doi:10.1186/1746-1596-7-97 3. Arcolia V, Journe F, Renaud F, et al. Combination of galectin-3, CK19 and HBME-1 immunostaining improves the diagnosis of thyroid cancer. Oncol Lett. 2017;14(4):4183-4189 4. Magaki S, Hojat SA, Wei B, So A, Yong WH. An introduction to the performance of immunohistochemistry. Methods Mol Biol. 2019;1897:289-298. doi:10.1007/978-1-4939-8935-5_25 | Immunohistochemistry on sections of paraffin-embedded tissue.(Unpublished Mayo method) | 1 to 3 days | Until staining is complete. | This test has been cleared, approved, or is exempt by the US Food and Drug Administration and is used per manufacturer's instructions. Performance characteristics were verified by Mayo Clinic in a manner consistent with CLIA requirements. | 88342-TC, primary88341-TC, if additional IHC | Galectin-3 IHC, Tech Only | Order only;no result | 70751 | Galectin-3 IHC, Tech Only | Bill only; no result
GAL3 | Galectin-3, Serum | Aiding in the prognosis for patients diagnosed with heart failure Risk stratification of patients with heart failure An early indication of treatment failure and as a therapeutic target | Enzyme-Linked Immunosorbent Assay (ELISA) | Yes | Galectin-3, S | Serum Red | Supplies:Sarstedt Aliquot Tube, 5 mL (T914) Collection Container/Tube:Red top (serum gel/SST arenot acceptable) Submission Container/Tube:Plastic vial Specimen Volume:1 mL Collection Instructions:Centrifuge and aliquot serum into plastic vial. | 0.2 mL | Heart failure is a complex cardiovascular disorder with a variety of etiologies and heterogeneity with respect to the clinical presentation of the patient. Heart failure is significantly increasing in prevalence with an aging population and is associated with high short- and long-term mortality rate. Over 80% of patients diagnosed and treated for acute heart failure syndromes in the emergency department are re-admitted within the forthcoming year, incurring costly treatments and therapies. The development and progression of heart failure is a clinically silent process until manifestation of the disorder, which typically occurs late and irreversibly into its progression. Mechanistically, heart failure, whether due to systolic or diastolic dysfunction, is thought to progress primarily through adverse cardiac remodeling and fibrosis in response to cardiac injury or stress. Galectin-3 is a biomarker that appears to be actively involved in both the inflammatory and some fibrotic pathways. Galectin-3 is a carbohydrate-binding lectin whose expression is associated with inflammatory cells, including macrophages, neutrophils, and mast cells. Galectin-3 has been linked to cardiovascular physiological processes including myofibroblast proliferation, tissue repair, and cardiac remodeling in the setting of heart failure. Concentrations of galectin-3 have been used to predict adverse remodeling after a variety of cardiac insults. | <24 months: Not established 2-17 years: < or =25.0 ng/mL > or =18 years: < or =22.1 ng/mL | Clinically, galectin-3 concentrations may be categorized into 3 risk categories, substantiated by results from several large chronic heart failure studies: < or =17.8 ng/mL (low risk) 17.9-25.9 ng/mL (intermediate risk) >25.9 ng/mL (higher risk) Results should be interpreted in the context of the individual patient presentation. Elevated galectin-3 results indicate an increased risk for adverse outcomes and signal the presence of galectin-3-mediated fibrosis and adverse remodeling. Once galectin-3 concentrations are elevated they are relatively stable over time in the absence of intervention. Knowledge of a patient with heart failure's galectin-3 results may assist in risk stratification and lead to more aggressive management. There are no specific galectin-3 inhibitors available at this time, and patients with heart failure and elevated galectin-3 concentrations should be treated and monitored according to established guidelines. Angiotensin receptor blockers and aldosterone antagonists are thought to be particularly effective. A large multicenter, prospective, observational study was conducted to derive the reference intervals for galectin-3 that included 1092 subjects between the ages of 55 and 80 years without any known cardiac disease (520 males, 572 females). The 97.5th percentile of galectin-3 in that cohort was 22.1 ng/mL. Individuals with concentrations greater than 22.1 ng/mL had a significant association with mortality and New York Heart Association classification. However, this was an older population and definitive evidence of cardiac disease was not documented. | Galectin-3 has not been shown to be useful in the acute diagnosis of heart failure, and natriuretic peptides (BNP or NT-proBNP) should be utilized for this purpose. Hemolysis has been shown to interfere with the galectin-3 assay due to intracellular release of galectin-3. Specimens that are visibly hemolyzed will be rejected. Heterophile antibodies, in particular human-antimouse antibodies in human serum, may cause falsely elevated galectin-3 results.Heterophile antibodies may react with reagent immunoglobulins and subsequently interfere with in vitro immunoassays. Patients routinely exposed to animals or to animal serum products can be prone to this interference and anomalous high or low values can be observed. Patients with high concentrations of rheumatoid factor, as well as other autoimmune disorders, may also yield falsely elevated results and should be interpreted with caution. | 1.Van der Velde AR, Meijers WC, Van den Heuvel ER, et al. Determinants of temporal changes in galectin-3 level in the general population: Data of PREVEND. Int J Cardiol. 2016;222:385-390. doi:10.1016/j.ijcard.2016.07.241 2.Mueller T, Gegenhuber A, Leitner I, et al. Diagnostic and prognostic accuracy of galectin-3 and soluble ST2 for acute heart failure. Clin Chim Acta. 2016;463:158-164. doi:10.1016/j.cca.2016.10.034 3.Sudharshan S, Novak E, Hock K, et al. Use of biomarkers to predict readmission for congestive heart failure. Am J Cardiol. 2017;119:445-451. doi:10.1016/j.amjcard.2016.10.022 4.Meijers WC, van der Velde AR, Muller Kobold AC, et al. Variability of biomarkers in patients with chronic heart failure and healthy controls. Eur J Heart Fail. 2017;19:357-365. doi:10.1002/ejhf.669 5.Meeusen JW, Johnson JN, Gray A, et al. Soluble ST2 and galectin-3 in pediatric patients without heart failure. Clin Biochem. 2015;48(18):1337-1340. doi:10.1016/j.clinbiochem.2015.08.007 | The galectin-3 assay is a diagnostic, quantitative 2-site manual enzyme-linked immunosorbent assay (ELISA) validated for use in human sera. The capture monoclonal antibody (rat IgG2a) is immobilized on 96-well plates, while the detection antibody utilizes a mouse monoclonal antibody that targets the human galectin-3 protein and is conjugated with horseradish peroxidase. This is an FDA 510K-cleared in vitro diagnostic device.(Package insert: BGM Galectin-3 Assay, BG Medicine, Inc. 05/2015) | 1 to 8 days | 14 days | This test has been cleared, approved, or is exempt by the US Food and Drug Administration and is used per manufacturer's instructions. Performance characteristics were verified by Mayo Clinic in a manner consistent with CLIA requirements. | 82777 | Galectin-3, S | 62419-7 | 86202 | Galectin-3, S | 62419-7
GBACS | Gamma-Amino Butyric Acid Type A (GABA-A) Receptor Antibody by Cell Binding Assay, Serum | Evaluating patients with suspected autoimmune encephalitis and autoimmune epilepsy. | Cell Binding Assay (CBA) | Yes | GABA-A-R Ab CBA, S | Serum | Supplies:Sarstedt Aliquot Tube, 5 mL (T914) Collection Container/Tube: Preferred:Red top Acceptable:SST Submission Container/Tube:Plastic vial Specimen Volume:0.30 mL Collection Instructions:Centrifuge and aliquot serum into a plastic vial. | 0.25 mL | Gamma-amino butyric acid type A (GABA-A) receptor autoantibodies are highly predictive of GABA-A receptor autoimmune encephalitis. Seropositive GABA-A receptor encephalitis patients have characteristic clinical-radiologic presentations including frequent seizures and multifocal lesions in the white matter. Majority of patients are treatable with immunotherapy. | Negative | Seropositivity for gamma-amino butyric acid type A receptor autoantibodies supports the clinical diagnosis of autoimmune encephalitis with neurological presentations including seizures and multifocal lesions in the white matter. A search for thymoma cancer, and a trial of immunotherapy should be considered. | Negative results do not exclude the diagnosis of autoimmune encephalitis. Only 2% of cases of autoimmune encephalitis are associated with autoantibodies against gamma-amino butyric acid type A receptor. | 1. O’Connor K, Waters P, Komorowski L, et al. GABAA receptor autoimmunity A multicenter experience. NeurolNeuroimmunol Neuroinflamm 2019;6(3):e552. doi:10.1212/NXI.0000000000000552 2. Spatola M, Petit-Pedrol M, Simabukuro MM, et al. Investigations in GABAA receptor antibody-associated encephalitis. Neurology. 2017; 88(11): 1012–1020. doi:10.1212/WNL.0000000000003713 3. Waters P, Irani S. GABA-A receptor antibodies and their clinical associations. Neurology 2017; 88:1010–1011 4. Petit-Pedrol M, Armangue T, Peng X, et al. Encephalitis with refractory seizures, status epilepticus, and antibodies to the GABAA receptor: a case series, characterization of the antigen, and analysis of the effects of antibodies. Lancet Neurol 2014;13(3):276–286 | Patient specimen is applied to a composite slide containing transfected and nontransfected HEK-293 cells. After incubation and washing, fluorescein-conjugated goat-antihuman IgG is applied to detect the presence of patient IgG binding.(Package insert: IIFT: Neurology Mosaics, Instructions for the indirect immunofluorescence test. EUROIMMUN, FA_112d-1_A_UK_C13, 02/2019) | 5 to 10 days | 28 days | This test was developed and its performance characteristics determined by Mayo Clinic in a manner consistent with CLIA requirements. It has not been cleared or approved by the US Food and Drug Administration. | 86255 | GABA-A-R Ab CBA, S | 101874-6 | 620232 | GABA-A-R Ab CBA, S | 101874-6
GBACC | Gamma-Amino Butyric Acid Type A (GABA-A) Receptor Antibody by Cell Binding Assay, Spinal Fluid | Evaluating patients with suspected autoimmune encephalitis and autoimmune epilepsy | Cell Binding Assay (CBA) | Yes | GABA-A-R Ab CBA, CSF | CSF | Container/Tube:Sterile vial Specimen Volume:1 mL | 0.4 mL | Gamma-amino butyric acid type A (GABA-A) receptor autoantibodies are highly predictive of GABA-A receptor autoimmune encephalitis. Seropositive GABA-A receptor encephalitis patients have characteristic clinical-radiologic presentations including frequent seizures and multifocal lesions in the white matter. The majority of patients are treatable with immunotherapy. | Negative | Seropositivity for gamma-amino butyric acid type A receptor autoantibodies supports the clinical diagnosis of autoimmune encephalitis with neurological presentations including seizures and multifocal lesions in the white matter. A search for thymoma cancer, and a trial of immunotherapy should be considered. | Negative results do not exclude the diagnosis of autoimmune encephalitis. Only 2% of cases of autoimmune encephalitis are associated with autoantibodies against gamma-amino butyric acid type A receptor. | 1. O’Connor K, Waters P, Komorowski L, et al. GABAA receptor autoimmunity A multicenter experience. NeurolNeuroimmunol Neuroinflamm 2019;6(3):e552. doi:10.1212/NXI.0000000000000552 2. Spatola M, Petit-Pedrol M, Simabukuro MM, et al. Investigations in GABAA receptor antibody-associated encephalitis. Neurology. 2017; 88(11): 1012–1020. doi:10.1212/WNL.0000000000003713 3. Waters P, Irani S. GABA-A receptor antibodies and their clinical associations. Neurology 2017; 88:1010–1011 4. Petit-Pedrol M, Armangue T, Peng X, et al. Encephalitis with refractory seizures, status epilepticus, and antibodies to the GABAA receptor: a case series, characterization of the antigen, and analysis of the effects of antibodies. Lancet Neurol 2014;13(3):276–286 | Patient specimen is applied to a composite slide containing transfected and nontransfected HEK-293 cells. After incubation and washing, fluorescein-conjugated goat-antihuman IgG is applied to detect the presence of patient IgG binding.(Package insert: IIFT: Neurology Mosaics, Instructions for the indirect immunofluorescence test. EUROIMMUN, FA_112d-1_A_UK_C13, 02/2019) | 5 to 10 days | 28 days | This test was developed and its performance characteristics determined by Mayo Clinic in a manner consistent with CLIA requirements. It has not been cleared or approved by the US Food and Drug Administration. | 86255 | GABA-A-R Ab CBA, CSF | 103715-9 | 620231 | GABA-A-R Ab CBA, CSF | 103715-9
WGSEQ | Gamma-Globin Full Gene Sequencing, Varies | An adjunct in the interpretation of hemoglobin electrophoresis results Evaluation for suspected gamma variants or nondeletional hereditary persistence of fetal hemoglobin Assessment of unstable gamma chain variants when other tests for causes of hemolysis are unrevealing | Polymerase Chain Reaction (PCR) Amplification/Sanger Sequence Analysis | Yes | Gamma Globin Full Gene Sequencing | Varies | Submit only 1 of the following specimens: Specimen Type:Whole blood Container/Tube: Preferred:Lavender top (EDTA) Acceptable:Yellow top (ACD) Specimen Volume:4 mL Collection Instructions: 1. Invert several times to mix blood. 2. Send whole blood specimen in the original tube.Do not aliquot. Specimen Stability Information:Refrigerate 30 days(preferred)/Ambient 14 days Specimen Type:Extracted DNA from whole blood Container/Tube:1.5 to 2 mL tube Specimen Volume:Entire specimen Collection Instructions:Label specimen as extracted DNA from blood and provide indication of volume and concentration of the DNA Specimen Stability Information:Frozen (preferred)/Refrigerate/Ambient | Blood: 1 mL; Extracted DNA: 50 mcL at 50 ng/mcL concentration | Hemoglobin F (HbF) is the dominant hemoglobin at birth but is gradually replaced by adult hemoglobin (HbA) during the year after birth (normal value < or =1% of total hemoglobin after age 2 years). Increased HbF levels may continue after the neonatal period and into adulthood for various reasons. Genetic causes include deletional and nondeletional forms of hereditary persistence of fetal hemoglobin (HPFH) and delta-beta thalassemia variants. Over 100 genetic variants have been described in the gamma genes and, if detectable, the protein expression will vary over time according to the overall HbF expression. Gamma globin variants can manifest either as a quantitative (gamma thalassemia or nondeletional HPFH) or a qualitative (gamma variant) abnormality. Nondeletional HPFH alterations frequently modulate the expected severity of sickling disorders due to the inhibitory properties of HbF on sickle formation. Many gamma chain variants are benign, although some, such as unstable, high- and low-oxygen affinity, or M hemoglobin variants, cause hemolytic anemia/hyperbilirubinemia, erythrocytosis, cyanosis, and methemoglobinemia, respectively. The percentages of gamma variants will vary according to if they are present on theHBG1orHBG2genes, as these genes are differentially expressed depending on the age of the patient. Symptoms due to gamma variants are expected to decrease along with the normal decrease in HbF and therefore, most resolve after the first 6 months of life. | An interpretive report will be provided. | An interpretive report will be provided and will include specimen information, assay information, and whether the specimen was positive for any variants in the gene. If positive, the alteration will be correlated with clinical significance if known. | This test cannot be used in isolation to confirm or exclude hemoglobin conditions. Large deletions, crossover events, as well as other variants may not be detected. This test is used in conjunction with adequately studied protein analysis results. If multiple alterations are identified, gamma globin gene sequencing is not able to distinguish between variants that are found in the same allele (in cis) and variants found on different alleles (in trans). This limitation of sequencing may complicate diagnosis or classification and has implications for inheritance and genetic counseling. To resolve these cases, molecular results must be correlated with electrophoretic and protein data and/or family studies. | 1. Crowley MA, Mollan TL, Abdulmalik OY, et al. A hemoglobin variant associated with neonatal cyanosis and anemia. N Engl J Med. 2011;364(19):1837-1843 2.Cui J, Baysdorfer C, Azimi M, et al. Identification of three novel Hb F variants: Hb F-Hayward [(G)gamma1(NA1)Gly>Asp, GGT>GAT], Hb F-Chori-I [(A)gammaT16(A13)Gly>Asp, GGC>GAC] and Hb F-Chori-II [(A)gammaI29(B11)Gly>Glu, GGA>GAA]. Hemoglobin. 2012;36:305-309 3. Akinsheye I, Alsultan A, Solovieff N, et al. Fetal hemoglobin in sickle cell anemia. Blood. 2011;118(1):19-27 4. Steinberg M, Forget B, Higgs D, Weatherall D, eds. Disorders of Hemoglobin Genetics, Pathophysiology, and Clinical Management. 2nd ed. Cambridge University Press; 2009 5. Provan D, Gribben J, eds. Molecular Hematology. 3rd ed. Blackwell Publishing; 2010 6. Hoyer JD, Kroft SH, eds. Color Atlas of Hemoglobin Disorders: A Compendium Based on Proficiency Testing. College of American Pathologists; 2003 7. Merchant S, Oliveira JL, Hoyer JD, Viswanatha DS. Molecular diagnosis in hematopathology. In: Goldblum J. Hsi E, eds. Hematopathology: A Volume in the Series: Foundations in Diagnostic Pathology. 2nd ed. Churchill Livingstone; 2012:chap 24 8.Semkiu KM, Oliveira JL, Nguyen PL, Porter TR, Wilson DB. Hb F-Wentzville [(G)gamma24(B6)Gly>Glu;HBG2: c.74G>A, p.Gly25Glu]: An unstable (G)gamma-globin variant associated with neonatal hemolytic anemia. Hemoglobin. 2020;44(1):67-69. doi:10.1080/03630269.2020.1716002 | Total genomic DNA is extracted from the sample, and the full gamma globin genes are amplified by polymerase chain reaction in separate reactions followed by Sanger sequencing. Review of the sequence data is performed using a combination of automated calls and manual inspection.(Unpublished Mayo method) | 10 days | Blood: 2 weeks; DNA: 3 months | This test was developed and its performance characteristics determined by Mayo Clinic in a manner consistent with CLIA requirements. It has not been cleared or approved by the US Food and Drug Administration. | 81479-Unlisted molecular | Gamma Globin Full Gene Sequencing | 95795-1 | 46953 | Gamma Globin Interpretation | 59466-3
GGT | Gamma-Glutamyltransferase (GGT), Serum | Diagnosing and monitoring hepatobiliary disease, it is currently the most sensitive enzymatic indicator of liver disease Ascertaining whether observed elevations of alkaline phosphatase are due to skeletal disease (normal gamma-glutamyltransferase: GGT) or reflect the presence of hepatobiliary disease (elevated GGT) A screening test for occult alcoholism | Photometric Rate | Yes | Gamma Glutamyltransferase (GGT), S | Serum | Collection Container/Tube: Preferred:Serum gel Acceptable:Red top Submission Container/Tube:Plastic vial Specimen Volume:0.5 mL Collection Instructions:Centrifuge and aliquotseruminto a plastic vialwithin 2 hours of collection. | 0.25 mL | Gamma-glutamyltransferase (GGT) is primarily present in kidney, liver, and pancreatic cells. Small amounts are present in other tissues. Even though renal tissue has the highest level of GGT, the enzyme present in the serum appears to originate primarily from the hepatobiliary system, and GGT activity is elevated in any and all forms of liver disease. It is highest in cases of intra- or posthepatic biliary obstruction, reaching levels some 5 to 30 times normal. GGT is more sensitive than alkaline phosphatase (ALP), leucine aminopeptidase, aspartate transaminase, and alanine aminotransferase in detecting obstructive jaundice, cholangitis, and cholecystitis; its rise occurs earlier than with these other enzymes and persists longer. Only modest elevations (2-5 times normal) occur in infectious hepatitis, and in this condition, GGT determinations are less useful diagnostically than are measurements of the transaminases. High elevations of GGT are also observed in patients with either primary or secondary (metastatic) neoplasms. Elevated levels of GGT are noted not only in the sera of patients with alcoholic cirrhosis but also in the majority of sera from persons who are heavy drinkers. Studies have emphasized the value of serum GGT levels in detecting alcohol-induced liver disease. Elevated serum values are also seen in patients receiving drugs such as phenytoin and phenobarbital, and this is thought to reflect induction of new enzyme activity. Normal values are observed in various muscle diseases and in renal failure. Normal values are also seen in cases of skeletal disease, children older than 1 year, and in healthy pregnant women-conditions in which ALP is elevated. | Males 0-11 months: <178 U/L 12 months-6 years: <21 U/L 7-12 years: <24 U/L 13-17 years: <43 U/L > or =18 years: 8-61 U/L Females 0-11 months: <178 U/L 12 months- 6 years: <21 U/L 7-12 years: <24 U/L 13-17 years: <26 U/L > or =18 years: 5-36 U/L | An elevation of gamma-glutamyltransferase (GGT) activity is seen in any and all forms of liver disease, although the highest elevations are seen in intra- or posthepatic biliary obstruction. Elevated values can also indicatealcoholic cirrhosis or individuals who are heavy drinkers. The finding of increased GGT and alkaline phosphatase (ALP) activity is consistent with hepatobiliary disease. The finding of normal GGT activity and increased ALP activity is consistent with skeletal disease. | Gamma-glutamyltransferase activity is inducible by drugs such as phenytoin and phenobarbital and, therefore, elevations should not be considered indicative of liver disease until drug use is ruled out. Elevations are also seen after ingestion of alcoholic beverages. In very rare cases, gammopathy, in particular, type IgM (Waldenstrom macroglobinemia) may cause unreliable results. | 1. Tietz Textbook of Clinical Chemistry. Edited by CA Burtis, ER Ashwood. WB Saunders Company, Philadelphia, 1994 2. Heiduk M, Page I, Kliem C, et al: Pediatric reference intervals determined in ambulatory and hospitalized children and juveniles. Clin Chim Acta 2009:406:156-161 | This is an enzyme colorimetric method (rate method) where gamma-glutamyltransferase (GGT) transfers the gamma-glutamyl group of the substrate (L-gamma-glutamyl-3-carboxy-4-nitroanilide) to glycylglycine. The amount of 5-amino-2-nitrobenzoate liberated is proportional to the GGT activity and can be determined photometrically.(Package insert:Roche Diagnostics Cobas 6000 GGT-2 reagent, Indianapolis, IN, 46256; 2017-01, V 10.0) | Same day/1 to 2 days | 1 week | This test has been cleared, approved, or is exempt by the US Food and Drug Administration and is used per manufacturer's instructions. Performance characteristics were verified by Mayo Clinic in a manner consistent with CLIA requirements. | 82977 | Gamma Glutamyltransferase (GGT), S | 2324-2 | GGT | Gamma Glutamyltransferase (GGT), S | 2324-2
FGHSP | Gamma-Hydroxybutyric Acid (GHB), Serum/Plasma |  | Liquid Chromatography with Tandem Mass Spectrometry (LC/MS/MS) Gas Chromatography/Mass Spectrometry (GC/MS) (if appropriate) | Yes | GHB Screen, S/P | If the GHB Screen S/P is non-negative, then the Gamma-Hydroxybutyric Acid, CF, SP (FGHA) will be performed at an additional charge. | Submit only 1 of the following specimens: Serum Specimen Type: Serum Container/Tube: red-top tube(s) Specimen Volume: 5 mL Collection Instructions: Draw blood in a plain red-top tube(s), serum gel tube is not acceptable. Spin down and send 5 mL of serum refrigerated in a plastic vial. Min Vol: 1.2 mL Plasma Specimen Type: Plasma Container/Tube: green-top (sodium heparin) Specimen Volume: 5 mL Collection Instructions: Draw blood in a green-top (sodium heparin) tube(s), plasma gel tube is not acceptable. Spin down and send 5 mL of sodium heparin plasma refrigerated in a plastic vial. Min Vol: 1.2 mL | 1.2 mL |  | Reference Range: Negative Screening threshold: 10.0 ug/mL |  |  |  |  | 7 to 9 days |  | This test was developed and its performance characteristics determined by Labcorp. It has not been cleared or approved by the Food and Drug Administration. | 80307 | GHB Screen, S/P | 46085-7 | Z4223 | GHB | 46085-7
FGHSU | Gamma-Hydroxybutyric Acid (GHB), Urine |  | Liquid Chromatography with Tandem Mass Spectrometry (LC/MS/MS) Gas Chromatography/Mass Spectrometry (GC/MS) (if appropriate) | Yes | GHB Screen, UR | If the GHB Screen, UR is non-negative, then the Gamma-Hydroxybutyric Acid, CF, UR (FGHAC) will be performed at an additional charge. | Collect 10 mL random urine without preservatives. Ship refrigerated in a plastic container. | 1.2 mL |  | Reference Range: Negative Screening threshold: 5.0 ug/mL |  |  |  |  | 5 to 9 days |  |  | 80307 | GHB Screen, UR | 29868-7 | Z4226 | GHB | 29868-7
FGANP | Ganciclovir, Plasma |  | High Performance Liquid Chromatography/Tandem Mass Spectrometry (LC/MS/MS) | Yes | Ganciclovir, Plasma | Plasma EDTA | ***Must submit one specimen per order. Specimens cannot be shared between multiple orders.*** Collection Container/Tube:EDTA (lavender top) or pink top Submission Container/Tube:Plastic preservative-free vial Specimen Volume:1 mL Collection Instructions:Draw blood in EDTA (lavender top) or pink top tube(s). Plasma gel tube is not acceptable. Centrifuge and send 1 mL of plasma refrigerated in a preservative-free plastic vial. | 0.5 mL |  | Reporting limit determined each analysis. None Detected mcg/mL | Plasma concentrations after 1-hour I.V. infusion of 5 mg/kg were 9.46 +/- 2.02 mcg/mL at 1 hour post-dose and 0.56 +/- 0.66 mcg/mL at 11 hours post-dose. Peak plasma concentrations following chronic oral administration of 1000 mg three times daily ranged from 0.95 - 1.40 mcg/mL. |  |  |  | 9 to 11 days | 2 weeks | This test was developed and its performance characteristics determined by NMS Labs. It has not been cleared or approved by the U.S. Food and Drug Administration. | 80299 | Ganciclovir, Plasma | 15367-6 | Z5527 | Ganciclovir | 15367-6
FGAGM | Ganglioside (Asialo-GM1, GM1, GM2, GD1a, GD1b, and GQ1b) Antibodies |  | Semi-Quantitative Enzyme-Linked Immunosorbent Assay | Yes | Ganglioside Antibodies, IgG-IgM | Serum SST | Draw blood in a serum gel tube(s). Spin down and send 1 mL of serum refrigerated in a plastic vial. | 0.3 mL |  | 29 IV or less,Negative, 30-50 IV,Equivocal, 51-100 IV,Positive, 101 IV or greater,Strong Positive, | Ganglioside antibodies are associated with diverse peripheral neuropathies.Elevated antibody levels to ganglioside-monosialic acid (GM1) and the neutral glycolipid, asialo-GM1 are associated with motor or sensorimotor neuropathies, particularly multifocal motor neuropathy.Anti-GM1 may occur as IgM (polyclonal or monoclonal) or IgG antibodies.These antibodies may also be found in patients with diverse connective tissue diseases as well as normal individuals. GD1a antibodies are associated with different variants of Guillain-Barre syndrome (GBS) particularly acute motor axonal neuropathy while GD1b antibodies are predominantly found in sensory ataxic neuropathy syndrome. Anti-GQ1b antibodies are seen in more than 80 percent of patients with Miller-Fisher syndrome and may be elevated in GBS patients with ophthalmoplegia. The role of isolated anti-GM2 antibodies is unknown. These tests by themselves are not diagnostic and should be used in conjunction with other clinical parameters to confirm disease. |  |  |  | 1 to 8 days |  | This test was developed and its performance characteristics determined by ARUP Laboratories. The U.S. Food and Drug Administration has not approved or cleared this test; however, FDA clearance or approval is not currently required for clinical use. The results are not intended to be used as the sole means for clinical diagnosis or patient management decisions. | 83516 x 6 | Ganglioside Antibodies, IgG-IgM | 82455-7 | Z4250 | GQ1b Antibodies, IgG-IgM | 88729-9
GAES | Ganglioside Antibodies Evaluation, Serum | Supporting the diagnosis of an autoimmune neuropathy | GQ1ES, IGG_D, IGM_D, IGG_M, IGM_M, IGDTS, IMDTS, IGMTS, IMMTS: Enzyme-Linked Immunosorbent Assay (ELISA) GAESI: Technical Interpretation | Yes | Ganglioside Antibodies Eval, S | Screening tests are performed for IgG and IgM antibodies to gangliosides GM1 and GD1b. If positive, the appropriate titer will be performed at an additional charge. | Patient Preparation:For optimal antibody detection, specimen collection is recommended to occur prior to initiation of immunosuppressant medication or intravenous immunoglobulin treatment. Supplies:Sarstedt Aliquot Tube, 5 mL (T914) Collection Container/Tube: Preferred:Red top Acceptable:Serum gel Submission Container/Tube:Plastic vial Specimen Volume:1 mL Collection Instructions:Centrifuge and aliquot serum into a plastic vial. | 0.5 mL | Neuropathy patients have variable sensory disturbance (loss or exaggerated sensation including with pain), weakness, and autonomic involvements (sweat abnormalities, gastrointestinal dysfunction, and lightheadedness on standing). These symptoms are a result of injury to the distal nerves, roots, and ganglia or their gathering points (nerve plexus in the thighs and arms). Patients may have symmetric or asymmetric involvement of the extremities, trunk, and head, including extraocular muscles. Subacute onsets and asymmetric involvements favor inflammatory or immune causes over inherited or metabolic forms. Depending on the specific inflammatory or immune-mediated causes, other parts of the nervous system may also be affected (brain, cerebellum, spinal cord). Nerve conduction studies and needle electromyography can help classify the neuropathy as primary axonal, primary demyelinating, or mixed axonal and demyelinating. Among the immune-mediated peripheral neuropathies, autoantibodies to gangliosides represent an important class of noncancer-associated autoimmune peripheral neuropathies. Gangliosides are glycosphingolipids that contain sialic acid and are present in many cell types, most abundantly within neural tissues along their linings (myelin). Depending on the specific ganglioside autoantibody found and the antibody titer, in the appropriate clinical context these findings may be supportive of a specific clinical diagnosis and may also be prognostic for treatment response.(1,2) Specifically, in multifocal motor neuropathy (MMN) and multifocal acquired demyelinating sensory and motor (MADSAM) neuropathy, also known as Lewis-Sumner syndrome or multifocal chronic immune demyelinating polyradiculoneuropathy, the presence ganglioside autoantibodies, particularly high-titer GM1 IgM autoantibodies, may be supportive of the diagnosis in the correct clinical context. Furthermore, ganglioside seropositivity has been associated with favorable response to immunotherapy among patients suspected to have MMN during the initial clinical evaluation.(1) Additionally, the presence of ganglioside antibodies may support a diagnosis of Guillain-Barre syndrome (GBS) in the appropriate clinical context.(3) GBS is a class of autoimmune peripheral neuropathies that comprises a spectrum of disorders, including acute inflammatory demyelinating polyradiculoneuropathy, acute motor axonal neuropathy, and acute motor and sensory axonal neuropathy. This class of autoimmune neuropathies is generally characterized by an acute onset. Although the diagnosis of these disorders is dependent on clinical evaluation and electrophysiologic studies, assessment of ganglioside antibodies can further support the diagnosis. | GQ1b-IgG ELISA: Negative IgG Disialo. GD1b: Negative IgM Disialo. GD1b: Negative IgG Monos. GM1: Negative IgM Monos. GM1: Negative IgG Disialo GD1b Titer: <1:2000 IgM Disialo GD1b Titer: <1:2000 IgG Monos GM1 Titer: <1:2000 IgM Monos GM1 Titer: <1:4000 | High titers (>1:8000) favor the diagnosis of multifocal motor neuropathy or multifocal acquired demyelinating sensory and motor (MADSAM) neuropathy over motor neuron disease. About 30% to 50% of patients with these clinical syndromes or the pure motor variant of chronic inflammatory demyelinating polyneuropathy have ganglioside autoantibodies. High-antibody titers appear to be a specific, but not sensitive, marker of these related disorders. | Positive titer values less than 1:16,000 may be found in motor neuron disease, monoclonal gammopathy of uncertain significance, and healthy individuals. High titers are very specific of an autoimmune neuropathy. This test is not diagnostic and should be interpreted in the appropriate clinical context. This test does not include testing for ganglioside GD1a autoantibodies. | 1. Martinez JM, Snyder MR, Ettore M, et al. Composite ganglioside autoantibodies and immune treatment response in MMN and MADSAM. Muscle Nerve. 2018;57:1000-1005. doi:10.1002/mus.26051 2. Taylor BV, Gross L, Windebank AJ. The sensitivity and specificity of anti-GM1 antibody testing. Neurology. 1996;47:951-955 3. Kaida K, Ariga T, Yu RK. Antiganglioside antibodies and their pathophysiological effects on Guillain-Barre syndrome and related disorders-a review. Glycobiology. 2009;19:676-692. doi:10.1093/glycob/cwp027 | Ganglioside Antibodies IgG/IgM Disialo, GD1b; IgG/IgM Monos, GM1 Enzyme-Linked Immunosorbent Assays: Antiganglioside antibodies are detected by enzyme-linked immunosorbent assays (ELISA). Microwells are precoated with GM1 or GD1b antigen. The calibrator, controls, and diluted patient samples are added to the wells, and autoantibodies recognizing GM1 or GD1b bind during the first incubation. After washing the wells to remove all unbound proteins, purified alkaline phosphatase-conjugated antihuman IgG or IgM is added. The conjugated secondary IgG or IgM binds to the captured human autoantibody, and the excess unbound conjugated IgG or IgM is removed by a further wash step. The bound conjugated IgG or IgM is visualized with 4-nitrophenyl phosphate substrate, which gives a yellow reaction product, the intensity of which is proportional to a concentration of autoantibody in the sample. A base is added to each well to stop the reaction, and the final product is read at 405 nm. For screening assays, patient results are calculated by dividing the optical density (OD) of patient samples or controls by the average OD of the calibrator. Any sample with a ratio of patient to calibrator OD greater than 2.0 is considered positive. Any positive sample on screening is then titered. For titer assays, patient samples are diluted and the last dilution where the ratio of patient to calibrator OD greater than 2.0, is reported as the end-point titer.(Unpublished Mayo method) Ganglioside GQ1b Antibody IgG ELISA: Microwells are precoated with GQ1b antigen. The calibrator, controls, and diluted patient samples are added to the wells, and autoantibodies recognizing GQ1b bind during the first incubation. After washing the wells to remove all unbound proteins, purified horseradish peroxidase-labeled anti-human IgG conjugate is added. The conjugated IgG binds to the captured human autoantibody, and the excess unbound conjugated IgG is removed by a further wash step. The bound conjugated IgG is visualized with 3,3',5,5'-tetramethylbenzidine substrate, which gives a blue reaction product, the intensity of which is proportional to a concentration of autoantibody in the sample. Acid is added to each well to stop the reaction. This produces a yellow end-product color, which is read at 450 nm. Patient results are calculated as a cutoff index (COI) by dividing the OD of patient samples or controls by the average OD of the calibrator. Any sample with a COI greater than or equal to1.0 is considered positive. Any sample with a COI less than 1.0 is considered negative. Results are reported qualitatively as positive or negative.(Unpublished Mayo method) | 5 to 8 days | 28 days | This test was developed and its performance characteristics determined by Mayo Clinic in a manner consistent with CLIA requirements. It has not been cleared or approved by the US Food and Drug Administration. | 83516 x583520 x4 (if applicable) | Ganglioside Antibodies Eval, S | 82455-7 | 621109 | Ganglioside Antibodies Interpretation, S | 69048-7
GQ1ES | Ganglioside GQ1b Antibody, IgG, ELISA, Serum | Evaluating patients with an underlying demyelinating neuropathy Supporting the diagnosis of a ganglioside GQ1b IgG-related disorder | Enzyme-Linked Immunosorbent Assay (ELISA) | Yes | GQ1b-IgG ELISA, S | Serum | Patient Preparation:For optimal antibody detection, specimen collection is recommended to occur prior to initiation of immunosuppressant medication or intravenous immunoglobulin treatment. Supplies:Sarstedt Aliquot Tube, 5 mL (T914) Collection Container/Tube: Preferred:Red top Acceptable:Serum gel Submission Container/Tube:Plastic vial Specimen Volume:1 mL Collection Instructions:Centrifuge and aliquot serum into a plastic vial. | 0.5 mL | Ganglioside GQ1b antibody(GQ1b IgG) is a biomarker for a group of related disorders that includes Miller Fisher syndrome (MFS), Bickerstaff brainstem encephalitis (BBE), and classic Guillain–Barre syndrome (GBS) with ophthalmoplegia. Collectively, these are referred to GQ1b IgG-related syndromes. The prevalence of GQ1b IgG in this population of patients is high and has been reported to be greater than 80% in well-defined clinical cohorts. In classic GBS, the prevalence of GQ1b IgG positivity is low but has been reported in the literature. Patients with GQ1b IgG-related disorders may not require immunotherapy, presumably because they have a good prognosis and spontaneous recovery. In severe cases, both intravenous immunoglobulin (IVIG) and plasma exchange are effective treatments for MFS and BBE. In patients with a clinical suspicion of MFS and related disorders, positivity for GQ1b IgG supports the specific clinical diagnosis and may also provide prognostic information. Although the diagnosis of these disorders is dependent on clinical evaluation and electrophysiologic studies, assessment of GQ1b IgG can further support the diagnosis. | Negative | A positive result is consistent with an immune-mediated demyelinating neuropathy and correlation with clinical electrodiagnostic features is recommended. Ganglioside GQ1b(GQ1b) IgG antibodies occur in Miller Fisher syndrome, Bickerstaff brainstem encephalitis, and atypical Guillain-Barre syndromes having variably present demyelinating neuropathy, ophthalmoplegia, ataxia, brainstem features with encephalitis and, less commonly, other neurogenic conditions. A negative result does not exclude an immune-mediated demyelinating neuropathy nor a GQ1b IgG syndrome. | A negative result does not exclude the presence of disease. The use of immunotherapy prior to specimen collection may negatively impact the sensitivity of this assay. Testing forganglioside GQ1b antibodiesshould be performed near the onset of disease. This test should be interpreted in the appropriate clinical context. | 1. Nishimoto Y, Odaka M, Hirata K, Yuki N. Usefulness of anti-GQ1b IgG antibody testing in Fisher syndrome compared with cerebrospinal fluid examination. J Neuroimmunol. 2004;148(1-2):200-205 2. Odaka M, Yuki N, Hirata K. Anti-GQ1b IgG antibody syndrome: clinical and immunological range. J Neurol Neurosurg Psychiatry. 2001;70(1):50-55 3. Shahrizaila N, Yuki N. Bickerstaff brainstem encephalitis and Fisher syndrome: anti-GQ1b antibody syndrome. J Neurol Neurosurg Psychiatry. 2013;84(5):576-583 4. Gwathmey KG, Smith AG. Immune-Mediated Neuropathies. Neurol Clin. 2020;38(3):711-735 | Microwells are precoated with ganglioside GQ1b antigen. The calibrator, controls, and diluted patient samples are added to the wells, and autoantibodies recognizing GQ1b bind during the first incubation. After washing the wells to remove all unbound proteins, purified horseradish peroxidase-labeled anti-human IgG conjugate is added. The conjugated IgG binds to the captured human autoantibody, and the excess unbound conjugated IgG is removed by a further wash step. The bound conjugated IgG is visualized with 3,3',5,5'-tetramethylbenzidine substrate, which gives a blue reaction product, the intensity of which is proportional to a concentration of autoantibody in the sample. Acid is added to each well to stop the reaction. This produces a yellow end-product color, which is read at 450 nm. Patient results are calculated as a cutoff index (COI) by dividing the optical density (OD) of patient sera or controls by the average OD of the calibrator. Any sample with a COI greater than or equal to 1.0 is considered positive. Any sample with a COI less than 1.0 is considered negative. Results are reported qualitatively as positive or negative.(Unpublished Mayo method) | 5 to 8 days | 28 days | This test was developed and its performance characteristics determined by Mayo Clinic in a manner consistent with CLIA requirements. It has not been cleared or approved by the US Food and Drug Administration. | 83516 | GQ1b-IgG ELISA, S | 63254-7 | 621107 | GQ1b-IgG ELISA, S | 63254-7
FGARG | Garlic IgG |  | Enzyme Immunoassay (FEIA) | No | Garlic IgG | Serum | Draw blood in a plain red-top tube(s), serum gel tube(s) is acceptable. Spin down and send 0.5 mL of serum refrigerated in a plastic vial. | 0.5 mL |  | Reference ranges have not been established for food-specific IgG tests. The clinical utility of food-specific IgG tests has not been established. These tests can be used in special clinical situations to select foods for evaluation by diet elimination and challenge in patients who have food-related complaints. It should be recognized that the presence of food-specific IgG alone cannot be taken as evidence of food allergy and only indicates immunologic sensitization by the food allergen in question. This test should only be ordered by physicians who recognize the limitations of the test. |  |  |  |  | 3 to 7 days |  | This test was developed and its performance characteristics determined by Viracor Eurofins. It has not been cleared or approved by the U.S. Food and Drug Administration. | 86001 | Garlic IgG | 60374-6 | FGARG | Garlic IgG | 60374-6
GARL | Garlic, IgE, Serum | Establishing a diagnosis of an allergy to garlic Defining the allergen responsible for eliciting signs and symptoms Identifying allergens: -Responsible for allergic response and/or anaphylactic episode -To confirm sensitization prior to beginning immunotherapy -To investigate the specificity of allergic reactions to insect venom allergens, drugs, or chemical allergens | Fluorescence Enzyme Immunoassay (FEIA) | Yes | Garlic, IgE | Serum | Collection Container/Tube: Preferred:Serum gel Acceptable:Red top Submission Container/Tube:Plastic vial Specimen Volume:0.5 mL for every 5 allergens requested Collection Instructions:Centrifuge and aliquot serum into a plastic vial. | For 1 allergen: 0.3 mL For more than 1 allergen: (0.05 mL x number of allergens) + 0.25 mL deadspace | Clinical manifestations of immediate hypersensitivity (allergic) diseases are caused by the release of proinflammatory mediators (histamine, leukotrienes, and prostaglandins) from IgE-sensitized effector cells (mast cells and basophils) when cell-bound IgE antibodies interact with an allergen. In vitro serum testing for IgE antibodies provides an indication of the immune response to allergens that may be associated with allergic disease. The allergens chosen for testing often depend upon the age of the patient, history of allergen exposure, season of the year, and clinical manifestations. In individuals predisposed to develop allergic disease, the sequence of sensitization and clinical manifestations proceed as follows: eczema and respiratory disease (rhinitis and bronchospasm) in infants and children less than 5 years due to food sensitivity (milk, egg, soy, and wheat proteins) followed by respiratory disease (rhinitis and asthma) in older children and adults due to sensitivity to inhalant allergens (dust mite, mold, and pollen inhalants). | Class,IgE kU/L,Interpretation, 0,<0.10,Negative, 0/1,0.10-0.34,Borderline/equivocal, 1,0.35-0.69,Equivocal, 2,0.70-3.49,Positive, 3,3.50-17.4,Positive, 4,17.5-49.9,Strongly positive, 5,50.0-99.9,Strongly positive, 6,> or =100,Strongly positive, | Detection of IgE antibodies in serum (class 1 or greater) indicates an increased likelihood of allergic disease as opposed to other etiologies and defines the allergens that may be responsible for eliciting signs and symptoms. The level of IgE antibodies in serum varies directly with the concentration of IgE antibodies expressed as a class score or kU/L. | Testing for IgE antibodies is not useful in patients previously treated with immunotherapy to determine if residual clinical sensitivity exists or in patients in whom the medical management does not depend upon identification of allergen specificity. Some individuals with clinically insignificant sensitivity to allergens may have measurable levels of IgE antibodies in serum, and test results must be interpreted in the clinical context. False-positive results for IgE antibodies may occur in patients with markedly elevated serum IgE (>2500 kU/L) due to nonspecific binding to allergen solid phases. | Homburger HA, Hamilton RG: Allergic diseases. In: McPherson RA, Pincus MR, eds. Henry's Clinical Diagnosis and Management by Laboratory Methods. 23rd ed.Elsevier; 2017:1057-1070 | Specific IgE from the patient's serum reacts with the allergen of interest, which is covalently coupled to an ImmunoCAP. After washing away nonspecific IgE, enzyme-labeled anti-IgE antibody is added to form a complex. After incubation, unbound anti-IgE is washed away, and the bound complex incubated with a developing agent. After stopping the reaction, the fluorescence of the eluate is measured. Fluorescence is proportional to the amount of specific IgE present in the patient's sample (ie, the higher the fluorescence value, the more IgE antibody is present).(Package insert: ImmunoCAP System Specific IgE FEIA. Phadia; Rev 06/2020) | Same day/1 to 3 days | 14 days | This test has been cleared, approved, or is exempt by the US Food and Drug Administration and is used per manufacturer's instructions. Performance characteristics were verified by Mayo Clinic in a manner consistent with CLIA requirements. | 86003 | Garlic, IgE | 6122-6 | GARL | Garlic, IgE | 6122-6
FPEPA | Gastric Pepsin A Assay |  | Enzymatic method | No | Pepsin A Assay | Body Fluid | Specimen Type:Tracheal or Bronch Fluid Sources:Tracheal or Bronch Fluid Container/Tube:Standard Transport Tube Specimen Volume:1 mL Collection Instructions:1 mL Tracheal or Bronch Fluid shipped frozen. | 0.5 mL |  | Protein Unit: mg/mL Pepsin A Unit: ng/mL Pepsin A Reference Range (Units): Pepsin A Reference Range (ng/mL): <12.5 negative 12.5-100 weak to moderate positive >100 strong positive |  |  |  |  | 2 to 9 days |  |  | 83986, 84157, 82657 | Pepsin A Assay | Not Provided | Z3674 | Interpretation | Not Provided
GASTN | Gastrin Immunostain, Technical Component Only | Characterization of islet cell tumors and endocrine tumors of the gastrointestinal tract | Immunohistochemistry (IHC) | Yes | Gastrin IHC, Tech Only | For the initial technical component only immunohistochemical (IHC) stain performed, the appropriate bill-only test ID will be reflexed and charged (IHTOI). For each additional technical component only IHC stain performed, an additional bill-only test ID will be reflexed and charged (IHTOA). | Supplies:Immunostain Technical Only Envelope (T693) Specimen Type:Tissue Container/Tube:Immunostain Technical Only Envelope Preferred:2 Unstained positively charged glass slide (25- x 75- x 1-mm) per test ordered; sections 4-microns thick Acceptable:Formalin-fixed, paraffin-embedded tissue block |  | Gastrin is a polypeptide hormone produced and secreted by G cells in the antral mucosa of the stomach and in the duodenum and upper jejunum. The hormone is a potent stimulant of acid secretion and also increases gastric motility. Gastrin staining can identify G cells in the antral stomach and help characterize some islet cell tumors and other neuroendocrine tumors. |  | This test does not include pathologist interpretation, only technical performance of the stain. If interpretation is required, order PATHC / Pathology Consultation for a full diagnostic evaluation or second opinion of the case. The positive and negative controls are verified as showing appropriate immunoreactivity. If a control tissue is not included on the slide, a scanned image of the relevant quality control tissue is available upon request; call 855-516-8404. Interpretation of this test should be performed in the context of the patient's clinical history and other diagnostic tests by a qualified pathologist. | Age of a cut paraffin section can affect immunoreactivity. Stability thresholds vary widely among published literature and are antigen dependent. Best practice is for paraffin sections to be cut within 6 weeks. | 1. Smith JP, Nadella S, Osborne N.Gastrin and gastric cancer.Cell Mol Gastroenterol Hepatol. 2017;4(1):75-83. doi:10.1016/j.jcmgh.2017.03.004 2. Meng LL, Wang JL, Xu SP, et al.Low serum gastrin associated with ER(+) breast cancer development via inactivation of CCKBR/ERK/P65 signaling.BMC Cancer. 2018;18(1):824. doi:10.1186/s12885-018-4717-7 3. Morgat C, Schollhammer R, Macgrogan G, et al.Comparison of the binding of the gastrin-releasing peptide receptor (GRP-R) antagonist 68Ga-RM2 and 18F-FDG in breast cancer samples.PLoS One. 2019;14(1):e0210905 4. Magaki S, Hojat SA, Wei B, So A, Yong WH. An introduction to the performance of immunohistochemistry. Methods Mol Biol. 2019;1897:289-298. doi:10.1007/978-1-4939-8935-5_25 | Immunohistochemistry on sections of paraffin-embedded tissue.(Unpublished Mayo method) | 1 to 3 days | Until staining is complete. | This test has been cleared, approved, or is exempt by the US Food and Drug Administration and is used per manufacturer's instructions. Performance characteristics were verified by Mayo Clinic in a manner consistent with CLIA requirements. | 88342-TC, Primary88341-TC, If additional IHC | Gastrin IHC, Tech Only | Order only;no result | 70752 | Gastrin IHC, Tech Only | Bill only; no result
GAST | Gastrin, Serum | Investigation of patients withachlorhydriaor pernicious anemia Investigation ofpatients suspected of havingZollinger-Ellison syndrome Diagnosis of gastrinoma | Automated Chemiluminescent Immunometric Assay | Yes | Gastrin, S | Serum | Patient Preparation: 1. Fasting (8 hours) required 2.For 12 hours before specimen collection, patientshould nottake multivitamins or dietary supplements (eg, hair, skin, and nail supplements) containing biotin (vitamin B7). 3.For 1 week before specimen collection, if medically feasible, patientshould nottake proton pump inhibitors (omeprazole, lansoprazole, dexlansoprazole, esomeprazole, pantoprazole, and rabeprazole). 4. For at least 2 weeks before specimen collection, patientshouldnottake or receive drugs that interfere with gastrointestinal motility (eg, opioids). Collection Container/Tube: Preferred:Serum gel Acceptable:Red top Submission Container/Tube:Plastic vial Specimen Volume:1 mL Collection Instructions: 1. If multiple specimens are collected, submit each vial under a separate order. 2. Label specimens with corresponding collection time. 3. Centrifuge at within 2 hours of collection. Refrigerated centrifugation is preferred but not required. Immediately aliquot serum into plastic vial. | 0.5 mL | Gastrin is a peptide hormone produced by mucosal G cells of thegastric antrum. It is synthesized as preprogastrin and then cleaved to progastrin, which undergoes several posttranslational modifications, particularly, sulfation. It is finally processed into the mature 34-amino acid, gastrin-34. Gastrin-34 may be cleaved further into the shorter 17-amino acid, gastrin-17. Either may be secreted as a C-terminal amidated or unamidated isoform. A number of additional, smaller gastrin fragments, as well as gastrin molecules with atypical posttranslational modifications (eg, absent sulfation), may also be secreted in small quantities. Gastrin's half-life is short, 5 minutes for amidated gastrin-17, and 20 to 25 minutes for amidated gastrin-34. Elimination occurs through peptidase cleavage and renal excretion. Gastrin-17 I (nonsulfated form) and gastrin-17 II (sulfated) appear equipotent. Their biological effects are chiefly associated with the amidated isoforms and consist of promotion of gastric epithelial cell proliferation and differentiation to acid-secreting cells, direct promotion of acid secretion, and indirect stimulation of acid production through histamine release. In addition, gastrin stimulates gastric motility and release of pepsin and intrinsic factor. Most gastrin isoforms with atypical posttranslational modifications and most small gastrin fragments display reduced or absent bioactivity. This assay measures predominately gastrin-17. Larger precursors and smaller fragments have little or no cross-reactivity in the assay. Intraluminal stomach pH is the main factor regulating gastrin production and secretion. Rising gastric pH levels result in increasing serum gastrin levels, while falling pH levels are associated with mounting somatostatin production in gastric D cells. Somatostatin, in turn, downregulates gastrin synthesis and release. Other weaker factors that stimulate gastrin secretion are gastric distention, protein-rich foods, and elevated secretin or serum calcium levels. Serum gastrin levels may also be elevated in gastric distention due to gastric outlet obstruction and in a variety of conditions that lead to real or functional gastric hypo- or achlorhydria (gastrin is secreted in an attempted compensatory response to achlorhydria). These include atrophic gastritis with or without pernicious anemia, a disorder characterized by destruction of acid-secreting (parietal) cells of the stomach; gastric dumping syndrome; and surgically excluded gastric antrum. In atrophic gastritis, the chronic cell-proliferative stimulus of the secondary hypergastrinemia may contribute to the increased gastric cancer risk observed in this condition. Gastrin levels are pathologically increased in gastrinoma, a type of neuroendocrine tumor that can occur in the pancreas (20%-40%) or in the duodenum (50%-70%). The triad of non-beta islet cell tumor of the pancreas (gastrinoma), hypergastrinemia, and severe ulcer disease is referred to as the Zollinger-Ellison syndrome. Over 50% of gastrinomas are malignant and can metastasize to regional lymph nodes and the liver. About 25% of gastrinomas occur as part of the multiple endocrine neoplasia type 1 (MEN 1) syndrome and are associated with hyperparathyroidism and pituitary adenomas. These MEN 1-associated tumors have been observed to occur at an earlier age than sporadic tumors and often follow a more benign course. Basal and secretin-stimulated serum gastrin measurements are the best laboratory tests for gastrinoma. | <100 pg/mL There is no evidence that fasting serum gastrin levels differ between adults and children. Although 8-hour fasts are difficult or impossible to enforce in small children, serum gastrin levels after shorter fasting periods (3-8 hours) may be 50% to 60% higher than the 8-hour fasting value. For International System of Units (SI) conversion for Reference Values, seewww.mayocliniclabs.com/order-tests/si-unit-conversion.html. | Achlorhydria is the most common cause of elevated serum gastrin levels. The most common cause for achlorhydria is treatment of gastroduodenal ulcers, nonulcer dyspepsia, or gastroesophageal reflux with proton pump inhibitors (substituted benzimidazoles, eg, omeprazole). Other causes of hypo- and achlorhydria include chronic atrophic gastritis with or without pernicious anemia, gastric ulcer, gastric carcinoma, and previous surgical or traumatic vagotomy. If serum B12 levels are significantly low (<150 ng/L), even if the intrinsic factor blocking antibody tests are negative, a serum gastrin level above the reference range makes it likely the patient is suffering from pernicious anemia. Hypergastrinemia with normal or increased gastric acid secretion is suspicious of a gastrinoma (Zollinger-Ellison syndrome). Gastrin levels less than 100 pg/mL are observedso uncommonly in untreated gastrinoma patients with intact upper gastrointestinal anatomy as to virtually exclude the diagnosis. The majority (>60%) of patients with gastrinoma have very significantly elevated serum gastrin levels (>400 pg/mL). Levels above 1000 pg/mL in a gastric- or duodenal-ulcer patient without previous gastric surgery, on no drugs, who has a basal gastric acid output of greater than 15 mmol/hour (>5 mmol/hour in patients with prior acid-reducing surgery) are considered diagnostic of gastrinoma. If there are any doubts about gastric acid output, an infusion of 0.1 M HCl (hydrochloric acid) into the stomach reduces the serum gastrin in patients with achlorhydria but not in those with gastrinoma. Other conditions that may be associated with hypergastrinemia in the face of normal or increased gastric acid secretion include gastric and, rarely, duodenal ulcers, gastric outlet obstruction, bypassed gastric antrum, and gastric dumping. Occasionally, diabetes mellitus, autonomic neuropathy with gastroparesis, pheochromocytoma, rheumatoid arthritis, thyrotoxicosis, and paraneoplastic syndromes can also result in hypergastrinemia with normal acid secretion. None of these conditions tends to be associated with fasting serum gastrin levels above 400 pg/mL, and levels above 1000 pg/mL are virtually never observed. Several provocative tests can be used to distinguish these patients from individuals with gastrinomas. Patients with gastrinoma, who have normal or only mildly to modestly increased fasting serum gastrin levels, respond with exaggerated serum gastrin increases to intravenous infusions of secretin or calcium. Because of its greater safety, secretin infusion is preferred. The best validated protocol calls for a baseline fasting gastrin measurement, followed by an injection of 2 clinical units of secretin per kg body weight (0.4 microgram/kg) over 1 minute and further serum gastrin specimensat 5-, 10-, 15-, 20-, and 30-minutes postinjection. A peak gastrin increaseof more than 200 pg/mL above the baseline value has greater than 85% sensitivity andnear 100% specificity for gastrinoma. Secretin or calcium infusiontests are not carried out in the clinical laboratory but are usuallyperformed at gastroenterology or endocrine testing units underthe supervision of a physician. They are progressively beingreplaced (or supplemented) by imaging procedures, particularlyduodenal and pancreatic endoscopic ultrasound. All patients with confirmed gastrinoma should be evaluated forpossiblemultiple endocrine neoplasia type 1 (MEN 1), which is the underlying cause in approximately 25% of cases. If clinical, biochemical, or genetic testing confirms MEN 1, otherfamily members need to be screened. | Isolated serum gastrin levels can only be interpreted in fasting patients; nonfasting specimens are uninterpretable. Artifactual hypergastrinemia may be observed in fasting patients who have undergone procedures that result in temporary gastric distention or dysmotility (eg, after gastroscopy). Kidney failure prolongs the serum half-life of gastrin and is associated with increased serum gastrin levels. In rare cases, some individuals can develop antibodies to mouse or other animal antibodies (often referred to as human anti-mouse antibodies [HAMA] or heterophile antibodies), which may cause interference in some immunoassays. Caution should be used in interpretation of results, and the laboratory should be alerted if the result does not correlate with the clinical presentation. Drugs that interfere with gastric acid secretion, in particular proton pump inhibitors (eg, omeprazole, pantoprazole, dexlansoprazole, lansoprazole, rabeprazole), can lead to significant elevations of serum gastrin levels often above the normal range. These drugs can be discontinued, if feasible, for at least 1 week before serum gastrin measurement in order to avoid gastrin elevation. Drugs that interfere with gastrointestinal motility (eg, opioids) may also interfere with serum gastrin testing. | 1. Ellison EC, Johnson JA. The Zollinger-Ellison syndrome: a comprehensive review of historical, scientific, and clinical considerations. Curr Probl Surg. 2009;46(1):13-106. doi:10.1067/j.cpsurg.2008.09.001 2. McColl KE, Gillen D, El-Omar E. The role of gastrin in ulcer pathogenesis. Ballieres Best Pract Res Clin Gastroenterol. 2000;14(1):13-26. doi:10.1053/bega.1999.0056 3. Dockray GJ, Varro A, Dimaline R, Wang T. The gastrins: their production and biological activities. Annu Rev Physiol. 2001;63:119-139. doi:10.1146/annurev.physiol.63.1.119 4. Brandi ML, Gagel RF, Angeli A, et al. Guidelines for the diagnosis and therapy of MEN type 1 and type 2. J Clin Endocrinol Metab. 2001;86(12):5658-5671. doi:10.1210/jcem.86.12.8070 5. Ward PCJ. Modern approaches to the investigation of vitamin B12 deficiency. Clin Lab Med. 2002;22(2):435-445. doi:10.1016/s0272-2712(01)00003-8 6. Dacha S, Razvi M, Massaad J, Cai Q, Wehbi M. Hypergastrinemia.Gastroenterol Rep (Oxf). 2015;3(3):201-208. doi:10.1093/gastro/gov004 7. Ahmed M, Ahmed S. Functional, diagnostic and therapeutic aspects of gastrointestinal hormones.Gastroenterology Res. 2019;12(5):233-244. doi:10.14740/gr1219 | The Immulite 2000 Gastrin assay is a chemiluminescent, enzyme-labeled immunometric assay based on a ligand-labeled murine monoclonal capture antibody specific for gastrin and separation by antiligand-coated solid phase. The patient sample along with the ligand-labeled, anti-gastrin monoclonal antibody, an alkaline phosphatase-conjugated rabbit polyclonal anti-gastrin antibody, and an alkaline phosphatase-conjugated murine monoclonal anti-gastrin antibody are simultaneously incubated in the presence of the immobilized antiligand bead in a reaction tube. During the 60-minute incubation, gastrin molecules in the sample form antibody sandwich complexes that, in turn, bind to antiligand on the solid phase. Unbound conjugate is then removed by a centrifugal wash, after which luminogenic substrate is added, and the reaction tube is incubated for an additional 5 minutes. The chemiluminescent substrate, a phosphate ester of adamantyl dioxetane, undergoes hydrolysis in the presence of alkaline phosphatase to yield an unstable intermediate. The continuous production of the intermediate results in the sustained emission of light. The bound complex and, thus, also the photon output, as measured by the luminometer is proportional to the concentration of gastrin in the sample.(Instruction manual: Immulite 2000 Gastrin. Siemens Medical Solutions Diagnostics; PIL2KGA-15, 08/2020) | 1 to 3 days | 2 weeks | This test has been cleared, approved, or is exempt by the US Food and Drug Administration and is used per manufacturer's instructions. Performance characteristics were verified by Mayo Clinic in a manner consistent with CLIA requirements. | 82941 | Gastrin, S | 2333-3 | GAST | Gastrin, S | 2333-3
GID2 | Gastrointestinal Dysmotility, Autoimmune/Paraneoplastic Evaluation, Serum | Investigating unexplained weight loss, early satiety, anorexia, nausea, vomiting, constipation, or diarrhea in a patient with a past or family history of cancer or autoimmunity Directing a focused search for cancer Investigating gastrointestinal symptoms that appear in the course or wake of cancer therapy, not explainable by recurrent cancer, metastasis, or therapy; detection of autoantibodies on this profile helps differentiate autoimmune gastrointestinal dysmotility from the effects of chemotherapy Detecting early evidence of cancer recurrence in previously seropositive patients who have a rising titer of 1 or more autoantibodies | ANN1S, AN1TS, APBIS, APBTS, DPPTS, CRMS, CRMTS, PCAB2, PC2TS: Indirect Immunofluorescence Assay (IFA) APBCS, CS2CS, LG1CS, DPPCS: Cell Binding Assay (CBA) CRMWS: Western Blot (WB) AN1BS, AN2BS: Immunoblot (IB) GANG: Radioimmunoassay (RIA) | Yes | GI Dysmotility, Autoimm/Paraneo, S | If client requests or if the immunofluorescence assay (IFA) patterns suggest collapsin response-mediator protein-5 (CRMP-5)-IgG, then the CRMP-5-IgG IFA titer and CRMP-5-IgG Western blot will be performed at an additional charge. | Patient Preparation:For optimal antibody detection, specimen collection is recommended prior to initiation of immunosuppressant medication or intravenous immunoglobulin (IVIg) treatment. Supplies:Sarstedt Aliquot Tube, 5 mL (T914) Collection Container/Tube: Preferred:Red top Acceptable:Serum gel Submission Container/Tube:Plastic vial Specimen Volume:4 mL Collection Instructions:Centrifuge and aliquot serum into a plastic vial. | 2 mL | Autoimmune gastrointestinal dysmotility (AGID) is a limited form of dysautonomia (also known as autoimmune autonomic ganglionopathy or neuropathy) that is sometimes a paraneoplastic disorder. Neoplasms most frequently found are lung cancer, thymoma, and miscellaneous adenocarcinomas. Diagnosis is confirmed by objective abnormalities on gastrointestinal (GI) motility studies (eg, gastric, small intestinal, or colonic nuclear transit studies; esophageal, gastroduodenal, or colonic manometry or anorectal manometry with balloon expulsion). These disorders target autonomic postganglionic synaptic membranes and, in some cases, ganglionic neurons and autonomic nerve fibers, and may be accompanied by sensory small fiber neuropathy. Onset may be subacute or insidious. There may be additional manifestations of dysautonomia (eg, impaired pupillary light reflex, anhidrosis, orthostatic hypotension, sicca manifestations, and bladder dysfunction) or signs of other neurologic impairment. Autonomic reflex testing and a thermoregulatory sweat test are valuable aids in the documentation of objective abnormalities. The serological profile of AGID may include autoantibodies specific for onconeural proteins found in the nucleus, cytoplasm, or plasma membrane of neurons or muscle. Some of these autoantibodies are highly predictive of an underlying cancer. A commonly encountered autoantibody marker of AGID is the ganglionic neuronal alpha-3-acetylcholine receptor (alpha-3-AChR) autoantibody. The pathogenicity of this autoantibody was demonstrated in rabbits immunized with a recombinant extracellular fragment of the alpha-3-AChR subunit and in mice injected with IgG from high-titered alpha-3-AChR autoantibody-positive rabbit or human sera. A direct relationship between antibody titer and severity of dysautonomia occurs in both experimental animals and patients. Patients with high alpha-3-AChR autoantibody values (>1.0 nmol/L) generally present with profound pandysautonomia, and those with lower alpha-3-AChR autoantibody values may have limited autoimmune dysautonomia or other neurological signs and symptoms. Importantly, cancer is detected in 30% of patients with alpha-3-AChR autoantibody. Cancer risk factors include the patient's previous or family history of cancer, history of smoking, or social and environmental exposure to carcinogens. Early diagnosis and treatment of the neoplasm favor less morbidity from the GI dysmotility disorder. The cancers recognized most frequently with alpha-3-AChR autoantibody include lymphoma and adenocarcinomas of breast, lung, prostate, and GI tract. A specific neoplasm is often predictable when a patient's autoantibody profile includes other autoantibodies to onconeural proteins shared by neurons, glia, or muscle. Small-cell lung carcinoma is found in 80% of patients who are antineuronal nuclear antibody-type 1 (ANNA-1, also known as anti-Hu) positive, and 23% of patients who are ANNA-1 positive have GI dysmotility. The most common GI manifestation is gastroparesis, but the most dramatic is pseudoobstruction. | Test ID,Reporting Name,Methodology*,Reference Value, AGIDI,GI Dysmotility, Interpretation, S,Medical interpretation,Interpretive report, GANG,AChR Ganglionic Neuronal Ab, S,RIA,< or =0.02 nmol/L, ANN1S,Anti-Neuronal Nuclear Ab, Type 1,IFA,Negative, APBIS,AP3B2 IFA, S,IFA,Negative, CS2CS,CASPR2-IgG CBA, S,CBA,Negative, CRMS,CRMP-5-IgG, S,IFA,Negative, DPPCS,DPPX Ab CBA, S,CBA,Negative, LG1CS,LGI1-IgG CBA, S,CBA,Negative, PCAB2,Purkinje Cell Cytoplasmic Ab Type 2,IFA,Negative, Test ID,Reporting Name,Methodology*,Reference Value, AN1BS,ANNA-1 Immunoblot, S,IB,Negative, AN1TS,ANNA-1 Titer, S,IFA,<1:240, AN2BS,ANNA-2 Immunoblot, S,IB,Negative, APBCS,AP3B2 CBA, S,CBA,Negative, APBTS,AP3B2 IFA Titer, S,IFA,<1:240, CRMTS,CRMP-5-IgG Titer, S,IFA,<1:240, CRMWS,CRMP-5-IgG Western Blot, S,WB,Negative, DPPTS,DPPX Ab IFA Titer, S,IFA,<1:240, PC2TS,PCA-2 Titer, S,IFA,<1:240, | Antibodies directed at onconeural proteins shared by neurons, muscle, and certain cancers are valuable serological markers of a patient's immune response to cancer. They are not found in healthy subjects and are usually accompanied by subacute signs and symptoms. It is not uncommon for more than one antibody to be detected. Three classes of antibodies are recognized (the individual antibodies from each class included in the profile are denoted in parentheses): -Antineuronal nuclear autoantibody-type 1 -Neuronal and muscle cytoplasmic (collapsin response-mediator protein-5) -Plasma membrane cation channel (neuronal ganglionic alpha-3-acetylcholine receptor). These autoantibodies are potential effectors of autoimmune gastrointestinal dysmotility. | Negative results do not exclude autoimmune gastrointestinal dysmotility or cancer. Intravenous immunoglobulin (IVIg) treatment prior to the serum collection may cause a false-positive result. | 1. Flanagan EP, Saito YA, Lennon VA, et al. Immunotherapy trial as diagnostic test in evaluating patients with presumed autoimmune gastrointestinal dysmotility. Neurogastroenterol Motil. 2014;26(9):1285-1297. doi:10.1111/nmo.12391 2. Dhamija R, Tan KM, Pittock SJ, Foxx-Orenstein A, Benarroch E, Lennon VA. Serologic profiles aiding the diagnosis of autoimmune gastrointestinal dysmotility. Clin Gastroenterol Hepatol. 2008;6(9):988-992. doi:10.1016/j.cgh.2008.04.009 3. Cutsforth-Gregory JK, McKeon A, Coon EA, et al. Ganglionic antibody level as a predictor of severity of autonomic failure. Mayo Clin Proc. 2018;93(10):1440-1447. doi:10.1016/j.mayocp.2018.05.033 4. Tobin WO, Lennon VA, Komorowski L, et al. DPPX potassium channel antibody: frequency, clinical accompaniments, and outcomes in 20 patients. Neurology. 2014;83(20):1797-1803. doi:10.1212/WNL.0000000000000991 | Indirect Immunofluorescence Assay: The patient's sample is tested by a standardized immunofluorescence assay that uses a composite frozen section of mouse cerebellum, kidney, and gut tissues. After incubation with sample and washing, fluorescein-conjugated goat-antihuman IgG is applied. Neuron-specific autoantibodies are identified by their characteristic fluorescence staining patterns. Samples that are scored positive for any neuronal nuclear or cytoplasmic autoantibody are titrated to an endpoint. Interference by coexisting non-neuron-specific autoantibodies can usually be eliminated by serologic absorption.(Honorat JA, Komorowski L, Josephs KA, et al. IgLON5 antibody: neurological accompaniments and outcomes in 20 patients. Neurol Neuroimmunol Neuroinflamm. 2017;4(5):e385. doi:10.1212/NXI.0000000000000385) Radioimmunoassay: (125)I-labeled recombinant human antigens or labeled receptors are incubated with patient specimen. After incubation, anti-human IgG is added to form an immunoprecipitate. The amount of (125)I-labeled antigen in the immunoprecipitate is measured using a gamma-counter. The amount of gamma emission in the precipitate is proportional to the amount of antigen-specific IgG in the specimen. Results are reported as units of precipitated antigen (nmol) per liter of patient sample.(Griesmann GE, Kryzer TJ, Lennon VA. Autoantibody profiles of myasthenia gravis and Lambert-Eaton myasthenic syndrome. In: Rose NR, Hamilton RG, et al, eds. Manual of Clinical and Laboratory Immunology. 6th ed. ASM Press; 2002:1005-1012; Jones AL, Flanagan EP, Pittock SJ, et al. Responses to and outcomes of treatment of autoimmune cerebellar ataxia in adults.JAMA Neurol. 2015;72[11]:1304-1312. doi:10.1001/jamaneurol.2015.2378) Western Blot: Neuronal antigens extracted aqueously from adult rat cerebellum, full-length recombinant human collapsin response-mediator protein-5 (CRMP-5), or full-length recombinant human amphiphysin protein is denatured, reduced, and separated by electrophoresis on 10% polyacrylamide gel. IgG is detected autoradiographically by enhanced chemiluminescence.(Yu Z, Kryzer TJ, Griesmann GE, Kim K, Benarroch EE, Lennon VA l. CRMP-5 neuronal autoantibody: marker of lung cancer and thymoma-related autoimmunity. Ann Neurol. 2001;49[2]:146-154; Dubey D, Jitprapaikulsan J, Bi H, et al. Amphiphysin-IgG autoimmune neuropathy: A recognizable clinicopathologic syndrome. Neurology. 2019;93(20):e1873-e1880. doi:10.1212/WNL.0000000000008472) Immunoblot: All steps are performed at ambient temperature (18-28 degrees C) utilizing the EUROBlot One instrument. Diluted patient serum (1:12.5) is added to test strips (strips containing recombinant antigen manufactured and purified using biochemical methods) in individual channels and incubated for 30 minutes. Positive serum samples will bind to the purified recombinant antigen and negative serum samples will not bind. Strips are washed to remove unbound serum antibodies and then incubated with antihuman IgG antibodies (alkaline phosphatase-labeled) for 30 minutes. The strips are again washed to remove unbound antihuman IgG antibodies and nitroblue tetrazolium chloride/5-bromo-4-chloro-3-indolyl phosphate substrate is added. Alkaline phosphatase enzyme converts the soluble substrate into a colored insoluble product on the membrane to produce a black band. Strips are digitized via picture capture on the EUROBlot One instrument and evaluated with the EUROLineScan software.(O'ConnorK, Waters P, Komorowski L, et al. GABAA receptor autoimmunity: A multicenter experience. Neurol Neuroimmunol Neuroinflamm. 2019;6[3]:e552. doi:10.1212/NXI.0000000000000552) Cell-Binding Assay: Patient specimen is applied to a composite slide containing transfected and nontransfected HEK-293 cells. After incubation and washing, fluorescein-conjugated goat-antihuman IgG is applied to detect the presence of patient IgG binding.(Package insert: IIFT: Neurology Mosaics, Instructions for the indirect immunofluorescence test. EUROIMMUN; FA_112d-1_A_UK_C13, 02/2019) | 8 to 12 days | 28 days | This test was developed and its performance characteristics determined by Mayo Clinic in a manner consistent with CLIA requirements. It has not been cleared or approved by the US Food and Drug Administration. | 8351986255 x 784182 AN1BS (if appropriate)86256 AN1TS (if appropriate)84182 AN2BS (if appropriate)86255 APBCS (if appropriate)86256 APBTS (if appropriate)86256 CRMTS (if appropriate)84182 CRMWS (if appropriate)86255 DPPCS (if appropriate)86256 DPPTS (if appropriate)86256 PC2TS (if appropriate) | GI Dysmotility, Autoimm/Paraneo, S | 97557-3 | 615863 | AP3B2 IFA, S | 101907-4
GIP | Gastrointestinal Pathogen Panel, PCR, Feces | Rapid detection of gastrointestinal infections caused by: -Campylobacterspecies(Campylobacter jejuni/Campylobacter coli/Campylobacter upsaliensis) -Clostridioidesdifficiletoxin A/B -Plesiomonas shigelloides -Salmonellaspecies -Vibriospecies(Vibrio parahaemolyticus, Vibrio vulnificus, Vibrio cholerae) -Vibrio cholerae -Yersinia species -EnteroaggregativeEscherichia coli(EAEC) -EnteropathogenicE coli(EPEC) -EnterotoxigenicE coli(ETEC) -Shigatoxin -E coliO157 -Shigella/EnteroinvasiveE coli(EIEC) -Cryptosporidiumspecies -Cyclospora cayetanensis -Entamoeba histolytica -Giardia -Adenovirus F 40/41 -Astrovirus -Norovirus GI/GII -Rotavirus A -Sapovirus This test isnot recommendedas a test of cure. | Multiplex Polymerase Chain Reaction (PCR) | Yes | GI Pathogen Panel, PCR, F | The following algorithms are available: | Supplies:Culture and Sensitivity Stool Transport Vial (T058) Container/Tube: Preferred:Specific modified Cary Blair transport system; see Additional Information for acceptable collection media Acceptable:ApprovedCary Blair transport system (15 mL of non-nutritive transport medium containing phenol red as a pH indicator) Specimen Volume:Representative portion of feces Collection Instructions: 1. Collect fresh fecal specimen and submit 1 gram or 5 mL in container with transport medium. 2. Place feces in preservative within 2 hours of collection. 3. Submit preserved feces in original container.Do not aliquot. 4.If unpreserved specimens received, testing will be canceled. Additional Information: If collection media other than those listed is utilized, testing may be canceled.Media listed have been verified for use by Mayo Clinic Laboratories. Modified Cary Blair media: Preferred:Culture and Sensitivity Stool Transport Vial (T058) Acceptable:Meridian Para-Pak C and S, Cardinal Health Culture and Sensitivity Stool transport Vial Cary Blair media:Remel Cary Blair, Remel; Protocol Cary Blair | 1 mL | Acute diarrheal syndromes are usually self-limiting but may be complicated by dehydration, vomiting, and fever. Diagnostic testing and treatment may be required in some instances. Many bacterial enteric infections in the United States originate within the food supply chain. According to the CDC,in 2012 there were 19,531 laboratory-confirmed cases of infection with pathogens potentially transmitted through food in the United States. The numbers of infections, by pathogen, were as follows:Salmonellaspecies(7800),Campylobacterspecies(6793),Shigellaspecies(2138),Cryptosporidiumspecies(1234),Shiga toxin-producingEscherichia colinon-O157 (551),Shiga toxin-producingE coliO157 (531),Vibriospecies(193),Yersiniaspecies(155), andCyclosporacayetanensis(15).Giardiamay also be transmitted through ingestion of contaminated food and water. There were 15,178 cases of giardiasis reported to the CDC in 2012. Since the clinical presentation may be very similar to many of these bacterial, viral, and parasitic pathogens, laboratory testing is required for definitive identification of the causative agent. Rapid multiplex panel detection of the most common agents of bacterial, viral, and parasitic enteric infections directly from stool specimens is sensitive, specific, and provides same-day results, obviating the need for culture, antigen testing, microscopy, or individual nucleic acid amplification tests. For other diagnostic tests that may be of value in evaluating patients with diarrhea the following are available: -Parasitic Investigation of Stool Specimens Algorithm -Laboratory Testing for Infectious Causes of Diarrhea | Negative (for all targets) | A negative result should not rule-out infection in patients with a high pretest probability for gastrointestinal infection. The assay does not test for all potential infectious agents of diarrheal disease. Positive results do not distinguish between a viable or replicating organism and the presence of a nonviable organism or nucleic acid, nor do they exclude the potential for coinfection by organisms not contained within the panel. Results of the panel are intended to aid in the diagnosis of illness and are meant to be used in conjunction with other clinical and epidemiological findings. In some cases, there may be local public health requirements that impact Mayo Clinic Laboratories (MCL) clients and require additional testing on specimens with positive results from this panel. Clients should familiarize themselves with local requirements. MCL recommends clients retain an aliquot of each specimen submitted for this test to perform additional testing themselves, as needed. If necessary, selected add-on tests can be performed by MCL at an additional charge, as detailed below.Call 800-533-1710 within 96 hours of specimen collectionto request supplemental testing for positive test results: Gastrointestinal pathogen panel positive for Client action Campylobacterspecies Request add on test: CAMPC /CampylobacterCulture, Feces Salmonellaspecies Request add on test: SALMC /SalmonellaCulture, Feces Shigella/Enteroinvasive E coli Request add on test: SHIGC /ShigellaCulture, Feces (for theShigella/EnteroinvasiveE colitarget, the culture will assess forShigellaspecies only) Yersiniaspecies Request add on test: YERSC /YersiniaCulture, Feces Vibriospecies Request add on test: VIBC /VibrioCulture, Feces Shiga toxin-producingE coli E coliO157 Request add on test: E157C /Escherichia coliO157:H7 Culture, Feces MCL will report results to the client for additional cultures when ordered. If cultures are positive and the client is in need of the isolated organism (eg,Campylobacter,Salmonella,Shigella,YersiniaorVibriospecies, orE coliO157:H7) for submission to a public health laboratory, the client needs to call MCL and request that the isolates be returned to them (the client). The client will be responsible for submitting the isolates to the appropriate public health department. Positive culture results will also be reported via the Electronic Clinical Laboratory Reporting System. Alternatively (not preferred), clients who want a patient specimen returned from MCL should call 800-533-1710 as soon as possible, at the latest within 96 hours of specimen collection,to request that MCL return an aliquot of the submitted specimen to them. Clients will be responsible for submitting specimens to appropriate public health departments. | The detection of microbial DNA or RNA is dependent upon proper sample collection, handling, transportation, storage, and preparation. There is a risk of false-negative results due to the presence of strains with sequence variability or genetic rearrangements in the target regions of the assays. Repeat testing should not be performed on specimens collected less than 7 days apart. The presence of blood or mucous in the specimen may interfere with testing. Aeromonasspecies are not detected by this panel but may be detected by tests: STL / Enteric Pathogens Culture, Feces or AERMC /AeromonasCulture, Feces. The following information is provided by the test manufacturer: Cary Blair media, used for dilution and processing of clinical stools, is screened by manufacturers for viable organisms but may not be specifically tested for microbial nucleic acids. The presence of nucleic acids at levels that can be detected by the FilmArray GI Panel may lead to false positive test results.(BioFire Technical Notes FLM1-PRT-0239-01 and QS-339B-01) Campylobacterspecies:Detects but does not differentiateCampylobacter jejuni,Campylobacter coli, andCampylobacter upsaliensis.Other species will not be detected.Helicobacter pullorummay cross react. Clostridioides difficile:Detects but does not differentiate toxin A gene (tcdA) and toxin B gene (tcdB). A positive result may reflect asymptomatic carriage orC difficile-associated diarrhea. Salmonellaspecies:Detects but does not differentiateSalmonella entericaandSalmonella bongori. Cross-reactivity may occur with some strains ofEscherichia coli,which have the cryptic ETT2 type-III secretion system. Vibriospecies:Detects but does not differentiateVibrio parahaemolyticusandVibrio vulnificus. The assay may also react with less commonVibriospecies such as,Vibrio alginolyticus,Vibrio fluvialis, andVibrio mimicus. The assay is not expected to detect rare species ofVibriosuch as:Vibrio cincinnatiensis,Vibrio furnissiiandVibrio metschnikovii.Grimontia hollisaemay cross react. Vibrio cholerae:V choleraeis specifically reported when detected.V choleraestrains that do not carry thetoxRgene or which carry highly divergenttoxRgenes may not be detected. Rare non-choleraestrains ofVibriothat have acquired thetoxRgene may cross-react(eg, Vibrio harveyi,Vibrio mimicus, Vibrio alginolyticus,Vibrio vulnificus). Yersiniaspecies:DetectsYersinia enterocoliticabut does not differentiate known serotypes or biotypes.Yersinia kristensenii,Yersinia frederiksenii, andYersinia intermediacross-react at high levels withY enterocolitica; detection is reported to genus level only. DiarrheagenicE coli:Detects genetic determinants associated with classic diarrheagenicE coli/Shigellapathotypes. Transfer of these genes between organisms has been documented; therefore, detected results for multiple diarrheagenicE coli/Shigellamay be due to the presence of multiple pathotypes or a single strain containing the genes characteristic of multiple pathotypes. EnteroaggregativeE coli(EAEC):Detects but does not differentiate 2 gene targets typically associated with enteroaggregativeE coli; theaggRregulatory gene and the putative outer membrane protein,aatA, both located on the partially-conserved pAA plasmid. pAA is not present in all strains phenotypically identified as EAEC, and not all pAA plasmids carryaggRandaatAgenes; therefore, the assay will not detect all members of this diverse pathotype but is likely to detect most pathogenic strains. EnterotoxigenicE coli(ETEC):Detects but does not differentiate heat-labile (LT) enterotoxin (ltA) and 2 heat-stable (ST) enterotoxin variants (st1aandst1b).Cross-reactivity may occur with strains ofHafnia alvei, Citrobacter koseri, Citrobacter sedlakii,andCedecea davisae.LT-II and the STB/ST2 toxins are not detected. EnteropathogenicE coli(EPEC):Detectseaegene but does not differentiate typical and atypical EPEC. The LEE pathogenicity island, which includes theeaegene, is also found in some Shiga toxin-producingE coli(STEC; O157 and non-O157 strains). Therefore, the results of theeaeassay (positive or negative) are only reported when STEC is not detected. When STEC is detected, EPEC will not be reported, regardless of the EPEC assay result. Consequently, the assay cannot distinguish between STEC containingeaeand a coinfection of EPEC and STEC. Rare instances of other organisms carryingeaehave been documented (eg,Aeromonasspecies,Citrobacterspecies,Escherichiaalbertii,Shigella boydii). Others assays targetbfpto detect EPEC and, if positive, reflex toeaedetection to characterize isolates as typical or atypical EPEC. Thebfpgene is not used to detect EPEC in this assay. For the reasons described above, EPEC may be missed or overcalled. Shiga toxin-producingE coli(STEC):Detects but does not differentiate Shiga toxin 1 (stx1) and Shiga toxin 2 (stx2) sequences. Shiga toxin-positive results indicate the likely presence of STEC.Rare instances of detection of Shiga-like toxin genes in other genera and species have been reported (eg,Aeromonas caviae,Acinetobacter haemolyticus,Shigella sonnei,Enterobacter cloacae,Citrobacter freundii,Klebsiella pneumoniae). E coliO157:TheE coliO157 assay is not reported as detected unless a Shiga-like toxin gene is also detected. The assay cannot distinguish between infections with a single toxigenic STEC O157 or rare coinfections of STEC (non-O157) with astx1/stx2-negativeE coliO157. Shigella/EnteroinvasiveE coli(EIEC):Detects but does not differentiateShigellaspecies from enteroinvasiveE coli. Cryptosporidiumspecies:Detects but does not differentiate approximately 23 differentCryptosporidiumspecies, including the most common species (eg,Cryptosporidium hominisandCryptosporidium parvum), as well as less common species (eg,Cryptosporidium meleagridis,Cryptosporidium felis,Cryptosporidium canis,Cryptosporidiumcuniculus,Cryptosporidium muris, andCryptosporidium suis), but is not expected to detect the very rare speciesCryptosporidium bovis,Cryptosporidium ryanae,andCryptosporidium xiaoi. Entamoeba histolytica:DetectsE histolytica.Entamoebadisparpresent in high levels may cross-react. Giardia:DetectsGiardia lamblia(also known asGiardia intestinalis, Giardia duodenalis). A very low frequency of cross-reactivity with the commensal microorganismsBifidobacteriumandRuminococcusspecies was observed in the clinical evaluation. Adenovirus F40/41:Detects but does not differentiate F40 and F41. Does not detect respiratory adenovirus species such as B, C, and E. Astrovirus:Detects but does not differentiate 8 subtypes (HAstV1-8). Norovirus GI/GII:Detects but does not differentiate GI and GII. Does not detect genogroup GIV, nonhuman genogroups, or closely related Caliciviruses. Rotavirus:Detects all strains of rotavirus A.In silicosequence analysis indicates that these assays will not cross-react with rotavirus B and C, which are less common in human disease, or rotavirus D, E, and F, which have not been found in humans.Recent oral rotavirus Avaccines may result in patients passing the virus in stool and be detectable in stool polymerase chain reaction (PCR) testing. Contamination of specimens with vaccine can cause false-positiverotavirusPCR results. Specimens should not be collected or processed in areas that are exposed torotavirusAvaccine material. Sapovirus:Detects but does not differentiate genogroups I, II, IV, V. Genogroup III will not be detected.(FilmArray Gastrointestinal [GI] Panel. BioFire Diagnostics, LLC) | 1. Khare R, Espy MJ, Cebelinski E, et al. Comparative evaluation of two commercial multiplex panels for detection of gastrointestinal pathogens by use of clinical stool specimens. J Clin Microbiol. 2014;52(10):3667-3673 2. Centers for Disease Control and Prevention. Incidence and trends of infection with pathogens transmitted commonly through food-foodborne diseases active surveillance network, 10 U.S. sites, 1996-2012. MMWR Morb Mortal Wkly Rep. 2013;62(15):283-287 3. Centers for Disease Control and Prevention. Summary of notifiable diseases-United States, 2012. MMWR Morb Mortal Wkly Rep. 2014;61(53):1-121 4. DuPont HL. Persistent diarrhea: A clinical review. JAMA. 2016;315(24):2712-2723. doi:10.1001/jama.2016.7833 5. Lawson PA, Citron DM, Tyrrell KL, Finegold SM. Reclassification ofClostridium difficileasClostridioides difficile(Hall and O'Toole 1935) Prevot 1938. Anaerobe. 2016;40:95-99. doi:10.1016/j.anaerobe.2016.06.008 6. Oren A, Garrity GM. Validation List No. 169. List of new names and new combinations previously effectively, but not validly, published. Int J Syst Evol Microbiol. 2016;66(6):2456-2458. doi:10.1099/ijsem.0.001181 | The FilmArray GastrointestinaI Panel is a closed system that performs the chemistry required for isolation, amplification, and detection of nucleic acid from multiple viral, bacterial, and parasitic gastrointestinal pathogens from a single stool specimen of patients suspected to have a gastrointestinal infection. A panel contains reagents in freeze-dried form and is divided into discrete segments where the required chemical processes are carried out. Patient sample and hydration fluid are drawn by vacuum into the panel and then placed into the FilmArray instrument. The detection process operations are automated (nucleic acid purification, first-stage polymerase chain reaction [PCR], second-stage PCR, and melt analysis) and complete in about an hour in this closed system: -Nucleic Acid Purification: The sample is lysed by a combination of chemical and mechanical mechanisms and the liberated nucleic acid is captured, washed, and eluted using magnetic bead technology. -First-Stage PCR: A reverse transcription step is performed to convert viral RNA into complementary DNA prior to amplification. The purified nucleic acid solution is combined with a preheated master mix to initiate the reverse transcription step and subsequent thermocycling for multiplex PCR. -Second-Stage PCR: Products of first-stage PCR are diluted and mixed with fresh PCR reagents containing an intercalating fluorescent DNA dye (LCGreen Plus), which is distributed over the second-stage PCR array. The individual wells of the array contain primers for different assays (in triplicate) that target specific nucleic acid sequences from each of the pathogens detected, as well as control template material. -DNA Melting Analysis: Temperature is slowly increased and fluorescence in each well of the array is monitored and analyzed to generate a melt curve. -Analysis of Melt Curves: The software evaluates the DNA melt curve for each well to determine if a PCR product was present in that well. If the melt profile indicates the presence of a PCR product, then the analysis software calculates the melting temperature of the curve, which is then compared against the expected range for the assay. When the software determines that the melt curve is positive and in range, it is called positive. When it determines that the melt curve is negative or is not in the appropriate range, it is called negative. -Analysis of Replicates: Melt curves of each of the 3 replicates for each assay are evaluated to determine the assay result. For an assay to be called positive, at least 2 of the 3 associated melt curves must be called positive, and the temperature for at least 2 of the 3 positive melt curves must be similar (within 1 degree C). Assays that do not meet these criteria are called negative.(Instruction manual: FilmArray Gastrointestinal [GI] Panel CE IVD. BioFire Diagnostics, LLC; RFIT-PRT-0143-05, 05/2021) | 1 to 2 days | 7 days | This test has been cleared, approved, or is exempt by the US Food and Drug Administration and is used per manufacturer's instructions. Performance characteristics were verified by Mayo Clinic in a manner consistent with CLIA requirements. | 87507 | GI Pathogen Panel, PCR, F | 82195-9 | 37262 | Interpretation | 59464-8
GATA3 | GATA Binding Protein 3 Immunostain, Technical Component Only | Characterizing carcinomas, including primary bladder and breast carcinomas, and some types of mesenchymal and neuroectodermal tumors | Immunohistochemistry (IHC) | Yes | GATA3 IHC, Tech Only | For the initial technical component only immunohistochemical (IHC) stain performed, the appropriate bill-only test ID will be reflexed and charged (IHTOI). For each additional technical component only IHC stain performed, an additional bill-only test ID will be reflexed and charged (IHTOA). | Supplies:Immunostain Technical Only Envelope (T693) Specimen Type:Tissue Container/Tube:Immunostain Technical Only Envelope Preferred:2 Unstained positively charged glass slide (25- x 75- x 1-mm) per test ordered; sections 4-microns thick Acceptable:Formalin-fixed, paraffin-embedded tissue block |  | GATA-binding protein 3 (GATA3) is a transcription factor of the GATA family. GATA3 is involved in the regulation of development and differentiation of a variety of human tissues including T cells, skin, kidney, mammary gland, and the central nervous system. GATA3 has been shown to be a useful in the characterization of carcinomas, including primary bladder and breast carcinomas, and some types of mesenchymal and neuroectodermal tumors (ie, paragangliomas). |  | This test does not include pathologist interpretation, only technical performance of the stain. If interpretation is required, order PATHC / Pathology Consultation for a full diagnostic evaluation or second opinion of the case. The positive and negative controls are verified as showing appropriate immunoreactivity. If a control tissue is not included on the slide, a scanned image of the relevant quality control tissue is available upon request; call 855-516-8404. Interpretation of this test should be performed in the context of the patient's clinical history and other diagnostic tests by a qualified pathologist. | Age of a cut paraffin section can affect immunoreactivity. Stability thresholds vary widely among published literature and are antigen dependent. Best practice is for paraffin sections to be cut within 6 weeks. | 1. Chang A, Amin A, Gabrielson E, et al. Utility of GATA3 immunohistochemistry in differentiating urothelial carcinoma from prostate adenocarcinoma and squamous cell carcinomas of the uterine cervix, anus, and lung. Am J Surg Pathol. 2012;36(10):1472-1476 2. Gruver AM, Amin MB, Luthringer DJ, et al. Selective immunohistochemical markers to distinguish between metastatic high-grade urothelial carcinoma and primary poorly differentiated invasive squamous cell carcinoma of the lung. Arch Pathol Lab Med. 2010;136(11):1339-1346 3. Higgins JPT, Kaygusuz G, Wange L, et al. Placental S100(S100P) and GATA3: Markers for transitional epithelium and urothelial carcinoma discovered by complementary DNA microarray. Am J Surg Pathol. 2007;31(5):673-680 4. Liu H, Shi J, Wilkerson ML, Lin F. Immunohistochemical evaluation of GATA3 expression in tumors and normal tissues. A useful immunomarker for breast and urothelial carcinomas. Am J Clin Pathol. 2012;138(1):57-64 5. Miettinen M, McCue PA, Sarlomo-Rikala M, et al. GATA3: A Multispecific but potentially useful marker in surgical pathology. A systematic analysis of 2500 epithelial and nonepithelial tumors. Am J Surg Pathol. 2014;38(1):13-22 6. Magaki S, Hojat SA, Wei B, So A, Yong WH. An introduction to the performance of immunohistochemistry. Methods Mol Biol. 2019;1897:289-298. doi:10.1007/978-1-4939-8935-5_25 | Immunohistochemistry on sections of paraffin-embedded tissue.(Unpublished Mayo method) | 1 to 3 days | Until staining is complete. | This test has been cleared, approved, or is exempt by the US Food and Drug Administration and is used per manufacturer's instructions. Performance characteristics were verified by Mayo Clinic in a manner consistent with CLIA requirements. | 88342-TC, Primary88341-TC, If additional IHC | GATA3 IHC, Tech Only | Order only;no result | 70753 | GATA3 IHC, Tech Only | Bill only; no result
GATAS | GATA-Binding Protein 2, GATA2, Full Gene Analysis, Next-Generation Sequencing, Varies | ComprehensiveevaluationoftheGATA2geneinpatientswithclinicalorimmunologicalsymptomssuggestiveof GATA-binding protein 2 (GATA2) deficiency ScreeningfamilymembersofpatientswithconfirmedGATA2deficiency | Sequence Capture and Targeted Next-Generation Sequencing (NGS) followed by Polymerase Chain Reaction (PCR) and Sanger Sequencing | Yes | GATA2 Gene, Full Gene Analysis | For skin biopsy or cultured fibroblast specimens,fibroblast culture will be performed at an additional charge. If viable cells are not obtained, the client will be notified. | Patient Preparation:A previous bone marrow transplant from an allogenic donor will interfere with testing. Call 800-533-1710 for instructions for testing patients who have received a bone marrow transplant. Submit only 1 of the following specimens: Specimen Type:Whole blood Container/Tube: Preferred:Lavender top (EDTA) or yellow top (ACD) Acceptable:Any anticoagulant Specimen Volume:3 mL Collection Instructions: 1. Invert several times to mix blood. 2. Send whole blood specimen in original tube.Do not aliquot. Specimen Stability Information:Ambient (preferred) 4 days/Refrigerated Specimen Type: Skin biopsy Supplies: Fibroblast Biopsy Transport Media (T115) Container/Tube: Sterile container with any standard cell culture media (eg, minimal essential media, RPMI 1640). The solution should be supplemented with 1% penicillin and streptomycin. Specimen Volume: 4-mm punch Specimen Stability Information: Refrigerated (preferred)/Ambient Additional Information:A separate culture charge will be assessed under CULFB / Fibroblast Culture for Biochemical or Molecular Testing. An additional 3 to 4 weeks is required to culture fibroblasts before genetic testing can occur. SpecimenType: Cultured fibroblasts Container/Tube: T-25 flask SpecimenVolume: 2 Flasks CollectionInstructions: Submit confluent cultured fibroblast cells from a skin biopsy from another laboratory. Cultured cells from a prenatal specimen will not be accepted. Specimen Stability Information: Ambient (preferred)/Refrigerated (<24 hours) Additional Information:A separate culture charge will be assessed under CULFB / Fibroblast Culture for Biochemical or Molecular Testing. An additional 3 to 4 weeks is required to culture fibroblasts before genetic testing can occur. | Blood: 1 mL; Skin biopsy or cultured fibroblasts: See Specimen Required | GATA-bindingprotein2(GATA2)deficiency causes multiple previously distinct clinical entities, including DCML deficiency (dendritic cell, monocyte, B and natural killer [NK] cell lymphocyte deficiency), MonoMAC syndrome (monocytopenia withMycobacterium aviumcomplex infection), Emberger syndrome (myelodysplastic syndrome [MDS] with lymphedema), NK cell deficiency, and familial MDS/acute myeloid leukemia. As such, there is a wide spectrum of clinical features, including severe viral infections (particularly with human papillomavirus, molluscum contagiosum, herpes simplex virus, Epstein-Barr virus, and cytomegalovirus), warts, fungal infections (particularly histoplasmosis and aspergillosis), mycobacterial infections, pulmonary alveolar proteinosis, bone marrow hypocellularity, neutropenia, sensorineural hearing loss, and congenital lymphedema. Immunological phenotypes include dendritic cell, monocyte, CD4+ T cell, B- and NK- cell deficiencies. Also, the loss of a specific NK-cell subset, CD56 bright NK cells, has been reported in these patients. GATA2isazincfingertranscriptionfactorinvolvedinhematopoiesis, maintenance ofthe hematopoietic stem cell (HSC) pool, and for HSC progenitor differentiation. Disease-causing genetic variants inGATA2result in loss-of-function and haploinsufficiency and are transmitted in an autosomal dominant manner or arisede novo. Null variants (frameshift, nonsense, splicing, and large deletions) account for most cases, while missense variants account for approximately 30% of cases, and noncoding variants in an intronic enhancer element and synonymous variants that impact splicing account for the remainder of cases. Genotype-phenotype correlationsaredifficulttomake,asthereisconsiderableclinicalheterogeneity. Incomplete penetrance has been observed with GATA2 deficiency, and the age at presentation varies; however, by age 60 years, the penetrance is estimated to be 90%. Additionally, there may be a role for environmental factors triggering certaininfectiousmanifestations. The definitive treatment for GATA2 deficiency is HSC transplantation. Early genetic diagnosis of GATA2 deficiency may aid in selecting management strategies and allow for family screening and counseling. | An interpretive report will be provided | All detected variants are evaluated according to American College of Medical Genetics and Genomics (ACMG) recommendations.(1) Variants are classified based on known, predicted, or possible pathogenicity and reported with interpretive comments detailing their potential or known significance. | Clinical Correlations:Test results should be interpreted in the context of clinical findings, family history, and other laboratory data. Misinterpretation of results may occur if the information provided is inaccurate or incomplete. If testing was performed because of a clinically significant family history, it is often useful to first test an affected family member. Detection of a reportable variant in an affected family member would allow for more informative testing of at-risk individuals. To discuss the availability of additional testing options or for assistance in the interpretation of these results, contact Mayo Clinic Laboratories genetic counselors at 800-533-1710. Technical Limitations:Next-generation sequencing may not detect all types of genomic variants. In rare cases, false-negative or false-positive results may occur. The depth of coverage may be variable for some target regions; assay performance below the minimum acceptable criteria or for failed regions will be noted. Given these limitations, negative results do not rule out the diagnosis of a genetic disorder. If a specific clinical disorder is suspected, evaluation by alternative methods can be considered. There may be regions of genes that cannot be effectively evaluated by sequencing or deletion and duplication analysis as a result of technical limitations of the assay, including regions of homology, high guanine-cytosine (GC) content, and repetitive sequences. Confirmation of select reportable variants will be performed by alternate methodologies based on internal laboratory criteria. This test is validated to detect 95% of deletions up to 75 base pairs (bp) and insertions up to 47 bp. Deletions-insertions (delins) of 40 or more bp, including mobile element insertions, may be less reliably detected than smaller delins. Deletion/Duplication Analysis: This analysis targets single and multi-exon deletions/duplications; however, in some instances, single exon resolution cannot be achieved due to isolated reduction in sequence coverage or inherent genomic complexity. Balanced structural rearrangements (such as translocations and inversions) may not be detected. This test is not designed to detect low levels of mosaicism or to differentiate between somatic and germline variants. If there is a possibility that any detected variant is somatic, additional testing may be necessary to clarify the significance of results. For detailed information regarding gene specific performance and technical limitations, see Method Description or contact a laboratory genetic counselor. If the patient has had an allogeneic hematopoietic stem cell transplant or a recent non-leukoreduced blood transfusion, results may be inaccurate due to the presence of donor DNA. Call Mayo Clinic Laboratories for instructions for testing patients who have received a bone marrow transplant. Reclassification of Variants:Currently, it is not standard practice for the laboratory to systematically review previously classified variants on a regular basis. The laboratory encourages health care providers to contact the laboratory at any time to learn how the classification of a particular variant may have changed over time. Due to broadening genetic knowledge, it is possible that the laboratory may discover new information of relevance to the patient. Should that occur, the laboratory may issue an amended report. Variant Evaluation:Evaluation and categorization of variants are performed using published American College of Medical Genetics and Genomics and the Association for Molecular Pathology recommendations as a guideline.(1) Other gene-specific guidelines may also be considered. Variants are classified based on known, predicted, or possible pathogenicity and reported with interpretive comments detailing their potential or known significance. Variants classified as benign or likely benign are not reported. Multiple in silico evaluation tools may be used to assist in the interpretation of these results. The accuracy of predictions made by in silico evaluation tools is highly dependent upon the data available for a given gene, and periodic updates to these tools may cause predictions to change over time. Results from in silico evaluation tools should be interpreted with caution and professional clinical judgment. Rarely, incidental or secondary findings may implicate another predisposition or presence of active disease. These findings will be carefully reviewed to determine whether they will be reported. | 1. Richards S, Aziz N, Bale S, et al; ACMG Laboratory Quality Assurance Committee: Standards and guidelines for the interpretation of sequence variants: a joint consensus recommendation of the American College of Medical Genetics and Genomics and the Association for Molecular Pathology. Genet Med. 2015 May;17(5):405-424 2. Fabozzi F, Mastronuzzi A, Ceglie G, Masetti R, Leardini D: GATA 2 deficiency: Focus on immune system impairment. Frong Immunol. 2022 Jun 13;13:865773 3. HsuAP,McReynoldsLJ,HollandSM:GATA2deficiency.CurrOpinAllergyClinImmunol.2015 Feb;15(1):104-109 4. Bresnick EH, Jung MM, Katsumura KR: Human GATA2 mutations and hematologic disease: how many paths to pathogenesis? Blood Adv. 2020 Sep 22;4(18):4584-4592 5. Kozyra EJ, Pastor VB, Lefkopoulos S, et al: Synonymous GATA2 mutations result in selective loss of mutated RNA and are common in patients with GATA2 deficiency. 2020 Oct;34(10):2673-2687 6. Tangye SG, Al-Herz W, Bousfiha A, et al: Human inborn errors of immunity: 2022 update on the classification from the International Union of Immunological Societies Expert Committee. J Clin Immunol. 2022 Oct;42(7):1473-1507. doi: 10.1007/s10875-022-01289-3 | Next-generation sequencing (NGS) and/or Sanger sequencing are performed to test for the presence of variants in coding regions and intron/exon boundaries of theGATA2gene, as well as some other regions that have known disease-causing variants. The human genome reference GRCh37/hg19 build was used for sequence read alignment. At least 99% of the bases are covered at a read depth over 30X. Sensitivity is estimated at above 99% for single nucleotide variants, above 94% for deletions/insertions (delins) less than 40 base pairs (bp), and above 95% for deletions up to 75 bp and insertions up to 47 bp. NGS and/or a polymerase chain reaction-based quantitative method is performed to test for the presence of deletions and duplications in theGATA2gene. There may be regions ofGATA2gene that cannot be effectively evaluated by sequencing or deletion and duplication analysis as a result of technical limitations of the assay, including regions of homology, high guanine-cytosine (GC) content, and repetitive sequences.(Unpublished Mayo method) Confirmation of select reportable variants may be performed by alternate methodologies based on internal laboratory criteria. Reference transcript numbers may be updated due to transcript re-versioning. Always refer to the final patient report for gene transcript information referenced at the time of testing. Gene symbol Reference transcript Additional evaluations Technical limitations GATA2 NM_032638.5 c.1017+526_1017+589 corresponding to a highly conserved intronic regionc.1018-17_1020 - | 28 to 42 days | Whole blood: 2 weeks (if available); Extracted DNA: 3 months; Cultured fibroblasts, skin biopsy: 1 month | This test was developed and its performance characteristics determined by Mayo Clinic in a manner consistent with CLIA requirements. It has not been cleared or approved by the US Food and Drug Administration. | 8147988233- Tissue culture, skin, solid tissue biopsy (if appropriate)88240- Cryopreservation (if appropriate) | GATA2 Gene, Full Gene Analysis | 95771-2 | 619815 | Released By | 18771-6
GATAB | GATA-Binding Protein 3 Immunostain, Technical Component Only, Bone Marrow, | Characterizing carcinomas, including primary bladder and breast carcinomas, and some types of mesenchymal and neuroectodermal tumors | Immunohistochemistry (IHC) | Yes | Bone Marrow GATA3 IHC, Tech Only | For the initial technical component only immunohistochemical (IHC) stain performed, the appropriate bill-only test ID will be reflexed and charged (IHTOI). For each additional technical component only IHC stain performed, an additional bill-only test ID will be reflexed and charged (IHTOA). | Supplies:Immunostain Technical Only Envelope (T693) Specimen Type:Tissue Container/Tube:Immunostain Technical Only Envelope Preferred:2 Unstained positively charged glass slides (25- x 75- x 1-mm) per test ordered; sections 4-microns thick; B5 fixed, decalcified, paraffin-embedded bone marrow tissue. Acceptable:B5 fixed, decalcified, paraffin-embedded bone marrow tissue block. |  | GATA-binding protein 3 (GATA3) is a transcription factor of the GATA family. GATA3 is involved in the regulation of development and differentiation of a variety of human tissues including T cells, skin, kidney, mammary gland, and the central nervous system. GATA3 has been shown to be a useful in the characterization of carcinomas, including primary bladder and breast carcinomas, and some types of mesenchymal and neuroectodermal tumors (ie, paragangliomas). |  | This test does not include pathologist interpretation, only technical performance of the stain. If interpretation is required order PATHC / Pathology Consultation for a full diagnostic evaluation or second opinion of the case. The positive and negative controls are verified as showing appropriate immunoreactivity and documentation is retained at Mayo Clinic Rochester. If a control tissue is not included on the slide, a scanned image of the relevant quality control tissue is available upon request, call 855-516-8404. Interpretation of this test should be performed in the context of the patient's clinical history and other diagnostic tests by a qualified pathologist. | This test is optimized for use on B5-fixed, decalcified, paraffin-embedded bone marrow specimens. Age of a cut paraffin section can affect immunoreactivity. Stability thresholds vary widely among published literature and are antigen-dependent. Best practice is for paraffin sections to be cut within 6 weeks. | 1. Chang A, Amin A, Gabrielson E, et al. Utility of GATA3 immunohistochemistry in differentiating urothelial carcinoma from prostate adenocarcinoma and squamous cell carcinomas of the uterine cervix, anus, and lung. Am J Surg Pathol. 2012;36(10):1472-1476 2. Gruver AM, Amin MB, Luthringer DJ, et al. Selective immunohistochemical markers to distinguish between metastatic high-grade urothelial carcinoma and primary poorly differentiated invasive squamous cell carcinoma of the lung. Arch Pathol Lab Med. 2010;136:1339-1346 3. Higgins JPT, Kaygusuz G, Wange L, et al. Placental S100(S100P) and GATA3: Markers for transitional epithelium and urothelial carcinoma discovered by complementary DNA microarray. Am J Surg Pathol. 2007;31(5):673-680 4. Liu H, Shi J, Wilkerson ML, Lin F. Immunohistochemical evaluation of GATA3 expression in tumors and normal tissues. A useful immunomarker for breast and urothelial carcinomas. Am J Clin Pathol. 2012;138:57-64 5. Miettinen M, McCue PA, Sarlomo-Rikala M, et al. GATA3: A multispecific but potentially useful marker in surgical pathology. A systematic analysis of 2500 epithelial and nonepithelial tumors. Am J Surg Pathol. 2014;38(1):13-22 6. Magaki S, Hojat SA, Wei B, So A, Yong WH. An introduction to the performance of immunohistochemistry. Methods Mol Biol. 2019;1897:289-298. doi:10.1007/978-1-4939-8935-5_25 | Immunohistochemistry on sections of paraffin-embedded tissue.(Unpublished Mayo method) | 1 to 3 days | Until staining is complete. | This test has been cleared, approved, or is exempt by the US Food and Drug Administration and is used per manufacturer's instructions. Performance characteristics were verified by Mayo Clinic in a manner consistent with CLIA requirements. | 88342-TC, primary88341-TC, if additional IHC | Bone Marrow GATA3 IHC, Tech Only | Order only;no result | 603214 | Bone Marrow GATA3 IHC, Tech Only | Bill only; no result
GBAZ | Gaucher Disease, Full Gene Analysis, Varies | Confirmation of a diagnosis of Gaucher disease Carrier screening in cases where there is a family history of Gaucher disease, but an affected individual is not available for testing or disease-causing alterations have not been identified | Polymerase Chain Reaction (PCR) followed by DNA Sequencing | Yes | Gaucher Disease, Full Gene Analysis | For skin biopsy or cultured fibroblast specimens, fibroblast culture testing will be performed at an additional charge. If viable cells are not obtained, the client will be notified. | Patient Preparation: A previous bone marrow transplant from an allogenic donor will interfere with testing. Call 800-533-1710 for instructions for testing patients who have received a bone marrow transplant. Submit only 1 of the following specimens: Specimen Type: Whole blood Container/Tube: Preferred: Lavender top (EDTA) or yellow top (ACD) Acceptable: Any anticoagulant Specimen Volume:3 mL Collection Instructions: 1. Invert several times to mix blood. 2. Send specimen in original tube. Specimen Stability Information: Ambient (preferred)/Refrigerated Specimen Type: Cultured fibroblasts Container/Tube:T-75 or T-25 flask Specimen Volume:1 Full T-75 or 2 full T-25 flasks Specimen Stability Information: Ambient (preferred)/Refrigerated <24 hours Additional information:A separate culture charge will be assessed under CULFB / Fibroblast Culture for Biochemical or Molecular Testing. An additional 3 to 4 weeks is required to culture fibroblasts before genetic testing can occur. Specimen Type: Skin biopsy Supplies: Fibroblast Biopsy Transport Media (T115) Container/Tube:Sterile container with any standard cell culture media (eg, minimal essential media, RPMI 1640). The solution should be supplemented with 1% penicillin and streptomycin. Specimen Volume:4-mm punch Specimen Stability Information: Refrigerated (preferred)/Ambient Additional information:A separate culture charge will be assessed under CULFB / Fibroblast Culture for Biochemical or Molecular Testing. An additional 3 to 4 weeks is required to culture fibroblasts before genetic testing can occur. Specimen Type: Blood spot Supplies: Card - Blood Spot Collection (Filter Paper) (T493) Container/Tube: Preferred:Collection card (Whatman Protein Saver 903 Paper) Acceptable: PerkinElmer 226 (formerly Ahlstrom 226) filter paper, or blood spot collection card Specimen Volume: 2 to 5 Blood spots Collection Instructions: 1.An alternative blood collection option for a patient older than 1 year is a fingerstick. For detailed instructions, seeHow to Collect Dried Blood Spot Samples. 2. Let blood dry on the filter paper at ambient temperature in a horizontal position for a minimum of 3 hours. 3. Do not expose specimen to heat or direct sunlight. 4. Do not stack wet specimens. 5. Keep specimen dry Specimen Stability Information: Ambient (preferred)/Refrigerated Additional Information: 1. Due to lower concentration of DNA yielded from blood spot, it is possible that additional specimen may be required to complete testing. 2. For collection instructions, seeBlood Spot Collection Instructions 3. For collection instructions in Spanish, seeBlood Spot Collection Card-Spanish Instructions(T777) 4. For collection instructions in Chinese, seeBlood Spot Collection Card-Chinese Instructions(T800) | Blood: 1 mL Blood Spots: 5 punches, 3-mm diameter | Gaucher disease is a relatively rare lysosomal storage disorder resulting from a deficiency of acid beta-glucocerebrosidase. Reduced or absent activity of this enzyme results in accumulation of its substrate in lysosomes, interfering with cell function. There are 3 major types of Gaucher disease: nonneuropathic (type 1), acute neuropathic (type 2), and subacute neuropathic (type 3).In addition, there are 2 rare presentations of Gaucher disease: a perinatal lethal form associated with skin abnormalities and nonimmune hydrops fetalis, and a cardiovascular form presenting with calcification of the aortic and mitral valves, mild splenomegaly, and corneal opacities.Gaucher disease demonstrates large clinical variability, even within families. Type 1 accounts for over 95% of all cases of Gaucher disease and is the presentation commonly found among Ashkenazi Jewish patients. The carrier rate of Gaucher disease in the Ashkenazi Jewish population is 1:18. There is a broad spectrum of disease in type 1 Gaucher disease, with some patients exhibiting severe symptoms and others very mild disease. Type 1 disease does not involve nervous system dysfunction; patients may display anemia, low blood platelet levels, massively enlarged livers and spleens, lung infiltration, and extensive skeletal disease. Type 2 is characterized by early-onset neurologic disease with rapid progression to death by 2 to 4 years of age. Type 3 may have early onset of symptoms, but generally a slower disease progression than type 2. Alterations in theGBAgene cause the clinical manifestations of Gaucher disease. Over 250 variants have been reported to date. The N370S and L444P alterations have the highest prevalence in most populations. N370S is associated with type 1 Gaucher disease, and individuals with at least 1 copy of this alteration do not develop the primary neurologic disease seen in types 2 and 3. Conversely, L444P is associated with neurologic disease. Alterations in theGBAgene have also been reported to cause an increased risk for Parkinson disease.Alterations associated with Parkinson disease, but not Gaucher disease, are not routinely reported for patients under the age of 18, but are available upon request. For carrier screening of the general population, the recommended test is GAUP / Gaucher Disease, Mutation Analysis,GBA, Varies, which tests for the 8 most commonGBAalterations. For diagnostic testing (ie, potentially affected individuals), enzyme testing (GBAW / Beta-Glucosidase, Leukocytes) should be performed prior to variant analysis. In individuals with abnormal enzyme activity and 1 or no variants detected by a panel of common alterations, sequence analysis of theGBAgene should be utilized to detect private variants. Additionally, measurement of the glucopsychosine biomarker can aid in diagnosis and ongoing therapeutic monitoring (GPSY / Glucopsychosine, Blood Spot). | An interpretive report will be provided. | All detected alterations are evaluated according to American College of Medical Genetics and Genomics (ACMG) recommendations.(2) Variants are classified based on known, predicted, or possible pathogenicity and reported with interpretive comments detailing their potential or known significance. | A small percentage of individuals who are carriers or have a diagnosis of Gaucher disease may have a variant that is not identified by this method (eg, large genomic deletions, promoter alterations). The absence of a variant, therefore, does not eliminate the possibility of positive carrier status or the diagnosis of Gaucher disease. For carrier testing, it is important to first document the presence of aGBAgene variant in an affected family member. In some cases, DNA alterations of undetermined significance may be identified. Rare alterations exist that could lead to false-negative or false-positive results. If results obtained do not match the clinical findings, additional testing should be considered. Test results should be interpreted in the context of clinical findings, family history, and other laboratory data. Errors in the interpretation of results may occur if information given is inaccurate or incomplete. | 1. Newborn Screening ACT Sheet [Decreased beta-glucocerebrosidase] Gaucher Disease. American College of Medical Genetics and Genomics; 2022. Revised March 2022. Accessed June 10, 2024. Available at www.acmg.net/PDFLibrary/Gaucher.pdf 2. Richards S, Aziz N, Bale S, et al: Standards and guidelines for the interpretation of sequence variants: a joint consensus recommendation of the American College of Medical Genetics and Genomics and the Association for Molecular Pathology. Genet Med. 2015 May;17(5):405-424 3. Guggenbuhl P, Grosbois B, Chales G: Gaucher disease. Joint Bone Spine. 2008 Mar;75(2):116-124 4. Hruska KS, LaMarca ME, Scott CR, Sidransky E: Gaucher disease: mutation and polymorphism spectrum in the glucocerebrosidase gene (GBA). Hum Mutat. 2008 May;29(5):567-583 5. O'Regan G, deSouza RM, Balestrino R, Schapira AH: Glucocerebrosidase mutations in Parkinson disease. J Parkinsons Dis. 2017;7(3):411-422 | Bidirectional sequence analysis is performed to test for the presence of a variant in all coding regions and intron/exon boundaries of theGBAgene.(Unpublished Mayo method) | 14 to 20 days |  | This test was developed and its performance characteristics determined by Mayo Clinic in a manner consistent with CLIA requirements. It has not been cleared or approved by the US Food and Drug Administration. | 81479-Unlisted molecular pathology procedure code88233-Tissue culture, skin, or solid tissue biopsy (if appropriate)88240-Cryopreservation (if appropriate) | Gaucher Disease, Full Gene Analysis | 94230-0 | 53483 | Released By | 18771-6
GCDF | GCDFP-15 Immunostain, Technical Component Only | Aiding in the identification of extramammary Paget disease, carcinomas of the salivary glands, sweat glands, and prostate | Immunohistochemistry (IHC) | Yes | GCDFP-15 IHC, Tech Only | For the initial technical component only immunohistochemical (IHC) stain performed, the appropriate bill-only test ID will be reflexed and charged (IHTOI). For each additional technical component only IHC stain performed, an additional bill-only test ID will be reflexed and charged (IHTOA). | Supplies:Immunostain Technical Only Envelope (T693) Specimen Type:Tissue Container/Tube:Immunostain Technical Only Envelope Preferred:2 Unstained positively charged glass slide (25- x 75- x 1-mm) per test ordered; sections 4-microns thick. Acceptable:Formalin-fixed, paraffin-embedded tissue block |  | Immunohistochemical staining with the monoclonal antibodygross cystic disease fluid protein 15 (GCDFP-15) produces diffuse, granular cytoplasmic staining in apocrine sweat glands, normal breast epithelial cells, and breast carcinoma malignant cells. Other neoplasms expressing GCDFP-15 are extramammary Paget disease and carcinomas of the salivary glands, sweat glands, and prostate. A heterogeneous staining pattern, often with paranuclear enhancement, is usually obtained in breast carcinoma. |  | This test does not include pathologist interpretation, only technical performance of the stain. If interpretation is required, order PATHC / Pathology Consultation for a full diagnostic evaluation or second opinion of the case. The positive and negative controls are verified as showing appropriate immunoreactivity. If a control tissue is not included on the slide, a scanned image of the relevant quality control tissue is available upon request; call 855-516-8404. Interpretation of this test should be performed in the context of the patient's clinical history and other diagnostic tests by a qualified pathologist. | Age of a cut paraffin section can affect immunoreactivity. Stability thresholds vary widely among published literature and are antigen dependent. Best practice is for paraffin sections to be cut within 6 weeks. | 1. Darb-Esfahani S, von Minckwitz G, Denkert C, et al. Gross cystic disease fluid protein 15 (GCDFP-15) expression in breast cancer subtypes. BMC Cancer. 2014;14:546. doi:10.1186/1471-2407-14-546. 2. Huo L, Zhang J, Gilcrease MZ, et al. Gross cystic disease fluid protein-15 and mammaglobin A expression determined by immunohistochemistry is of limited utility in triple-negative breast cancer. Histopathology. 2013;62(2):267-274. doi:10.1111/j.1365-2559.2012.04344.x 3. Wendroth SM, Mentrikoski MJ, Wick MR. GATA3 expression in morphologic subtypes of breast carcinoma: a comparison with gross cystic disease fluid protein 15 and mammaglobin. Ann Diagn Pathol. 2015;19(1):6-9. doi:10.1016/j.anndiagpath.2014.12.001 4. Magaki S, Hojat SA, Wei B, So A, Yong WH. An introduction to the performance of immunohistochemistry. Methods Mol Biol. 2019;1897:289-298. doi:10.1007/978-1-4939-8935-5_25 | Immunohistochemistry on sections of paraffin-embedded tissue.(Unpublished Mayo method) | 1 to 3 days | Until staining is complete. | This test has been cleared, approved, or is exempt by the US Food and Drug Administration and is used per manufacturer's instructions. Performance characteristics were verified by Mayo Clinic in a manner consistent with CLIA requirements. | 88342-TC, Primary88341-TC, If additional IHC | GCDFP-15 IHC, Tech Only | Order only;no result | 70754 | GCDFP-15 IHC, Tech Only | Bill only; no result
FGPE | Gelatin Porcine IgE |  | Enzyme Immunoassay (EIA) | Yes | Gelatin Porcine IgE | Serum | Specimen Type: Serum Container/Tube: Red or SST Specimen Volume: 0.5 mL Collection Instructions: Draw blood in a plain red-top tube(s), serum gel tube is acceptable. Spin down and send 0.5 mL of serum refrigerated in a plastic vial. | 0.5 mL |  | <0.35 kU/L | Class IgE (kU/L) Comment 0 <0.35 Below Detection 1 0.35-0.69 Low Positive 2 0.70-3.49 Moderate Positive 3 3.50-17.49 Positive 4 17.50-49.99 Strong Positive 5 >49.99 Very Strong Positive |  |  |  | 4 to 7 days |  | This test was developed and its performance characteristics determined by Eurofins Viracor. It has not been cleared or approved by the U.S. Food and Drug Administration. | 86003 | Gelatin Porcine IgE | 16103-4 | Z3877 | CLASS | 102745-7
GELA | Gelatin, IgE, Serum | Establishing a diagnosis of an allergy to gelatin Defining the allergen responsible for eliciting signs and symptoms Identifying allergens: -Responsible for allergic response and/or anaphylactic episode -To confirm sensitization prior to beginning immunotherapy -To investigate the specificity of allergic reactions to insect venom allergens, drugs, or chemical allergens | Fluorescence Enzyme Immunoassay (FEIA) | Yes | Gelatin, IgE | Serum | Collection Container/Tube: Preferred:Serum gel Acceptable:Red top Submission Container/Tube:Plastic vial Specimen Volume:0.5 mL for every 5 allergens requested Collection Instructions:Centrifuge and aliquot serum into a plastic vial. | For 1 allergen: 0.3 mL For more than 1 allergen: (0.05 mL x number of allergens) + 0.25 mL deadspace | Clinical manifestations of immediate hypersensitivity (allergic) diseases are caused by the release of proinflammatory mediators (histamine, leukotrienes, and prostaglandins) from IgE-sensitized effector cells (mast cells and basophils) when cell-bound IgE antibodies interact with an allergen. In vitro serum testing for IgE antibodies provides an indication of the immune response to allergens that may be associated with allergic disease. The allergens chosen for testing often depend upon the age of the patient, history of allergen exposure, season of the year, and clinical manifestations. In individuals predisposed to develop allergic disease, the sequence of sensitization and clinical manifestations proceed as follows: eczema and respiratory disease (rhinitis and bronchospasm) in infants and children less than 5 years due to food sensitivity (milk, egg, soy, and wheat proteins) followed by respiratory disease (rhinitis and asthma) in older children and adults due to sensitivity to inhalant allergens (dust mite, mold, and pollen inhalants). | Class,IgE kU/L,Interpretation, 0,<0.10,Negative, 0/1,0.10-0.34,Borderline/equivocal, 1,0.35-0.69,Equivocal, 2,0.70-3.49,Positive, 3,3.50-17.4,Positive, 4,17.5-49.9,Strongly positive, 5,50.0-99.9,Strongly positive, 6,> or =100,Strongly positive, | Detection of IgE antibodies in serum (class 1 or greater) indicates an increased likelihood of allergic disease as opposed to other etiologies and defines the allergens that may be responsible for eliciting signs and symptoms. The level of IgE antibodies in serum varies directly with the concentration of IgE antibodies expressed as a class score or kU/L. | Testing for IgE antibodies is not useful in patients previously treated with immunotherapy to determine if residual clinical sensitivity exists or in patients in whom the medical management does not depend upon identification of allergen specificity. Some individuals with clinically insignificant sensitivity to allergens may have measurable levels of IgE antibodies in serum, and test results must be interpreted in the clinical context. False-positive results for IgE antibodies may occur in patients with markedly elevated serum IgE (>2500 kU/L) due to nonspecific binding to allergen solid phases. | Homburger HA, Hamilton RG: Allergic diseases. In: McPherson RA, Pincus MR, eds. Henry's Clinical Diagnosis and Management by Laboratory Methods. 23rd ed.Elsevier; 2017:1057-1070 | Specific IgE from the patient's serum reacts with the allergen of interest, which is covalently coupled to an ImmunoCAP. After washing away nonspecific IgE, enzyme-labeled anti-IgE antibody is added to form a complex. After incubation, unbound anti-IgE is washed away, and the bound complex incubated with a developing agent. After stopping the reaction, the fluorescence of the eluate is measured. Fluorescence is proportional to the amount of specific IgE present in the patient's sample (ie, the higher the fluorescence value, the more IgE antibody is present).(Package insert: ImmunoCAP System Specific IgE FEIA. Phadia; Rev 06/2020) | 1 to 3 days | 14 days | This test has been cleared, approved, or is exempt by the US Food and Drug Administration and is used per manufacturer's instructions. Performance characteristics were verified by Mayo Clinic in a manner consistent with CLIA requirements. | 86003 | Gelatin, IgE | 7332-0 | GELA | Gelatin, IgE | 7332-0
GBETH | General Factor Bethesda Units, Plasma | Detecting and quantifying the presence and titer of a specific factor inhibitor directed against a specific coagulation factor | Only orderable as a reflex. For more information see: -ALBLD / Bleeding Diathesis Profile, Limited, Plasma -ACBL / Bleeding Diathesis Profile, Comprehensive, Plasma -APROL / Prolonged Clot Time Profile, Plasma -2INHE / Factor II Inhibitor Evaluation, Plasma -7INHE / Factor VII Inhibitor Evaluation, Plasma -10INE / Factor X Inhibitor Evaluation, Plasma -11INE / Factor XI Inhibitor Evaluation, Plasma Optical Clot-Based | Yes | General Factor Bethesda Units, P | Plasma Na Cit | Only orderable as a reflex. For more information see: -ALBLD / Bleeding Diathesis Profile, Limited, Plasma -APROL / Prolonged Clot Time Profile, Plasma -2INHE / Factor II Inhibitor Evaluation, Plasma -7INHE / Factor VII Inhibitor Evaluation, Plasma -10INE / Factor X Inhibitor Evaluation, Plasma -11INE / Factor XI Inhibitor Evaluation, Plasma |  | Significant bleeding can result from the presence of a coagulation factor inhibitor and could be life threatening. Whether the inhibitor is present due to hemophilia or is of an acquired nature, it greatly complicates the treatment process of a decreased factor level. The titer of the inhibitor may determine the mode of treatment. Bethesda units are a standardization to give a uniform definition of an inhibitor. | Only orderable as a reflex. For more information see: -ALBLD / Bleeding Diathesis Profile, Limited, Plasma -ACBL / Bleeding Diathesis Profile, Comprehensive, Plasma -APROL / Prolonged Clot Time Profile, Plasma -2INHE / Factor II Inhibitor Evaluation, Plasma -7INHE / Factor VII Inhibitor Evaluation, Plasma -10INE / Factor X Inhibitor Evaluation, Plasma -11INE / Factor XI Inhibitor Evaluation, Plasma < or =0.5 Bethesda Units | An interpretive report will be provided when testing is complete. | No significant cautionary statements | 1.Biggs R, Bidwell E. A method for the study of antihemophiliac globulin inhibitors with reference to six cases. Br J Haematol. 1959;5:379-395 2. Hoyer LW: Factor VIII inhibitors. In: Hoyer LW, eds. Progress in Clinical and Biological Research. Vol 150. R Alan Liss Inc, 1984:87-98 3.Kasper CK, Aledort L, Aronson D, et al. Proceedings: A more uniform measurement of factor VIII inhibitors. Thromb Diath Haemorrh. 1975;34(2):61 4. Kasper C, Ewing N. Acquired inhibitors of plasma coagulation factors. J Med Tech 1986;38:431-439 5.Kottke-Marchant K, ed: Laboratory Hematology Practice. Wiley Blackwell Publishing; 2012 6.Hoffman R, Benz Jr EJ, Silberstein LE, et al, eds. Hematology: Basic Principles and Practice. 7th ed. Elsevier; 2018 | Undiluted patient plasma and serially diluted patient plasma are mixed with an equal volume of normal pooled plasma (NPP). The NPP supplies the factor against which the inhibitor is directed in a known concentration. The patient plasma mixtures, along with a control (Bethesda Pool) of diluted NPP are incubated at 37 degrees C for 2 hours, after which factor activity is measured. The factor activity in the undiluted patient and its serial dilutions are compared to the factor activity recovered in the Bethesda Pool. These values are then used to calculate Bethesda units. One Bethesda unit is defined as the amount of antibody that will destroy 50% of the coagulation factor activity in 2 hours.( Owen CA Jr, Bowie EJW, Thompson JH Jr: Diagnosis of Bleeding Disorders. 2nd ed. Little, Brown and Company; 1975; Meijer P, Verbruggen HW, Spannagi M: Clotting factors and inhibitors: Assays and interpretation. In: Kottke-Marchant K, ed. Laboratory Hematology Practice. Wiley Blackwell Publishing; 2012:435-446) | 2 to 5 days | 7 days | This test has been modified from the manufacturer's instructions. Its performance characteristics were determined by Mayo Clinic in a manner consistent with CLIA requirements. This test has not been cleared or approved by the US Food and Drug Administration. | 85335 | General Factor Bethesda Units, P | 13591-3 | 607434 | General Factor Bethesda Units, P | 13591-3
GENPA | Gentamicin, Peak, Serum | Monitoring adequacy of drug clearance during gentamicin therapy | Turbidimetric Immunoassay | Yes | Gentamicin, Peak, S | Serum | CollectionContainer/Tube: Preferred:Serum gel Acceptable:Red top Submission Container/Tube:Plastic vial Specimen Volume:0.5 mL Collection Instructions: 1. Serum gel tubes should be centrifuged within 2 hours of collection. 2. Red-top tubes should be centrifuged,andthe serumaliquotedinto a plastic vialwithin 2 hours of collection. | 0.25 mL | Gentamicin is an antibiotic used to treat life-threatening blood infections caused by gram-negative bacilli, particularlyCitrobacterfreundii,Acinetobacterspecies,Enterobacterspecies,Escherichiacoli,Klebsiella pneumoniae,Proteus mirabilis,Providencia stuartii,Pseudomonas aeruginosa, andSerratiaspecies. It is often used in combination with beta-lactam therapy. A gentamicin minimal inhibitory concentration (MIC) of less than or equal to 4 mcg/mL is considered susceptible for gram-negative bacilli. A MIC of less than or equal to 500 mcg/mL is considered synergistic when combined with appropriate antibiotics for treatment of serious enterococcal infections. Conventional dosing of gentamicin is usually given 2 to 3 times per day by intravenous or intramuscular injections in doses to achieve peak blood concentration between 3.0 and 12.0 mcg/mL depending on the type of infections. Gentamicin also may be administered at higher doses (usually 5-7 mg/kg) once per day to patients with good renal function (known as pulse dosing). Dosing amount or interval must be decreased to accommodate for reduced renal function. Ototoxicity and nephrotoxicity are the primary toxicities associated with gentamicin. This risk is enhanced in presence of other ototoxic or nephrotoxic drugs. Monitoring of serum levels and symptoms consistent with ototoxicity is important. For longer durations of use, audiology/vestibular testing should be considered at baseline and periodically during therapy. | Peak: 3.0-12.0 mcg/mL Toxic peak: >12.0 mcg/mL | Goal levels depend on the type of infection being treated. Peak targets are generally between 5.0 and 8.0 mcg/mL for less severe infections and 8.0 and 10.0 mcg/mL for severe infections. Prolonged exposure to peak levels exceeding 12.0 mcg/mL may lead to toxicity. | Patient samples that contain the drug sisomicin will yield falsely elevated values for gentamicin. However, this drug is not usually coadministered with gentamicin. High concentrations of penicillins or cephalosporins have been shown to inactivate gentamicin in vitro. The degree of inactivation is dependent on the particular aminoglycoside being measured, the type and concentration of the penicillin or cephalosporin that is also present, and the storage conditions of the sample. For patients receiving additional antibiotics of these types, 5 to 7 samples should be assayed immediately or stored frozen. In very rare cases, patient samples may contain heterophile antibodies, which may produce low results with the QMS Gentamicin assay. Interfering heterophile antibodies occur at low frequency in the general population. These antibodies can cause autoagglutination of the microparticle reagent leading to undetected erroneously low results. | 1. Hammett-Stabler CA, Johns T: Laboratory guidelines for monitoring of antimicrobial drugs. Clin Chem 1998;44(5):1129-1140 2. Moyer TP: Therapeutic drug monitoring.InTietz Textbook of Clinical Chemistry, Fourth edition. Edited by CA Burtis, ER Ashwood, Philadelphia, WB Saunders Company, 2006 3. Wilson JW, Estes LL: Mayo Clinic Antimicrobial Therapy Quick Guide. Mayo Clinic Scientific Press and Informa Healthcare USA, 2008 | The assay is a homogeneous particle-enhanced turbidimetric immunoassay. The assay is based on competition between drug in the sample and drug coated onto a microparticle for antibody binding sites of the gentamicin antibody reagent. The gentamicin-coated microparticle reagent is rapidly agglutinated in the presence of the antigentamicin antibody reagent and in the absence of any competing drug in the sample. The rate of absorbance change is measured photometrically. When a sample containing gentamicin is added, the agglutination reaction is partially inhibited, slowing down the rate of absorbance change. A concentration-dependent classic agglutination inhibition curve can be obtained with maximum rate of agglutination at the lowest gentamicin concentration and the lowest agglutination rate at the highest gentamicin concentration.(Package insert: Roche Gentamicin reagent, Roche Diagnostic Corp, Indianapolis, IN 01/2018) | Same day/1 day | 1 week | This test has been cleared, approved, or is exempt by the US Food and Drug Administration and is used per manufacturer's instructions. Performance characteristics were verified by Mayo Clinic in a manner consistent with CLIA requirements. | 80170 | Gentamicin, Peak, S | 3663-2 | GENPA | Gentamicin, Peak, S | 3663-2
GENRA | Gentamicin, Random, Serum | Monitoring adequacy of serum concentration during gentamicin therapy in specimens for which no collection timing information is provided | Turbidimetric Immunoassay | Yes | Gentamicin, Random, S | Serum | CollectionContainer/Tube: Preferred:Serum gel Acceptable:Red top Submission Container/Tube:Plastic vial Specimen Volume:0.5 mL Collection Instructions: 1. Serum gel tubes should be centrifuged within 2 hours of collection. 2. Red-top tubes should be centrifuged,andthe serumaliquotedinto a plastic vialwithin 2 hours of collection. | 0.25 mL | Gentamicin is an antibiotic used to treat life-threatening blood infections caused by gram-negative bacilli, particularlyCitrobacter freundii,Acinetobacterspecies,Enterobacterspecies,Escherichia coli,Klebsiella pneumoniae,Proteus mirabilis,Providencia stuartii,Pseudomonas aeruginosa, andSerratiaspecies. It is often used in combination with beta-lactam therapy. A gentamicin minimal inhibitory concentration (MIC) of less than or equal to 4.0 mcg/mL is considered susceptible for gram-negative bacilli. A MIC of less than or equal to 500 mcg/mL is considered synergistic when combined with appropriate antibiotics for treatment of serious enterococcal infections. Conventional dosing of gentamicin is usually given 2 to 3 times per day by intravenous or intramuscular injections in doses to achieve peak blood concentration between 3.0 to 12.0 mcg/mL depending on the type of infections. Gentamicin also may be administered at higher doses (usually 5-7 mg/kg) once per day to patients with good renal function (known as pulse dosing). Dosing amount or interval must be decreased to accommodate for reduced renal function. Ototoxicity and nephrotoxicity are the primary toxicities associated with gentamicin. This risk is enhanced in presence of other ototoxic or nephrotoxic drugs. Monitoring of serum levels and symptoms consistent with ototoxicity is important. For longer durations of use, audiology/vestibular testing should be considered at baseline and periodically during therapy. | Gentamicin, Peak Therapeutic: 3.0-12.0 mcg/mL Toxic: >12.0 mcg/mL Gentamicin, Trough Therapeutic: <2.0 mcg/mL Toxic: >2.0 mcg/mL | Goal peak concentrations levels depend on the type of infection being treated. Goal trough levels should be less than 2.0 mcg/mL. Peak targets are generally between 3.0 and 12.0 mcg/mL for conventional dosing. Prolonged exposure to either peak levels exceeding 12.0 mcg/mL or to trough levels exceeding 2.0 mcg/mL may lead to toxicity. | Patient samples that contain the drug sisomicin will yield falsely elevated values for gentamicin. However, this drug is not usually coadministered with gentamicin. High concentrations of penicillins or cephalosporins have been shown to inactivate gentamicin in vitro. The degree of inactivation is dependent on the particular aminoglycoside being measured, the type and concentration of the penicillin or cephalosporin that is also present and the storage conditions of the sample. For patients receiving additional antibiotics of these types, 5 to 7 samples should be assayed immediately or stored frozen. In very rare cases, patient samples may contain heterophile antibodies, which may produce low results with the QMS Gentamicin assay. Interfering heterophile antibodies occur at low frequency in the general population. These antibodies can cause autoagglutination of the microparticle reagent leading to undetected erroneously low results. | 1. Hammett-Stabler CA, Johns T: Laboratory Guidelines for Monitoring of Antimicrobial Drugs. Clin Chem 1998;44(5):1129-1140 2. Moyer TP: Therapeutic drug monitoring.InTietz Textbook of Clinical Chemistry. Fourth edition. Edited by CA Burtis, ER Ashwood, Philadelphia, WB Saunders Company, 2006 3. Wilson JW, Estes LL: Mayo Clinic Antimicrobial Therapy Quick Guide.Mayo Clinic Scientific Press and Information Healthcare USA, 2008 | The assay is a homogeneous particle-enhanced turbidimetric immunoassay. The assay is based on competition between drug in the sample and drug coated onto a microparticle for antibody binding sites of the gentamicin antibody reagent. The gentamicin-coated microparticle reagent is rapidly agglutinated in the presence of the antigentamicin antibody reagent and in the absence of any competing drug in the sample. The rate of absorbance change is measured photometrically. When a sample containing gentamicin is added, the agglutination reaction is partially inhibited, slowing down the rate of absorbance change. A concentration-dependent classic agglutination inhibition curve can be obtained with maximum rate of agglutination at the lowest gentamicin concentration and the lowest agglutination rate at the highest gentamicin concentration.(Package insert: Roche Gentamicin reagent, Roche Diagnostic Corp, Indianapolis, IN 01/2018) | Same day/1 day | 1 week | This test has been cleared, approved, or is exempt by the US Food and Drug Administration and is used per manufacturer's instructions. Performance characteristics were verified by Mayo Clinic in a manner consistent with CLIA requirements. | 80170 | Gentamicin, Random, S | 35668-3 | GENRA | Gentamicin, Random, S | 35668-3
GENTA | Gentamicin, Trough, Serum | Monitoring adequacy of drug clearance during gentamicin therapy | Turbidimetric Immunoassay | Yes | Gentamicin, Trough, S | Serum | CollectionContainer/Tube: Preferred:Serum gel Acceptable:Red top Submission Container/Tube:Plastic vial Specimen Volume:0.5 mL Collection Instructions: 1. Serum gel tubes should be centrifuged within 2 hours of collection. 2. Red-top tubes should be centrifuged,andthe serumaliquotedinto a plastic vialwithin 2 hours of collection. | 0.25 mL | Gentamicin is an antibiotic used to treat life-threatening blood infections caused by gram-negative bacilli, particularlyCitrobacterfreundii,Acinetobacterspecies,Enterobacterspecies,Escherichiacoli,Klebsiella pneumoniae,Proteus mirabilis,Providencia stuartii,Pseudomonas aeruginosa, andSerratiaspecies. It is often used in combination with beta-lactam therapy. A gentamicin minimal inhibitory concentration (MIC) of 4.0 mcg/mL or less is considered susceptible for gram-negative bacilli. A MIC of 500 mcg/mL or less is considered synergistic when combined with appropriate antibiotics for treatment of serious enterococcal infections. Conventional dosing of gentamicin is usually given 2 to 3 times per day by intravenous or intramuscular injections in doses to achieve peak blood concentration between 3.0 to 12.0 mcg/mL depending on the type of infection. Gentamicin also may be administered at higher doses (usually 5-7 mg/kg) once per day to patients with good renal function (known as pulse dosing). Dosing amount or interval must be decreased to accommodate for reduced renal function. Ototoxicity and nephrotoxicity are the primary toxicities associated with gentamicin. This risk is enhanced in presence of other ototoxic or nephrotoxic drugs. Monitoring of serum levels and symptoms consistent with ototoxicity is important. For longer durations of use, audiology/vestibular testing should be considered at baseline and periodically during therapy. | Therapeutic: <2.0 mcg/mL Toxic: >2.0 mcg/mL | Goal levels depend on the type of infection being treated. Goal trough levels should be less than 2.0 mcg/mL for conventional dosing. Prolonged exposure to trough levels exceeding 2.0 mcg/mL may lead to toxicity. | Patient samples that contain the drug sisomicin will yield falsely elevated values for gentamicin. However, this drug is not usually coadministered with gentamicin. High concentrations of penicillins or cephalosporins have been shown to inactivate gentamicin in vitro. The degree of inactivation is dependent on the particular aminoglycoside being measured, the type and concentration of the penicillin or cephalosporin that is also present, and the storage conditions of the sample. For patients receiving additional antibiotics of these types, 5 to 7 samples should be assayed immediately or stored frozen. Interfering heterophile antibodies occur at low frequency in the general population. These antibodies can cause autoagglutination of the microparticle reagent leading to undetected erroneously low results. | 1. Wilson JW, Estes LL: Mayo Clinic Antimicrobial Therapy Quick Guide, 2008 2. Hammett-Stabler CA, Johns T: Laboratory guidelines for monitoring of antimicrobial drugs. Clin Chem 1998 May;44(5):1129-1140 3. Gonzalez LS III, Spencer JP: Aminoglcosides: a practical review. Am Fam Physician 1998 Nov 15;58(8):1811-1820 | The assay is a homogeneous particle-enhanced turbidimetric immunoassay. The assay is based on competition between drug in the sample and drug coated onto a microparticle for antibody binding sites of the gentamicin antibody reagent. The gentamicin-coated microparticle reagent is rapidly agglutinated in the presence of the antigentamicin antibody reagent and in the absence of any competing drug in the sample. The rate of absorbance change is measured photometrically. When a sample containing gentamicin is added, the agglutination reaction is partially inhibited, slowing down the rate of absorbance change. A concentration-dependent classic agglutination inhibition curve can be obtained with maximum rate of agglutination at the lowest gentamicin concentration and the lowest agglutination rate at the highest gentamicin concentration.(Package insert: Roche Gentamicin reagent, Roche Diagnostic Corp, Indianapolis, IN 01/2018) | Same day/1 day | 1 week | This test has been cleared, approved, or is exempt by the US Food and Drug Administration and is used per manufacturer's instructions. Performance characteristics were verified by Mayo Clinic in a manner consistent with CLIA requirements. | 80170 | Gentamicin, Trough, S | 3665-7 | GENTA | Gentamicin, Trough, S | 3665-7
GERB | Gerbil Epithelium, IgE, Serum | Establishing the diagnosis of an allergy to gerbil epithelium Defining the allergen responsible for eliciting signs and symptoms Identifying allergens: -Responsible for allergic response and/or anaphylactic episode -To confirm sensitization prior to beginning immunotherapy -To investigate the specificity of allergic reactions to insect venom allergens, drugs, or chemical allergens | Fluorescence Enzyme Immunoassay (FEIA) | Yes | Gerbil Epithelium, IgE | Serum | Collection Container/Tube: Preferred:Serum gel Acceptable:Red top Submission Container/Tube:Plastic vial Specimen Volume:0.5 mL for every 5 allergens requested Collection Instructions:Centrifuge and aliquot serum into a plastic vial. | For 1 allergen: 0.3 mL For more than 1 allergen: (0.05 mL x number of allergens) + 0.25 mL dead space | Clinical manifestations of immediate hypersensitivity (allergic) diseases are caused by the release of proinflammatory mediators (histamine, leukotrienes, and prostaglandins) from IgE-sensitized effector cells (mast cells and basophils) when cell-bound IgE antibodies interact with an allergen. In vitro serum testing for IgE antibodies provides an indication of the immune response to allergens that may be associated with allergic disease. The allergens chosen for testing often depend upon the age of the patient, history of allergen exposure, season of the year, and clinical manifestations. In individuals predisposed to develop allergic disease, the sequence of sensitization and clinical manifestations proceed as follows: eczema and respiratory disease (rhinitis and bronchospasm) in infants and children less than 5 years due to food sensitivity (milk, egg, soy, and wheat proteins) followed by respiratory disease (rhinitis and asthma) in older children and adults due to sensitivity to inhalant allergens (dust mite, mold, and pollen inhalants). | Class,IgE kU/L,Interpretation, 0,<0.10,Negative, 0/1,0.10-0.34,Borderline/equivocal, 1,0.35-0.69,Equivocal, 2,0.70-3.49,Positive, 3,3.50-17.4,Positive, 4,17.5-49.9,Strongly positive, 5,50.0-99.9,Strongly positive, 6,> or =100,Strongly positive, | Detection of IgE antibodies in serum (class 1 or greater) indicates an increased likelihood of allergic disease as opposed to other etiologies and defines the allergens that may be responsible for eliciting signs and symptoms. The level of IgE antibodies in serum varies directly with the concentration of IgE antibodies expressed as a class score or kU/L. | Testing for IgE antibodies is not useful in patients previously treated with immunotherapy to determine if residual clinical sensitivity exists or in patients in whom the medical management does not depend upon identification of allergen specificity. Some individuals with clinically insignificant sensitivity to allergens may have measurable levels of IgE antibodies in serum, and test results must be interpreted in the clinical context. False-positive results for IgE antibodies may occur in patients with markedly elevated serum IgE (>2500 kU/L) due to nonspecific binding to allergen solid phases. | Homburger HA, Hamilton RG: Allergic diseases. In: McPherson RA, Pincus MR, eds. Henry's Clinical Diagnosis and Management by Laboratory Methods. 23rd ed.Elsevier; 2017:1057-1070 | Specific IgE from the patient's serum reacts with the allergen of interest, which is covalently coupled to an ImmunoCAP. After washing away nonspecific IgE, enzyme-labeled anti-IgE antibody is added to form a complex. After incubation, unbound anti-IgE is washed away, and the bound complex incubated with a developing agent. After stopping the reaction, the fluorescence of the eluate is measured. Fluorescence is proportional to the amount of specific IgE present in the patient's sample (ie, the higher the fluorescence value, the more IgE antibody is present).(Package insert: ImmunoCAP System Specific IgE FEIA. Phadia; Rev 06/2020) | Same day/1 to 3 days | 14 days | This test was developed and its performance characteristics determined by Mayo Clinic in a manner consistent with CLIA requirements. It has not been cleared or approved by the US Food and Drug Administration. | 86003 | Gerbil Epithelium, IgE | 7334-6 | GERB | Gerbil Epithelium, IgE | 7334-6
GCTF | Germ Cell Tumor (GCT), Isochromosome 12p, FISH, Tissue | Supporting the diagnosis of germ cell tumors when used conjunction with an anatomic pathology consultation | Fluorescence In Situ Hybridization (FISH) | Yes | i(12p), Germ Cell Tumor, FISH, Ts | This test includes a charge for the probe application, analysis, and professional interpretation of results for one probe set (2 individual fluorescence in situ hybridization probes). No analysis charges will be incurred if an insufficient number of representative cells are available for analysis. | Submit only 1 of the following specimens: Preferred Specimen Type:Tissue block Collection Instructions:Submit a formalin-fixed, paraffin-embedded (FFPE) tumor tissue block. Blocks prepared with alternative fixation methods will be attempted but are less favorable for successful results by FISH testing; provide fixation method used. Additional Information: 1. Paraffin-embedded specimens can be from any anatomic location (skin, soft tissue, lymph node, etc). 2. Bone specimens that have been decalcified will be attempted for testing, but the success rate is approximately 50%. Acceptable Specimen Type:Tissue slides Slides: 1 Hematoxylin and eosin stained and 4 unstained Collection Instructions: Submit 4 consecutive unstained, positively charged, unbaked slides with 5 micron-thick sections of the tumor tissue and 1 slide stained with hematoxylin and eosin. | Slides: 1 Hematoxylin and eosin stained and 2 unstained | Germ cell tumors (GCT) comprise a heterogeneous group of solid neoplasms that arise in midline locations including the gonads, retroperitoneum, mediastinum, and central nervous system. GCT are categorized based upon their histologic differentiation and can be separated into 2 classes. Seminomatous GCT include seminoma of the testis, dysgerminoma of the ovaries, and germinoma of the brain. Nonseminomatous GCT include yolk sac tumor, embryonal carcinoma, choriocarcinoma, immature teratoma, and mixed forms. Due to the wide spectrum of histologic features observed in these tumors, distinction from non-GCT can be difficult. GCT are often very responsive to chemotherapy and have a better outcome relative to histologically similar malignancies. Thus, distinguishing GCT from non-GCT is critical to providing the appropriate treatment for the patient. Gain of the short arm of chromosome 12, most commonly as an isochromosome 12p [i(12p)], is a highly nonrandom chromosomal marker seen in a significant percentage of GCT. While i(12p) is not 100% specific for GCT, the literature indicates it has diagnostic and possible therapeutic relevance for patients with these tumors. Testing of i(12p) should be concomitant with histologic evaluation, and positive results may support the diagnosis of GCT. | An interpretive report will be provided. | Testing will be clinically interpreted as positive or negative. A neoplastic clone is detected when the percent of cells with an abnormality exceeds the normal cutoff for the i(12p) probe set. A positive result is consistent with an isochromosome 12p. The significance of this finding is dependent on the clinical and pathologic features. A negative result suggests an isochromosome 12p is not present but does not exclude the diagnosis of germ cell tumors. | This test is not approved by the US Food and Drug Administration and it is best used as an adjunct to existing clinical and pathologic information. This fluorescence in situ hybridization (FISH) assay does not rule out other chromosome abnormalities. Fixatives other than formalin (eg, Prefer, Bouin's) may not be successful for FISH assays. Non-formalin fixed specimens will not be rejected. Paraffin-embedded tissues that have been decalcified may not be successful for FISH analysis. The success rate of FISH studies on decalcified tissue is approximately 50%, but FISH will be attempted if sufficient tumor is present for analysis. FISH studies will be attempted if sufficient tumor is present for analysis. The pathologist reviewing the hematoxylin and eosin-stained slide may find it necessary to cancel testing if insufficient tissue/tumor is available for testing. If no FISH signals are observed post-hybridization, the case will be released indicating a lack of FISH results. | 1. Wehle D, Yonescu R, Long PP, Gala N, Epstein J, Griffin CA. Fluorescence in situ hybridization of 12p in germ cell tumors using a bacterial artificial chromosome clone 12p probe on paraffin-embedded tissue: clinical test validation. Cancer Genet Cytogenet. 2008;183(2):99-104 2. Poulos C, Cheng L, Zhang S, Gersell DJ, Ulbright TM. Analysis of ovarian teratomas for isochromosome 12p: evidence supporting a dual histogenetic pathway for teratomatous elements. Mod Pathol. 2006;19(6):766-771 3. Chaganti RS, Houldsworth J. Genetics and biology of adult human male germ cell tumors. Cancer Res. 2000;60(6):1475-1482 4. Freitag CE, Sukov WR, Bryce AH, et al. Assessment of isochromosome 12p and 12p abnormalities in germ cell tumors using fluorescence in situ hybridization, single-nucleotide polymorphism arrays, and next-generation sequencing/mate-pair sequencing. Hum Pathol. 2021;112:20-34 | This test is performed using a commercially available chromosome 12 centromere probe (D12Z3) and a laboratory-developed probe targeted to 12p11.21. Formalin-fixed, paraffin-embedded tissues are cut at 5 microns and mounted on positively charged glass slides. The selection of tissue and the identification of target areas on the hematoxylin and eosin (H and E)-stained slide are performed by a pathologist. Using the H and E-stained slide as a reference, target areas are etched with a diamond-tipped engraving tool on the back of the unstained slide to be assayed. The probe set is hybridized to the appropriate target areas, and 2 technologists independently analyze 50 interphase nuclei (100 total) with the results expressed as the percent of abnormal nuclei.(Unpublished Mayo method) | 7 to 10 days | Slides and H&E used for analysis are retained by the laboratory in accordance with regulatory requirements. Client provided paraffin blocks and extra unstained slides (if provided) will be returned after testing is complete. | This test was developed and its performance characteristics determined by Mayo Clinic in a manner consistent with CLIA requirements. It has not been cleared or approved by the US Food and Drug Administration. | 88271x2, 88291-DNA probe, each (first probe set), Interpretation and report88271x2-DNA probe, each; each additional probe set (if appropriate)88271x1-DNA probe, each; coverage for sets containing 3 probes (if appropriate)88271x2-DNA probe, each; coverage for sets containing 4 probes (if appropriate)88271x3-DNA probe, each; coverage for sets containing 5 probes (if appropriate)88274 w/modifier 52-Interphase in situ hybridization, <25 cells, each probe set (if appropriate)88274-Interphase in situ hybridization, 25 to 99 cells, each probe set (if appropriate) | i(12p), Germ Cell Tumor, FISH, Ts | In Process | 53844 | Disclaimer | 62364-5
GCET | Germinal Center B-cell Expressed Transcript 1 Immunostain, Technical Component Only | Classification of lymphomas | Immunohistochemistry (IHC) | Yes | GCET1 IHC, Tech Only | For the initial technical component only immunohistochemical (IHC) stain performed, the appropriate bill-only test ID will be reflexed and charged (IHTOI). For each additional technical component only IHC stain performed, an additional bill-only test ID will be reflexed and charged (IHTOA). | Supplies:Immunostain Technical Only Envelope (T693) Specimen Type:Tissue Container/Tube:Immunostain Technical Only Envelope Preferred:2 Unstained positively charged glass slide (25- x 75- x 1-mm) per test ordered; sections 4-microns thick Acceptable:Formalin-fixed, paraffin-embedded tissue block |  | Germinal center B-cell expressed transcript 1 (GCET1), is also known as Centerin and SERPIN9 (serine protease inhibitor). GCET1 is expressed in B cells in the germinal center of normal lymph node and tonsil tissues. Most follicular lymphomas strongly express GCET1. In addition, a proportion of diffuse large B-cell lymphomas (DLBCL) are positive. In the diagnosis of B-cell lymphomas, GCET1 can be useful in an immunohistochemical panel to assign a germinal center phenotype. |  | This test does not include pathologist interpretation, only technical performance of the stain. If interpretation is required, order PATHC / Pathology Consultation for a full diagnostic evaluation or second opinion of the case. The positive and negative controls are verified as showing appropriate immunoreactivity. If a control tissue is not included on the slide, a scanned image of the relevant quality control tissue is available upon request; call 855-516-8404. Interpretation of this test should be performed in the context of the patient's clinical history and other diagnostic tests by a qualified pathologist. | Age of a cut paraffin section can affect immunoreactivity. Stability thresholds vary widely among published literature and are antigen dependent. Best practice is for paraffin sections to be cut within 6 weeks. | 1. Menter T, Gasser A, Juskevicius D, Dirnhofer S, Tzankov A. Diagnostic utility of the germinal center-associated markers GCET1, HGAL, and LMO2 in hematolymphoid neoplasms. Appl Immunohistochem Mol Morph. 2015;23(7):491-498 2. Culpin RE, Sieniawski M, Angus B, et al. Prognostic significance of immunohistochemistry-based markers and algorithms in immunochemotherapy-treated diffuse large B cell lymphoma patients. Histopathology. 2013;63(6);788-801 3. Meyer PN, Fu K, Greiner TC, et al. Immunohistochemical methods for predicting cell of origin and survival in patients with diffuse large B-cell lymphoma treated with rituximab. J Clin Oncol. 2011;29(2):200 4. Magaki S, Hojat SA, Wei B, So A, Yong WH. An introduction to the performance of immunohistochemistry. Methods Mol Biol. 2019;1897:289-298. doi:10.1007/978-1-4939-8935-5_25 | Immunohistochemistry on sections of paraffin-embedded tissue.(Unpublished Mayo method) | 1 to 3 days | Until staining is complete. | This test has been cleared, approved, or is exempt by the US Food and Drug Administration and is used per manufacturer's instructions. Performance characteristics were verified by Mayo Clinic in a manner consistent with CLIA requirements. | 88342-TC, Primary88341-TC, If additional IHC | GCET1 IHC, Tech Only | Order only;no result | 70755 | GCET1 IHC, Tech Only | Bill only; no result
FGHTP | Ghrelin Total (Plasma) |  | Direct RIA | No | Ghrelin Total | GI Plasma | Patient Preparation: 1. Patient should be fasting 10 to 12 hours prior to collection of specimen. 2. Patient should not be on any medications or supplements that may influence Cholecystokinin (CCK), Glucose, Growth Hormone, Insulin and/or Somatostatin levels, if possible, for at least 48 hours prior to specimen collection. Supplies:Special ISI GI preservative plasma tube T125 Container/Tube: Collection:Special ISI GI preservative plasma tube (T125). Submission Container/Tube: Plastic vial Specimen Volume:3 to 5 mL Collection Instructions: 1. Draw 10 mL of blood in special ISI GI preservative plasma tube (T125). 2. Centrifuge specimen in refrigerated centrifuge as soon as possible. 3. Send 3 to 5 mL plasma frozen. | 1 mL | Ghrelin is a novel 28 amino acid peptide derived by post-translational processes from a preproghrelin consisting of 117 residues, secreted by the stomach with specific receptors in the brain involved in appetite regulation. It conveys information to the brain thereby increasing appetite, food intake and body weight and influences the release of growth hormone. Ghrelin is a growth hormone-releasing peptide which acts as an endogenous ligand of the growth hormone secretagogue receptors (GHS-Rs). Ghrelin levels are inversely correlated with body weight and are higher during weight loss. | Normal weight/control subjects: 520-700 pg/mL Obese subjects prior to diet: 340-450 pg/mL 8:00 am-12:00 pm: Up to 420 pg/mL 6:00pm: Up to 480 pg/mL Obese subjects post induced Weight loss: 450-600 pg/mL 8:00 am-12:00 pm: Up to 575 pg/mL 6:00 pm: Up to 600 pg/mL Obese subjects post gastric-bypass surgery: Up to 120 pg/mL |  |  | 1. Shiiya T, Nakazato M, Mizuta M, et al. Plasma ghrelin levels in lean and obese humans and the effect of glucose on ghrelin secretion. J Clin Endocrinol Metab. 2002;87(1):240-244. doi:10.1210/jcem.87.1.8129 2. Cummings DE, Weigle DS, Frayo RS, et al. Plasma ghrelin levels after diet-induced weight loss or gastric bypass surgery. N Engl J Med. 2002;346(21):1623-1630. doi:10.1056/NEJMoa012908 |  | 5 to 9 days |  | This test was developed and its performance characteristics determined by Inter Science Institute. Values obtained with different methods, laboratories, or kits cannot be used interchangeably with the results on this report. The results cannot be interpreted as absolute evidence of the presences or absence of malignant disease. | 83519 | Ghrelin Total | 76474-6 | FGHTP | Ghrelin Total | 76474-6
FGHTL | Ghrelin Total, Plasma |  | EIA/ELISA | No | Ghrelin Total, Plasma | GI Plasma | Patient preparation:Patient should be fasting 10 - 12 hours prior to collection of specimen. Patient should not be on any medications or supplements that may influence: Cholecystokinin (CCK), Glucose, Growth Hormone, Insulin and/or Somatostatin levels, if possible for at least 48 hours prior to specimen collection. Specimen Type: GI Plasma Container/Tube: Special tube containing G.I. Preservative (MCL supply number T125). Specimen Volume: 3-5 mL Collection Instructions:Draw 10 mL of blood in special tube containing G.I. Preservative (MCL supply number T125). Specimen should be separated in refrigerated centrifuge as soon as possible and send 3-5 mL plasma frozen. Ship frozen. | 1 mL | Ghrelin is a novel 28 amino acid peptide derived by post-translational processes from a preproghrelin consisting of 117 residues, secreted by the stomach with specific receptors in the brain involved in appetite regulation. It conveys information to the brain thereby increasing appetite, food intake and body weight and influences the release of growth hormone. Ghrelin is a growth hormone-releasing peptide which acts as an endogenous ligand of the growth hormone secretagogue receptors (GHS-Rs). Ghrelin levels are inversely correlated with body weight and are higher during weight loss. | GHRELIN (Total):pg/mL (Plasma) Adult Reference Range(s) Normal weight/control subjects: 520 - 700 pg/mL Obese subjects prior to diet: 340 - 450 pg/mL Levels: 8:00 am - 12:00 pm: Up to 420 pg/mL 6:00pm:Up to 480 pg/mL Obese subjects post induced weight loss: 450 - 600 pg/mL Levels: 8:00 am - 12:00 pm: Up to 575 pg/mL 6:00 pm:Up to 600 pg/mL Obese subjects post gastric-bypass surgery: Up to 120pg/mL |  |  |  |  | 9 to 11 days |  | This test was performed using a kit that has not been cleared or approved by the FDA and is designated as research use only. The analytic performance characteristics of this test have been determined by Inter Science Institute. This test is not intended for diagnosis or patient management decisions without confirmation by other medically established means. | 83520 | Ghrelin Total, Plasma | 76474-6 | Z4193 | Ghrelin Total, Plasma | 76474-6
GRW | Giant Ragweed, IgE, Serum | Establishing a diagnosis of an allergy to giant ragweed Defining the allergen responsible for eliciting signs and symptoms Identifying allergens: -Responsible for allergic response and/or anaphylactic episode -To confirm sensitization prior to beginning immunotherapy -To investigate the specificity of allergic reactions to insect venom allergens, drugs, or chemical allergens | Fluorescence Enzyme Immunoassay (FEIA) | Yes | Giant Ragweed, IgE | Serum | Collection Container/Tube: Preferred:Serum gel Acceptable:Red top Submission Container/Tube:Plastic vial Specimen Volume:0.5 mL for every 5 allergens requested Collection Instructions:Centrifuge and aliquot serum into a plastic vial. | For 1 allergen: 0.3 mL For more than 1 allergen: (0.05 mL x number of allergens) + 0.25 mL deadspace | Clinical manifestations of immediate hypersensitivity (allergic) diseases are caused by the release of proinflammatory mediators (histamine, leukotrienes, and prostaglandins) from IgE-sensitized effector cells (mast cells and basophils) when cell-bound IgE antibodies interact with an allergen. In vitro serum testing for IgE antibodies provides an indication of the immune response to allergens that may be associated with allergic disease. The allergens chosen for testing often depend upon the age of the patient, history of allergen exposure, season of the year, and clinical manifestations. In individuals predisposed to develop allergic disease, the sequence of sensitization and clinical manifestations proceed as follows: eczema and respiratory disease (rhinitis and bronchospasm) in infants and children less than 5 years due to food sensitivity (milk, egg, soy, and wheat proteins) followed by respiratory disease (rhinitis and asthma) in older children and adults due to sensitivity to inhalant allergens (dust mite, mold, and pollen inhalants). | Class,IgE kU/L,Interpretation, 0,<0.10,Negative, 0/1,0.10-0.34,Borderline/equivocal, 1,0.35-0.69,Equivocal, 2,0.70-3.49,Positive, 3,3.50-17.4,Positive, 4,17.5-49.9,Strongly positive, 5,50.0-99.9,Strongly positive, 6,> or =100,Strongly positive, | Detection of IgE antibodies in serum (class 1 or greater) indicates an increased likelihood of allergic disease as opposed to other etiologies and defines the allergens that may be responsible for eliciting signs and symptoms. The level of IgE antibodies in serum varies directly with the concentration of IgE antibodies expressed as a class score or kU/L. | Testing for IgE antibodies is not useful in patients previously treated with immunotherapy to determine if residual clinical sensitivity exists or in patients in whom the medical management does not depend upon identification of allergen specificity. Some individuals with clinically insignificant sensitivity to allergens may have measurable levels of IgE antibodies in serum, and test results must be interpreted in the clinical context. False-positive results for IgE antibodies may occur in patients with markedly elevated serum IgE (>2500 kU/L) due to nonspecific binding to allergen solid phases. | Homburger HA, Hamilton RG: Allergic diseases. In: McPherson RA, Pincus MR, eds. Henry's Clinical Diagnosis and Management by Laboratory Methods. 23rd ed.Elsevier; 2017:1057-1070 | Specific IgE from the patient's serum reacts with the allergen of interest, which is covalently coupled to an ImmunoCAP. After washing away nonspecific IgE, enzyme-labeled anti-IgE antibody is added to form a complex. After incubation, unbound anti-IgE is washed away, and the bound complex incubated with a developing agent. After stopping the reaction, the fluorescence of the eluate is measured. Fluorescence is proportional to the amount of specific IgE present in the patient's sample (ie, the higher the fluorescence value, the more IgE antibody is present).(Package insert: ImmunoCAP System Specific IgE FEIA. Phadia; Rev 06/2020) | Same day/1 to 3 days | 14 days | This test has been cleared, approved, or is exempt by the US Food and Drug Administration and is used per manufacturer's instructions. Performance characteristics were verified by Mayo Clinic in a manner consistent with CLIA requirements. | 86003 | Giant Ragweed, IgE | 6124-2 | GRW | Giant Ragweed, IgE | 6124-2
GIAR | Giardia Antigen, Feces | Sensitive screening for the detection ofGiardiaantigens present in fecal specimens | Enzyme-Linked Immunosorbent Assay (ELISA) | Yes | Giardia Ag, F | The following algorithms are available: | Submit only 1 of the following specimens: Preferred: Specimen Type:Preserved feces Supplies: -Formalin 10% Buffered Neutral 15 mL (T466) -Stool Collection Kit, Random (T635) Container/Tube: Preferred:Fecal container with 10% buffered formalin preservative Acceptable:SAF (sodium acetate formalin) Specimen Volume:5 grams Specimen Stability Information:Ambient (preferred) 60 days Acceptable: Specimen Type:Unpreserved feces Supplies: -Stool container, Small (Random), 4 oz (T288) -Stool Collection Kit, Random (T635) Container/Tube:Fecal container Specimen Volume:5 grams Specimen Stability Information:Frozen 60 days | 2 grams | Giardia duodenalis(also known asGiardia lamblia, Giardia intestinalis)is a flagellated protozoan parasite found in contaminated natural streams, lakes, and surface water municipal reservoirs. Several animals may serve as a host forG duodenalis, including dogs and beavers. Humans become infected when ingesting the environmentally resistant parasite cysts in water, food, and by the fecal-oral route (eg, on hands or fomites). Following ingestion, each cyst releases two trophozoites, which infect the small intestine by attaching to the mucosa with a ventral sucking disc. Infection may be associated with a variety of outcomes ranging from asymptomatic disease (estimated to occur in 50% of infected individuals) to acute and chronic giardiasis. When present, symptoms generally appear 7 to 14 days after infection and consist of watery diarrhea, malaise, malodorous steatorrhea, flatulence, abdominal cramping, nausea or vomiting, weight loss, and low-grade fever. Less commonly, patients experience constipation and urticaria. Symptoms will resolve in most patients after a period of several weeks. However, approximately 15% to 20% will remain chronically infected without treatment and experience ongoing loose stools, weight loss, malabsorption, steatorrhea, abdominal cramping, flatulence, and burping. Longstanding malabsorption may result in vitamin deficiencies and hypoalbuminemia. Acquired lactose intolerance may also occur and persist for months after successful parasite eradication. Giardiasis is the most common intestinal parasitic infection in the United States reported to the Centers for Disease Control and Prevention and is a common cause of diarrhea in children (especially in daycare centers), travelers, and campers or hikers. It is also responsible for waterborne epidemics. AlthoughGiardiaparasites (cysts and trophozoites) may be seen using the microscopy-based stool parasitic exam (OPE /Ova and Parasite, Travel History or Immunocompromised, Feces), this is an insensitive method for detection and requires examination of three or more specimens. Instead, detection of parasite antigen or DNA is recommended for optimal sensitivity. The Giardia antigen test is ideal for settings in which giardiasis is specifically suspected (eg, outbreak scenarios), whereas the multiplex gastrointestinal polymerase chain reaction panel (GIP / Gastrointestinal Pathogen Panel, PCR, Feces) is better suited for evaluating multiple potential causes of diarrhea, including parasitic, viral, and bacterial pathogens. For more information about diagnostic tests that may be of value in evaluating patients with diarrhea see the following: -Parasitic Investigation of Stool Specimens Algorithm -Laboratory Testing for Infectious Causes of Diarrhea | Negative | A positive enzyme-linked immunosorbent assay indicates the presence in a fecal specimen ofGiardiaantigens. Interpretation of results should be correlated with patient symptoms and clinical picture. | Small numbers of organisms residing only in the duodenum may not yield a positive test result. Giardiaantigen detection should be used as an aid in diagnosis of giardiasis. A single diagnostic assay should not be used as the only criteria to form a clinical conclusion. Testing of at least 2 consecutive fecal specimens by enzyme-linked immunosorbent assay is recommended before considering the results negative. Feces containing large amounts of leukocytes or red blood cells may give false-positive results. | 1. Garcia LS, Arrowood M, Kokoskin E, et al. Practical guidance for clinical microbiology laboratories: Laboratory diagnosis of parasites from the gastrointestinal tract. Clin Microbiol Rev. 2017;31(1):e00025-17 2. Hanson KL, Cartwright CP. Use of an enzyme immunoassay does not eliminate the need to analyze multiple stool specimens for sensitive detection ofGiardia lamblia. J Clin Microbiol. 2001;39(2):474-477 3. Centers for Disease Control and Prevention (CDC) National Center for Emerging and Zoonotic Infectious Diseases (NCEZID), Division of Foodborne, Waterborne, and Environmental Diseases (DFWED): Parasites-Giardia. CDC; Updated May 19, 2022. Accessed August 28, 2023. Available at www.cdc.gov/parasites/giardia/index.html | Giardiaantigens present in the stool supernatant are captured by antibodies coating the wells of a microtiter plate. The bound antigen is sandwiched by the addition of a second antibody, and the signal is amplified by adding biotin-streptavidin horseradish peroxidase. Blue color develops with the presence of bound antigen. The reaction is stopped with the addition of acid and read visually or with the aid of a spectrophotometer.(Rosenblatt JE, Sloan LM, Schneider SK. Evaluation of an enzyme-linked immunosorbent assay for the detection ofGiardialambliain stool specimens. Diagn Microbiol Infect Dis. 1993;16(4):337-341; package insert: ProSpecT Giardia Microplate Assay. Oxoid; 03/2012) | 1 to 3 days | Fresh/Frozen: 1 week; Preserved specimens: 1 week | This test has been cleared, approved, or is exempt by the US Food and Drug Administration and is used per manufacturer's instructions. Performance characteristics were verified by Mayo Clinic in a manner consistent with CLIA requirements. | 87329 | Giardia Ag, F | 6412-1 | 24085 | Giardia Ag, F | 6412-1
GING | Ginger, IgE | Establishing the diagnosis of an allergy to ginger Defining the allergen responsible for eliciting signs and symptoms Identifying allergens: -Responsible for allergic response and/or anaphylactic episode -To confirm sensitization prior to beginning immunotherapy -To investigate the specificity of allergic reactions to insect venom allergens, drugs, or chemical allergens Testing for IgE antibodies isnot usefulin patients previously treated with immunotherapy to determine if residual clinical sensitivity exists, or in patients in whom the medical management does not depend upon identification of allergen specificity. | Fluorescence Enzyme Immunoassay (FEIA) | Yes | Ginger, IgE | Serum | Collection Container/Tube: Preferred:Serum gel Acceptable:Red top Submission Container/Tube:Plastic vial Specimen Volume:0.5 mL for every 5 allergens requested Collection Instructions:Centrifuge and aliquot serum into a plastic vial. | For 1 allergen: 0.3 mL For more than 1 allergen: (0.05 mL x number of allergens) + 0.25 mL dead space | Clinical manifestations of immediate hypersensitivity (allergic) diseases are caused by the release of proinflammatory mediators (histamine, leukotrienes, and prostaglandins) from IgE-sensitized effector cells (mast cells and basophils) when cell-bound IgE antibodies interact with an allergen. In vitro serum testing for IgE antibodies provides an indication of the immune response to allergens that may be associated with allergic disease. The allergens chosen for testing often depend upon the age of the patient, history of allergen exposure, season of the year, and clinical manifestations. In individuals predisposed to develop allergic disease, the sequence of sensitization and clinical manifestations proceed as follows: eczema and respiratory disease (rhinitis and bronchospasm) in infants and children less than 5 years due to food sensitivity (milk, egg, soy, and wheat proteins) followed by respiratory disease (rhinitis and asthma) in older children and adults due to sensitivity to inhalant allergens (dust mite, mold, and pollen inhalants). | Class,IgE kU/L,Interpretation, 0,<0.10,Negative, 0/1,0.10-0.34,Borderline/equivocal, 1,0.35-0.69,Equivocal, 2,0.70-3.49,Positive, 3,3.50-17.4,Positive, 4,17.5-49.9,Strongly positive, 5,50.0-99.9,Strongly positive, 6,> or =100,Strongly positive, | Detection of IgE antibodies in serum (class 1 or greater) indicates an increased likelihood of allergic disease as opposed to other etiologies and defines the allergens that may be responsible for eliciting signs and symptoms. The level of IgE antibodies in serum varies directly with the concentration of IgE antibodies expressed as a class score or kU/L. | Some individuals with clinically insignificant sensitivity to allergens may have measurable levels of IgE antibodies in serum, and test results must be interpreted in the clinical context. False-positive results for IgE antibodies may occur in patients with markedly elevated serum IgE (>2500 kU/L) due to nonspecific binding to allergen solid phases. | Homburger HA, Hamilton RG: Allergic diseases. In: McPherson RA, Pincus MR, eds. Henry's Clinical Diagnosis and Management by Laboratory Methods. 23rd ed.Elsevier; 2017:1057-1070 | Specific IgE from the patient's serum reacts with the allergen of interest, which is covalently coupled to an ImmunoCAP. After washing away nonspecific IgE, enzyme-labeled anti-IgE antibody is added to form a complex. After incubation, unbound anti-IgE is washed away, and the bound complex incubated with a developing agent. After stopping the reaction, the fluorescence of the eluate is measured. Fluorescence is proportional to the amount of specific IgE present in the patient's sample (ie, the higher the fluorescence value, the more IgE antibody is present).(Package insert: ImmunoCAP System Specific IgE FEIA. Phadia; Rev 06/2020) | Same day/1 to 3 days | 14 days | This test was developed and its performance characteristics determined by Mayo Clinic in a manner consistent with CLIA requirements. It has not been cleared or approved by the US Food and Drug Administration. | 86003 | Ginger, IgE | 7335-3 | GING | Ginger, IgE | 7335-3
DGLDN | Gliadin (Deamidated) Antibodies Evaluation, IgG and IgA, Serum | Assessment of deaminated gliadin IgA and IgG antibodies for evaluating patients suspected of having celiac disease, including patients with compatible clinical symptoms, patients with atypical symptoms, and individuals at increased risk (family history, previous diagnosis with associated disorder, positivity forHLADQ2and/orDQ8) Monitoring response to a gluten-free diet in patients with celiac disease. | Enzyme-Linked Immunosorbent Assay (ELISA) | Yes | Gliadin (Deamidated) Ab, Eval, S | The following algorithms are available: | Collection Container/Tube: Preferred:Serum gel Acceptable:Red top Submission Container/Tube: Plastic vial Specimen Volume:0.5 mL Collection Instructions:Centrifuge and aliquot serum into a plastic vial. | 0.4 mL | Celiac disease (gluten-sensitive enteropathy, celiac sprue) results from an immune-mediated inflammatory process that occurs in genetically susceptible individuals following ingestion of wheat, rye, or barley proteins.(1) The inflammation in celiac disease occurs primarily in the mucosa of the small intestine, which leads to villous atrophy. Common clinical manifestations related to gastrointestinal inflammation include abdominal pain, malabsorption, diarrhea, and/or constipation. Clinical symptoms of celiac disease are not restricted to the gastrointestinal tract. Other common manifestations of celiac disease include failure to grow (delayed puberty and short stature), iron deficiency, recurrent fetal loss, osteoporosis, chronic fatigue, recurrent aphthous stomatitis (canker sores), dental enamel hypoplasia, and dermatitis herpetiformis. Patients with celiac disease may also present with neuropsychiatric manifestations including ataxia and peripheral neuropathy and are at increased risk for development of non-Hodgkin lymphoma. The disease is also associated with other clinical disorders including thyroiditis, type I diabetes mellitus, Down syndrome, and IgA deficiency. Individuals with family members who have celiac disease are at increased risk of developing the disease.(2) Genetic susceptibility is related to specific human leukocyte antigen (HLA) markers. More than 97% of individuals with celiac disease in the United States haveDQ2and/orDQ8HLA markers, compared to approximately 40% of the general population. For this reason,HLA-DQ2andHLA-DQ8are considered genetic risk factors for celiac disease and are required, but not sufficient, for the disease process to occur. A definitive diagnosis of celiac disease requires a jejunal biopsy demonstrating villous atrophy.(3) Given the invasive nature and cost of the biopsy, serologic tests may be used to identify individuals with a high probability of having celiac disease. Because no single laboratory test can be relied upon completely to establish a diagnosis of celiac disease, individuals with positive laboratory results may be referred for small intestinal biopsy, thereby decreasing the number of unnecessary invasive procedures (seeCeliac Disease Diagnostic Testing Algorithm). In terms of serology, celiac disease is associated with a variety of autoantibodies, including endomysial antibody, tissue transglutaminase (tTG), and deamidated gliadin antibodies.(4) Although the IgA isotype of these antibodies usually predominates in celiac disease, individuals may also produce IgG isotypes, particularly if the individual is IgA deficient. The most sensitive and specific serologic tests is tTG IgA isotype, in individuals who produce sufficient total IgA. For individuals who are IgA deficient, testing for tTG and deamidated gliadin IgG antibodies is required. The treatment for celiac disease is maintenance of a gluten-free diet. In most patients who adhere to this diet, concentrations of associated autoantibodies decline, which is sometimes also accompanied by reconstitution of the small intestinal villi. In most patients, an improvement in clinical symptoms is observed. For evaluation purposes, all serologic tests ordered for the diagnosis of celiac disease should be performed while the patient is on a gluten-containing diet. Once a patient has initiated the gluten-free diet, serologic testing may be repeated to assess the response to treatment. In some patients, it may take up to 1 year for antibody titers to normalize. Persistently elevated results suggest poor adherence to the gluten-free diet or the possibility of refractory celiac disease. SeeCeliac Disease Diagnostic Testing Algorithmfor the recommended approach to a patient suspected of celiac disease. An algorithm is available for monitoring the patient's response to treatment, seeCeliac Disease Routine Treatment Monitoring Algorithm. | Negative: <20.0 U Weak positive: 20.0-30.0 U Positive: >30.0 U Reference values apply to all ages. | Positive test results for deamidated gliadin IgA or IgG antibodies, are consistent with a diagnosis of celiac disease. Negative results for deamidated gliadin IgA or IgG antibodies indicate a decreased likelihood of celiac disease. A decrease in the concentrations of deamidated gliadin IgA or IgG antibodies may begin after initiation of a gluten-free diet and could indicate a response to therapy. | This test should not be solely relied upon to establish a diagnosis of celiac disease. It should be used to identify patients who have an increased probability of having celiac disease and in whom a small intestinal biopsy is recommended. Affected individuals who have been on a gluten-free diet prior to testing may have a negative result. For individuals who test negative, IgA deficiency should be considered. If total IgA is normal and deamidated gliadin IgA is negative, there is a low probability of the patient having celiac disease and a biopsy may not be necessary. If serology is negative or there is substantial clinical doubt remaining, then further investigation should be performed with endoscopy and bowel biopsy. This is especially important in patients with frank malabsorptive symptoms since many syndromes can mimic celiac disease. For the patient with frank malabsorptive symptoms, a bowel biopsy should be performed regardless of serologic test results. Testing for IgA and IgG antibodies to unmodified gliadin proteins is no longer recommended because of the low sensitivity and specificity of these tests for celiac disease. This test should not be ordered as a replacement for TSTGP / Tissue Transglutaminase Antibodies, IgA and IgG Profile, Serum. | 1. Rubin JE, Crowe SE: Celiac disease. Ann Intern Med. 2020 Jan;172(1):ITC1-ITC16. doi: 10.7326/AITC202001070 2. Lebwohl B, Rubio-Tapia A: Epidemiology, presentation, and diagnosis of celiac disease. Gastroenterology. 2021 Jan;160(1):63-75. doi: 10.1053/j.gastro.2020.06.098 3. Rubio-Tapia A, Hill ID, Kelly CP, Calderwood AH, Murray J, American College of Gastroenterology: ACG clinical guidelines: Diagnosis and management of celiac disease. Am J Gastroenterol. 2013 May;108(5):656-76; quiz 677. doi: 10.1038/ajg.2013.79 4. Penny HA, Raju SA, Sanders DS: Progress in the serology-based diagnosis and management of adult celiac disease. Exp Rev Gastroenterol Heptatol. 2020 Mar;14(3):147-154. doi: 10.1080/17474124.2020.1725472 | IgA and IgG antibodies to deamidated gliadin peptides are detected by enzyme-linked immunosorbent assay by binding to purified peptides adsorbed to the wells of a microtiter plate. Peptides are bound to the wells under conditions that preserve the antigens in their native states. Prediluted controls and diluted patient sera are added to separate wells allowing antibodies to bind to the deamidated gliadin peptides. Unbound sample constituents are washed away, and horseradish peroxidase-labeled antihuman IgA or IgG antibody conjugate is added to each well. After a second incubation, unbound enzyme-labeled conjugate is washed away, and bound conjugate is detected by adding tetramethylbenzidine chromogenic substrate. After a final incubation, colored product is measured spectrophotometrically, and the absorbance compared to the low, positive calibrator. The intensity of color is directly proportional to the level of IgA or IgG antibodies to deamidated gliadin peptides expressed in arbitrary units.(Package inserts: QUANTA Lite Gliadin IgA II.INOVA Diagnostics, Inc; Rev 2,10/2019; QUANTA Lite Gliadin IgG II. INOVA Diagnostics, Inc; Rev 4, 02/2020) | 2 to 4 days | 14 days | This test has been cleared, approved, or is exempt by the US Food and Drug Administration and is used per manufacturer's instructions. Performance characteristics were verified by Mayo Clinic in a manner consistent with CLIA requirements. | 86258 x 2 | Gliadin (Deamidated) Ab, Eval, S | 57776-7 | DGGL | Gliadin(Deamidated) Ab, IgG, S | 47394-2
DAGL | Gliadin (Deamidated) Antibody, IgA, Serum | Assessment of deaminated gliadin IgA antibodies for evaluating patients suspected of having celiac disease, including patients with compatible clinical symptoms, patients with atypical symptoms, and individuals at increased risk (family history, previous diagnosis with associated disorder, positivity forHLA DQ2and/orDQ8) Monitoring response to a gluten-free diet in patients with celiac disease. | Enzyme-Linked Immunosorbent Assay (ELISA) | Yes | Gliadin(Deamidated) Ab, IgA, S | The following algorithms are available: | Collection Container/Tube: Preferred:Serum gel Acceptable:Red top Submission Container/Tube: Plastic vial Specimen Volume:0.5 mL Collection Instructions:Centrifuge and aliquot serum into a plastic vial. | 0.4 mL | Celiac disease (gluten-sensitive enteropathy, celiac sprue) results from an immune-mediated inflammatory process that occurs in genetically susceptible individuals following ingestion of wheat, rye, or barley proteins.(1) The inflammation in celiac disease occurs primarily in the mucosa of the small intestine, which leads to villous atrophy. Common clinical manifestations related to gastrointestinal inflammation include abdominal pain, malabsorption, diarrhea, and/or constipation. Clinical symptoms of celiac disease are not restricted to the gastrointestinal tract. Other common manifestations of celiac disease include failure to grow (delayed puberty and short stature), iron deficiency, recurrent fetal loss, osteoporosis, chronic fatigue, recurrent aphthous stomatitis (canker sores), dental enamel hypoplasia, and dermatitis herpetiformis. Patients with celiac disease may also present with neuropsychiatric manifestations including ataxia and peripheral neuropathy and are at increased risk for development of non-Hodgkin lymphoma. The disease is also associated with other clinical disorders including thyroiditis, type I diabetes mellitus, Down syndrome, and IgA deficiency. Individuals with family members who have celiac disease are at increased risk of developing the disease. Genetic susceptibility is related to specific human leukocyte antigen (HLA) markers. More than 97% of individuals with celiac disease in the United States haveDQ2and/orDQ8HLA markers, compared to approximately 40% of the general population. For this reason,HLA-DQ2andHLA-DQ8are considered genetic risk factors for celiac disease and are required, but not sufficient, for the disease process to occur. A definitive diagnosis of celiac disease requires a jejunal biopsy demonstrating villous atrophy.(3) Given the invasive nature and cost of the biopsy, serologic tests may be used to identify individuals with a high probability of having celiac disease. Because no single laboratory test can be relied upon completely to establish a diagnosis of celiac disease, individuals with positive laboratory results may be referred for small intestinal biopsy, thereby decreasing the number of unnecessary invasive procedures (seeCeliac Disease Diagnostic Testing Algorithm). In terms of serology, celiac disease is associated with a variety of autoantibodies, including endomysial antibody, tissue transglutaminase (tTG), and deamidated gliadin antibodies.(4) Although the IgA isotype of these antibodies usually predominates in celiac disease, individuals may also produce IgG isotypes, particularly if the individual is IgA deficient. The most sensitive and specific serologic test is tTG IgA isotype, in individuals who produce sufficient total IgA. For individuals who are IgA deficient, testing for tTG and deamidated gliadin IgG antibodies is required. The treatment for celiac disease is maintenance of a gluten-free diet. In most patients who adhere to this diet, concentrations of associated autoantibodies decline, which is sometimes also accompanied by reconstitution of the small intestinal villi. In most patients, an improvement in clinical symptoms is observed. For evaluation purposes, all serologic tests ordered for the diagnosis of celiac disease should be performed while the patient is on a gluten-containing diet. Once a patient has initiated the gluten-free diet, serologic testing may be repeated to assess the response to treatment. In some patients, it may take up to 1 year for antibody titers to normalize. Persistently elevated results suggest poor adherence to the gluten-free diet or the possibility of refractory celiac disease. SeeCeliac Disease Diagnostic Testing Algorithmfor the recommended approach to a patient suspected of celiac disease. An algorithm is available for monitoring the patient's response to treatment, seeCeliac Disease Routine Treatment Monitoring Algorithm. | Negative: <20.0 U Weak positive: 20.0-30.0 U Positive: >30.0 U Reference values apply to all ages. | Positive test results for deamidated gliadin IgA antibodies are consistent with a diagnosis of celiac disease. Negative results for deamidated gliadin IgA antibodies indicate a decreased likelihood of celiac disease. A decrease in the concentration of deamidated gliadin IgA antibodies may begin after initiation of a gluten-free diet and could indicate a response to therapy. | This test should not be solely relied upon to establish adiagnosis of celiac disease. It should be used to identify patientswho have an increased probability of having celiac disease andin whom a small intestinal biopsy is recommended. Affected individuals who have been on a gluten-free diet prior to testing may have a negative result. For individuals who test negative, IgA deficiency should be considered. If total IgA is normal and deamidated gliadin IgA is negative, there is a low probability of the patient having celiac disease and a biopsy may not be necessary. If serology is negative or there is substantial clinical doubt remaining, then further investigation should be performed with endoscopy and bowel biopsy. This is especially important in patients with frank malabsorptive symptoms since many syndromes can mimic celiac disease. For the patient with frank malabsorptive symptoms, a bowel biopsy should be performed regardless of serologic test results. Testing for IgA and IgG antibodies to unmodified gliadin proteins is no longer recommended because of the low sensitivity and specificity of these tests for celiac disease. This test should not be ordered as a replacement for TSTGP / Tissue Transglutaminase (tTG) Antibodies, IgA and IgG Profile, Serum. | 1. Rubin JE, Crowe SE: Celiac disease. Ann Intern Med. 2020 Jan;172(1):ITC1-ITC16. doi: 10.7326/AITC202001070 2. Lebwohl B, Rubio-Tapia A: Epidemiology, presentation, and diagnosis of celiac disease. Gastroenterology. 2021 Jan;160(1):63-75. doi: 10.1053/j.gastro.2020.06.098 3. Rubio-Tapia A, Hill ID, Kelly CP, Calderwood AH, Murray J, American College of Gastroenterology: ACG clinical guidelines: Diagnosis and management of celiac disease. Am J Gastroenterol. 2013 May;108(5):656-76; quiz 677. doi: 10.1038/ajg.2013.79 4. Penny HA, Raju SA, Sanders DS: Progress in the serology-based diagnosis and management of adult celiac disease. Exp Rev Gastroenterol Heptatol. 2020 Mar;14(3):147-154. doi: 10.1080/17474124.2020.1725472 | IgA antibodies to deamidated gliadin peptides are detected by enzyme-linked immunosorbent assay by binding to purified peptides adsorbed to the wells of a microtiter plate. Peptides are bound to the wells under conditions that preserve the antigens in their native states. Prediluted controls and diluted patient sera are added to separate wells allowing antibodies to bind to the deamidated gliadin peptides. Unbound sample constituents are washed away, and horseradish peroxidase-labeled antihuman IgA antibody conjugate is added to each well. After a second incubation, unbound enzyme-labeled conjugate is washed away, and bound conjugate is detected by adding tetramethylbenzidine chromogenic substrate. After a final incubation, colored product is measured spectrophotometrically, and the absorbance compared to the low positive calibrator. The intensity of color is directly proportional to the level of IgA antibodies to deamidated gliadin peptides expressed in arbitrary units.(Instruction manual: QUANTA Lite Gliadin IgA II. INOVA Diagnostics, Inc; Rev 2, 10/2019) | 2 to 4 days | 14 days | This test has been cleared, approved, or is exempt by the US Food and Drug Administration and is used per manufacturer's instructions. Performance characteristics were verified by Mayo Clinic in a manner consistent with CLIA requirements. | 86258 | Gliadin(Deamidated) Ab, IgA, S | 47393-4 | DAGL | Gliadin(Deamidated) Ab, IgA, S | 47393-4
DGGL | Gliadin (Deamidated) Antibody, IgG, Serum | Assessment of deaminated gliadin IgG antibodies for evaluating patients suspected of having celiac disease, including patients with compatible clinical symptoms, patients with atypical symptoms, and individuals at increased risk (family history, previous diagnosis with associated disorder, positivity forHLA DQ2and/orDQ8) Monitoring response to a gluten-free diet in patients with celiac disease | Enzyme-Linked Immunosorbent Assay (ELISA) | Yes | Gliadin(Deamidated) Ab, IgG, S | The following algorithms are available: | Collection Container/Tube: Preferred:Serum gel Acceptable:Red top Submission Container/Tube: Plastic vial Specimen Volume:0.5 mL Collection Instructions:Centrifuge and aliquot serum into a plastic vial. | 0.4 mL | Celiac disease (gluten-sensitive enteropathy, celiac sprue) results from an immune-mediated inflammatory process that occurs in genetically susceptible individuals following ingestion of wheat, rye, or barley proteins.(1) The inflammation in celiac disease occurs primarily in the mucosa of the small intestine, which leads to villous atrophy. Common clinical manifestations related to gastrointestinal inflammation include abdominal pain, malabsorption, diarrhea, and/or constipation. Clinical symptoms of celiac disease are not restricted to the gastrointestinal tract. Other common manifestations of celiac disease include failure to grow (delayed puberty and short stature), iron deficiency, recurrent fetal loss, osteoporosis, chronic fatigue, recurrent aphthous stomatitis (canker sores), dental enamel hypoplasia, and dermatitis herpetiformis. Patients with celiac disease may also present with neuropsychiatric manifestations including ataxia and peripheral neuropathy, and are at increased risk for development of non-Hodgkin lymphoma. The disease is also associated with other clinical disorders including thyroiditis, type I diabetes mellitus, Down syndrome, and IgA deficiency. Individuals with family members who have celiac disease are at increased risk of developing the disease.(2) Genetic susceptibility is related to specific human leukocyte antigen (HLA) markers. More than 97% of individuals with celiac disease in the United States haveDQ2and/orDQ8HLA markers, compared to approximately 40% of the general population.For this reason,HLA-DQ2andHLA-DQ8are considered genetic risk factors for celiac disease and are required, but not sufficient, for the disease process to occur. A definitive diagnosis of celiac disease requires a jejunal biopsy demonstrating villous atrophy.(3) Given the invasive nature and cost of the biopsy, serologic tests may be used to identify individuals with a high probability of having celiac disease. Because no single laboratory test can be relied upon completely to establish a diagnosis of celiac disease, individuals with positive laboratory results may be referred for small intestinal biopsy, thereby decreasing the number of unnecessary invasive procedures (seeCeliac Disease Diagnostic Testing Algorithm). In terms of serology, celiac disease is associated with a variety of autoantibodies, including endomysial antibody, tissue transglutaminase (tTG), and deamidated gliadin antibodies.(4) Although the IgA isotype of these antibodies usually predominates in celiac disease, individuals may also produce IgG isotypes, particularly if the individual is IgA deficient. The most sensitive and specific serologic test is tTG IgA isotype, in individuals who produce sufficient total IgA.For individuals who are IgA deficient, testing for tTG and deamidated gliadin IgG antibodies is required The treatment for celiac disease is maintenance of a gluten-free diet. In most patients who adhere to this diet, concentrations of associated autoantibodies decline, which is sometimes also accompanied by reconstitution of the small intestinal villi. In most patients, an improvement in clinical symptoms is observed. For evaluation purposes, all serologic tests ordered for the diagnosis of celiac disease should be performed while the patient is on a gluten-containing diet. Once a patient has initiated the gluten-free diet, serologic testing may be repeated to assess the response to treatment. In some patients, it may take up to 1 year for antibody titers to normalize. Persistently elevated results suggest poor adherence to the gluten-free diet or the possibility of refractory celiac disease. SeeCeliac Disease Diagnostic Testing Algorithmfor the recommended approach to a patient suspected of celiac disease. An algorithm is available for monitoring the patient's response to treatment, seeCeliac Disease Routine Treatment Monitoring Algorithm. | Negative: <20.0 U Weak positive: 20.0-30.0 U Positive: >30.0 U Reference values apply to all ages. | Positive test results for deamidated gliadin IgG antibodies, particularly in individuals who are IgA deficient, are consistent with a diagnosis of celiac disease. Negative results for deamidated gliadin IgG antibodies indicate a decreased likelihood of celiac disease. A decrease in the concentration of deamidated gliadin IgG antibodies may begin after the initiation of a gluten-free diet and could indicate a response to therapy. | This test should not be solely relied upon to establish adiagnosis of celiac disease. It should be used to identify patientswho have an increased probability of having celiac disease andin whom a small intestinal biopsy is recommended. Affected individuals who have been on a gluten-free diet prior to testing may have a negative result. If serology is negative or there is substantial clinical doubt remaining, then further investigation should be performed with endoscopy and bowel biopsy. This is especially important in patients with frank malabsorptive symptoms since many syndromes can mimic celiac disease. For the patient with frank malabsorptive symptoms, a bowel biopsy should be performed regardless of serologic test results. Testing for IgA and IgG antibodies to unmodified gliadin proteins is no longer recommended because of the low sensitivity and specificity of these tests for celiac disease. This test should not be ordered as a replacement for TSTGP / Tissue Transglutaminase Antibodies, IgA and IgG Profile, Serum | 1. Rubin JE, Crowe SE: Celiac disease. Ann Intern Med. 2020 Jan;172(1):ITC1-ITC16. doi: 10.7326/AITC202001070 2. Lebwohl B, Rubio-Tapia A: Epidemiology, presentation, and diagnosis of celiac disease. Gastroenterology. 2021 Jan;160(1):63-75. doi: 10.1053/j.gastro.2020.06.098 3. Rubio-Tapia A, Hill ID, Kelly CP, Calderwood AH, Murray J, American College of Gastroenterology: ACG clinical guidelines: Diagnosis and management of celiac disease. Am J Gastroenterol. 2013 May;108(5):656-76; quiz 677. doi: 10.1038/ajg.2013.79 4. Penny HA, Raju SA, Sanders DS: Progress in the serology-based diagnosis and management of adult celiac disease. Exp Rev Gastroenterol Heptatol. 2020 Mar;14(3):147-154. doi: 10.1080/17474124.2020.1725472 | IgG antibodies to deamidated gliadin peptides are detected by enzyme-linked immunosorbent assay by binding to purified peptides adsorbed to the wells of a microtiter plate. Peptides are bound to the wells under conditions that preserve the antigens in their native states. Prediluted controls and diluted patient sera are added to separate wells allowing antibodies to bind to the deamidated gliadin peptides. Unbound sample constituents are washed away, and horseradish peroxidase-labeled antihuman IgG antibody conjugate is added to each well. After a second incubation, unbound enzyme-labeled conjugate is washed away, and bound conjugate is detected by adding tetramethylbenzidine chromogenic substrate. After a final incubation, colored product is measured spectrophotometrically, and the absorbance compared to the low positive calibrator. The intensity of color is directly proportional to the level of IgG antibodies to deamidated gliadin peptides expressed in arbitrary units.(Instruction manual: QUANTA Lite Gliadin IgG II. INOVA Diagnostics, Inc; Rev 4, 05/2020) | 2 to 4 days | 14 days | This test has been cleared, approved, or is exempt by the US Food and Drug Administration and is used per manufacturer's instructions. Performance characteristics were verified by Mayo Clinic in a manner consistent with CLIA requirements. | 86258 | Gliadin(Deamidated) Ab, IgG, S | 47394-2 | DGGL | Gliadin(Deamidated) Ab, IgG, S | 47394-2
GFATS | Glial Fibrillary Acidic Protein Alpha Subunit Antibody, Immunofluorescence Titer Assay, Serum | Reporting an end titer result in serum specimens Distinguishing autoimmune glial fibrillary acidic protein (GFAP) astrocytopathy from infectious meningoencephalitis and idiopathic inflammatory central nervous system (CNS) disorders such as multiple sclerosis, vasculitis and sarcoidosis, disorders commonly considered in the differential diagnosis Alerting the clinician that the patient has an immune-mediated, steroid-responsive disorder and to search for a malignancy | Only orderable as a reflex. For more information see: ENS2 / Encephalopathy, Autoimmune Evaluation Serum DMS2 / Dementia, Autoimmune Evaluation, Serum EPS2 / Epilepsy, Autoimmune Evaluation, Serum MAS1 / Autoimmune Myelopathy Evaluation, Serum Indirect Immunofluorescence Assay (IFA) | Yes | GFAP IFA Titer, S | If immunofluorescence assay (IFA) pattern suggests GFAP, then GFAP IFA titer and GFAP cell-binding assay (CBA) are performed at an additional charge. | Only orderable as a reflex. For more information see: ENS2 / Encephalopathy, Autoimmune Evaluation Serum DMS2 / Dementia, Autoimmune Evaluation, Serum EPS2 / Epilepsy, Autoimmune Evaluation, Serum MAS1 / Autoimmune Myelopathy Evaluation, Serum | 1 mL | Antibody targeting glial fibrillary acidic protein (GFAP)-IgG is a biomarker of a subacute and progressive autoimmune meningitis, encephalitis, and myelitis that can mimic multiple sclerosis (MS) or other idiopathic inflammatory central nervous system (CNS) disorders such as sarcoidosis. Neurological manifestations include headache, optic neuropathy, transverse myelitis, cognitive decline, and cerebellar ataxia. Cerebrospinal fluid (CSF) is inflammatory. Cranial magnetic resonance (MR) imaging reveals linear perivascular enhancement oriented radially to ventricles. A paraneoplastic neurological context is common. Reported neoplasms accompanying neurological symptoms include adenocarcinomas (prostate and gastroesophageal), myeloma, melanoma, colonic carcinoid, parotid pleomorphic adenoma, and teratoma. If GFAP-IgG is detected by immunofluorescence assay (IFA), it is reflexed to a test for the alpha isoform of GFAP (GFAPalpha-IgG) by cell based assay. | Only orderable as a reflex.For more information see: ENS2 / Encephalopathy, Autoimmune Evaluation Serum DMS2 / Dementia, Autoimmune Evaluation, Serum EPS2 / Epilepsy, Autoimmune Evaluation, Serum MAS1 / Autoimmune Myelopathy Evaluation, Serum <1:240 | Seropositivity for autoantibody (positive) is supportive of autoimmuneglial fibrillary acidic protein (GFAP) astrocytopathy, a treatable form of meningoencephalomyelitis. A paraneoplastic basis should be considered, according to age, sex, and other risk factors. Patients who are GFAP-IgG positive have increased risk of tumor. GFAP-IgG increases the likelihood of certain malignancies being found within 2 years of symptom onset (34%). The most common malignancy found is ovarian teratoma (22%). GFAP meningoencephalomyelitis is immunotherapy-responsive. GFAP-IgG positive patients have better outcomes after treatment with corticosteroids. The presence of GFAP-IgG alerts the clinician that the patient has an immune-mediated, steroid-responsive disorder and directs patient care accordingly. It also alerts the clinician to search for a malignancy. | Negative results do not exclude the diagnosis of autoimmune meningoencephalomyelitis or cancer. | 1. Fang B, McKeon A, Hinson SR, et al: Autoimmune glial fibrillary acidic protein astrocytopathy: a novel meningoencephalomyelitis. JAMA Neurol 2016;73:1297-1307 2. Flanagan EP, Hinson SR, Lennon VA, et al: Glial fibrillary acidic protein immunoglobulin G as biomarker of autoimmune astrocytopathy: Analysis of 102 patients. Ann Neurol 2017;81:298-309 3. Iorio R, Damato V, Evoli A, et al:Clinical and Immunological characteristics of the spectrum of GFAP autoimmunity: a case series of 22 patients. J Neurol Neurosurg Psychiatry 2018 Feb;89(2):138-146 doi:10.1136/jnnp-2017-316583 | The patient's sample is tested by a standardized indirect immunofluorescence assay (IFA) that uses a composite frozen section of mouse cerebellum, kidney, and gut tissues. After incubation with sample and washing, fluorescein-conjugated goat antihuman IgG is applied. Neuron-specific autoantibodies are identified by their characteristic fluorescence staining patterns. Samples that are scored positive for any neuronal nuclear or cytoplasmic autoantibody are titrated to an endpoint. Interference by coexisting non-neuron-specific autoantibodies can usually be eliminated by serologic absorption.(Yu Z, Kryzer TJ, Griesmann GE, et al: CRMP-5 neuronal autoantibody: marker of lung cancer and thymoma-related autoimmunity. Ann Neurol 2001;49:146-154) | 10 days | 28 days | This test was developed and its performance characteristics determined by Mayo Clinic in a manner consistent with CLIA requirements. It has not been cleared or approved by the US Food and Drug Administration. | 86256 | GFAP IFA Titer, S | 93423-2 | 605133 | GFAP IFA Titer, S | 93423-2
GFATC | Glial Fibrillary Acidic Protein Alpha Subunit Antibody, Immunofluorescence Titer Assay, Spinal Fluid | Reporting an end titer result in spinal fluid specimens Distinguishing, in spinal fluid, autoimmune GFAP astrocytopathy from infectious meningoencephalitis and idiopathic inflammatory central nervous system (CNS) disorders such as multiple sclerosis, vasculitis and sarcoidosis, disorders commonly considered in the differential diagnosis Alerting the clinician that the patient has an immune-mediated, steroid-responsive disorder and to search for a malignancy | Only orderable as a reflex. For more information, see: DMC2 / Dementia Autoimmune Evaluation, Spinal Fluid ENC2 / Encephalopathy Autoimmune Evaluation, Spinal Fluid EPC2 / Epilepsy Autoimmune Evaluation, Spinal Fluid MAC1 / Autoimmune Myelopathy Evaluation, Spinal Fluid Indirect Immunofluorescence Assay (IFA) | Yes | GFAP IFA Titer, CSF | Ifimmunofluorescence assay (IFA) pattern suggests GFAP, then GFAP IFA titer and GFAP cell-binding assay (CBA) are performed at an additional charge. | Only orderable as a reflex. For more information, see: DMC2 / Dementia Autoimmune Evaluation, Spinal Fluid ENC2 / Encephalopathy Autoimmune Evaluation, Spinal Fluid EPC2 / Epilepsy Autoimmune Evaluation, Spinal Fluid MAC1 / Autoimmune Myelopathy Evaluation, Spinal Fluid Container/Tube:Sterile vial Specimen Volume:2 mL | 1.5 mL | Antibody targeting glial fibrillary acidic protein (GFAP)-IgG is a biomarker of a subacute and progressive autoimmune meningitis, encephalitis, and myelitis that can mimic multiple sclerosis (MS) or other idiopathic inflammatory central nervous system (CNS) disorders such as sarcoidosis. Neurological manifestations include headache, optic neuropathy, transverse myelitis, cognitive decline, and cerebellar ataxia. Cerebrospinal fluid (CSF) is inflammatory. Cranial magnetic resonance (MR) imaging reveals linear perivascular enhancement oriented radially to ventricles. A paraneoplastic neurological context is common. Reported neoplasms accompanying neurological symptoms include adenocarcinomas (prostate and gastroesophageal), myeloma, melanoma, colonic carcinoid, parotid pleomorphic adenoma and teratoma. If GFAP-IgG is detected by immunofluorescence assay (IFA), it is reflexed to a test for the alpha isoform of GFAP (GFAPalpha-IgG) by cell based assay. | Only orderable as a reflex. For more information, see: DMC2 / Dementia Autoimmune Evaluation, Spinal Fluid ENC2 / Encephalopathy Autoimmune Evaluation, Spinal Fluid EPC2 / Epilepsy Autoimmune Evaluation, Spinal Fluid MAC1 / Autoimmune Myelopathy Evaluation, Spinal Fluid <1:2 | Seropositivity for autoantibody (positive) is supportive of autoimmuneglial fibrillary acidic protein (GFAP) astrocytopathy, a treatable form of meningoencephalomyelitis. A paraneoplastic basis should be considered, according to age, sex, and other risk factors. Patients who are GFAP-IgG positive have increased risk of tumor. GFAP-IgG increases the likelihood of certain malignancies being found within 2 years of symptom onset (34%). The most common malignancy found is ovarian teratoma (22%). GFAP meningoencephalomyelitis is immunotherapy-responsive. GFAP-IgG positive patients have better outcomes after treatment with corticosteroids. The presence of GFAP-IgG alerts the clinician the patient has an immune-mediated, steroid-responsive disorder and directs patient care accordingly. It also alerts the clinician to search for a malignancy. | Negative results do not exclude the diagnosis of autoimmune meningoencephalomyelitis or cancer. | 1. Fang B, McKeon A, Hinson SR, et al: Autoimmune glial fibrillary acidic protein astrocytopathy: a novel meningoencephalomyelitis. JAMA Neurol 2016;73:1297-1307 2. Flanagan EP, Hinson SR, Lennon VA, et al: Glial fibrillary acidic protein immunoglobulin G as biomarker of autoimmune astrocytopathy: Analysis of 102 patients. Ann Neurol 2017;81:298-309 3. Iorio R, Damato V, Evoli A, et al:Clinical and Immunological characteristics of the spectrum of GFAP autoimmunity: a case series of 22 patients. J Neurol Neurosurg Psychiatry 2018 Feb;89(2):138-146 doi:10.1136/jnnp-2017-316583 | The patient's sample is tested by a standardized indirect immunofluorescence assay (IFA) that uses a composite frozen section of mouse cerebellum, kidney, and gut tissues. After incubation with sample and washing, fluorescein-conjugated goat antihuman IgG is applied. Neuron-specific autoantibodies are identified by their characteristic fluorescence staining patterns. Samples that are scored positive for any neuronal nuclear or cytoplasmic autoantibody are titrated to an endpoint. Interference by coexisting non-neuron-specific autoantibodies can usually be eliminated by serologic absorption.(Yu Z, Kryzer TJ, Griesmann GE, et al: CRMP-5 neuronal autoantibody: marker of lung cancer and thymoma-related autoimmunity. Ann Neurol 2001;49:146-154) | 10 days | 28 days | This test was developed and its performance characteristics determined by Mayo Clinic in a manner consistent with CLIA requirements. It has not been cleared or approved by the US Food and Drug Administration. | 86256 | GFAP IFA Titer, CSF | 93421-6 | 605134 | GFAP IFA Titer, CSF | 93421-6
GFAP | Glial Fibrillary Acidic Protein Immunostain, Technical Component Only | Classification of glial tumors | Immunohistochemistry (IHC) | Yes | GFAP IHC, Tech Only | For the initial technical component only immunohistochemical (IHC) stain performed, the appropriate bill-only test ID will be reflexed and charged (IHTOI). For each additional technical component only IHC stain performed, an additional bill-only test ID will be reflexed and charged (IHTOA). | Supplies:Immunostain Technical Only Envelope (T693) Specimen Type:Tissue Container/Tube:Immunostain Technical Only Envelope Preferred:2 Unstained positively charged glass slide (25- x 75- x 1-mm) per test ordered; sections 4-microns thick Acceptable:Formalin-fixed, paraffin-embedded tissue block |  | Glial fibrillary acidic protein (GFAP) is an intermediate filament protein of 52 kDa found in glial cells, astrocytes, and ependymal cells. Immunoperoxidase staining for GFAP produces intense cytoplasmic staining of astrocytes, glial cells, and ependymal cells in normal brain. In neoplastic tissues, GFAP is useful for the identification of glial tumors such as astrocytomas and ependymomas. |  | This test does not include pathologist interpretation, only technical performance of the stain. If interpretation is required, order PATHC / Pathology Consultation for a full diagnostic evaluation or second opinion of the case. The positive and negative controls are verified as showing appropriate immunoreactivity. If a control tissue is not included on the slide, a scanned image of the relevant quality control tissue is available upon request; call 855-516-8404. Interpretation of this test should be performed in the context of the patient's clinical history and other diagnostic tests by a qualified pathologist. | Age of a cut paraffin section can affect immunoreactivity. Stability thresholds vary widely among published literature and are antigen dependent. Best practice is for paraffin sections to be cut within 6 weeks. | 1. Goyal R, Mathur SK, Gupta S, et al. Immunohistochemical expression of glial fibrillary acidic protein and CAM5. 2 in glial tumors and their role in differentiating glial tumors from metastatic tumors of central nervous system. J Neurosci Rural Pract. 2015;6(4):499-503 2. Zhao J, Wang B, Huang T, et al. Glial response in early stages of traumatic brain injury. Neurosci Lett. 2019;708:134335 3. Magaki SD, Williams CK, Vinters HV. Glial function (and dysfunction) in the normal and ischemic brain. Neuropharmacology. 2018 15;134(Pt B):218-225 4. Magaki S, Hojat SA, Wei B, So A, Yong WH. An introduction to the performance of immunohistochemistry. Methods Mol Biol. 2019;1897:289-298. doi:10.1007/978-1-4939-8935-5_25 | Immunohistochemistry on sections of paraffin-embedded tissue.(Unpublished Mayo method) | 1 to 3 days | Until staining is complete. | This test has been cleared, approved, or is exempt by the US Food and Drug Administration and is used per manufacturer's instructions. Performance characteristics were verified by Mayo Clinic in a manner consistent with CLIA requirements. | 88342-TC, Primary88341-TC, If additional IHC | GFAP IHC, Tech Only | Order only;no result | 70756 | GFAP IHC, Tech Only | Bill only; no result
FGLIP | Glipizide (Glucotrol) |  | High Performance Liquid Chromatography with Ultraviolet Detection (HPLC-UV) | Yes | Glipizide (Glucotrol) | Varies | Submit only 1 of the following specimens: Plasma Draw blood in a green-top (sodium heparin) tube(s),plasma gel tube is not acceptable.Spin down and send 2 mL sodium heparin plasma refrigerated in a plastic vial. Serum Draw blood in a plain red-top tube(s),serum gel tube is not acceptable.Spin down and send 2 mL of serum refrigerated in a plastic vial. | 0.3 mL |  | Units:ng/mL Plasma insulin concentrations have been shown to increase only when plasma glipizide concentrations exceeded 200 ng/mL. Toxic range has not been established. |  |  |  |  | 7 to 10 days | 2 weeks |  | 80299 | Glipizide (Glucotrol) | 10539-5 | Z1180 | Glipizide | 10539-5
LGBWB | Globotriaosylsphingosine, Blood | Screening of patients with Fabry disease when a serum specimen is not available This testshould not be used fornewborn screening followup. | Liquid Chromatography Tandem Mass Spectrometry (LC-MS/MS) | Yes | Globotriaosylsphingosine, B | Whole blood | Container/Tube: Preferred:Lavender top (EDTA) Acceptable:Green top (sodium heparin, lithium heparin) and yellow top (ACD B) Specimen Volume:1 mL | 0.25 mL | Fabry disease is an X-linked recessive lysosomal storage disorder caused by a deficiency of the enzyme alpha-galactosidase A (alpha-GAL A). Reduced enzyme activity results in accumulation of glycosphingolipids in the lysosomes throughout the body, in particular the kidney, heart, and brain. Severity and onset of symptoms are dependent on the residual enzyme activity. Symptoms may include acroparesthesias (pain crises), multiple angiokeratomas, reduced or absent sweating, corneal opacity, kidney insufficiency leading to kidney failure, and cardiac and cerebrovascular disease. There are renal and cardiac variant forms of Fabry disease that may be underdiagnosed. Female patients who are heterozygous for Fabry disease can have clinical presentations ranging from asymptomatic to severely affected, and they may have alpha-GAL A activity in the normal range.The estimated incidence varies from 1 in 3000 infants detected via newborn screening to 1 in 10,000 malepatients diagnosed after onset of symptoms. Unless irreversible damage has already occurred, treatment with enzyme replacement therapy has led to significant clinical improvement in affected individuals. For this reason, early diagnosis and treatment are desirable, and in a few US states, early detection of Fabry disease through newborn screening has been implemented. Measurement of alpha-GAL A in leukocytes (AGAW / Alpha-Galactosidase, Leukocytes), serum (AGAS / Alpha-Galactosidase, Serum), or blood spots (AGABS / Alpha-Galactosidase, Blood Spot) can reliably diagnose classic or variant Fabry disease in malepatients. Molecular genetic testing is the recommended diagnostic test for femalepatients as alpha-GAL A may be in the normal range in an affected female patient. Molecular analysis of theGLAgene (FABRZ / Fabry Disease, Full Gene Analysis, Varies) allows for detection of the disease-causing variant in both male and femalepatients. The glycosphingolipid, globotriaosylsphingosine (LGb3), may be elevated in symptomatic patients and supports a diagnosis of Fabry disease. It may also be helpful as a tool for monitoring disease progression as well as determining treatment response in known patients. In addition,measurement of LGb3, may provide additional diagnostic information in the evaluation of uncertain cases, such as in asymptomatic heterozygous femalepatients, individuals with novelGLAvariants of unclear clinical significance, as well as asymptomatic patients identified by family screening. | Cutoff: < or =0.034 nmol/mL | An elevation of globotriaosylsphingosine is indicative of Fabry disease, however, a normal result does not rule out Fabry disease. | Some patients with late-onset Fabry disease may have normal concentrations of globotriaosylsphingosine. | 1. Vardarli I, Rischpler C, Herrmann K, Weidemann F. Diagnosis and screening of patients with Fabry disease. Ther Clin Risk Manag. 2020;16:551-558. doi:10.2147/TCRM.S247814 2.Mehta A, Hughes DA. Fabry disease. In: Adam MP, Mirzaa GM, Pagon RA, et al, eds. GeneReviews [Internet]. University of Washington, Seattle; 2002. Updated March 9, 2023. Accessed May 26, 2023. Available at www.ncbi.nlm.nih.gov/books/NBK1292/ 3. Nowak A, Mechtler T, Kasper DC, Desnick RJ. Correlation of Lyso-Gb3 levels in dried blood spots and sera from patients with classic and later-onset Fabry disease. Mol Genet Metab. 2017;121(4):320-324. doi:10.1016/j.ymgme.2017.06.006 4. Johnson B, Mascher H, Mascher D, et al. Analysis of lyso-globotriaosylsphingosine in dried blood spots. Ann Lab Med. 2013;33(4):274-278. doi:10.3343/alm.2013.33.4.274 | Whole blood is spotted onto filter paper and dried overnight. A 3-mm dried blood spot is extracted with internal standard. The extract is subjected to liquid chromatography tandem mass spectrometry (LC-MS/MS) analysis. The MS/MS is operated in the multiple reaction monitoring positive mode to follow the precursor to product species transitions for each analyte and internal standard. The ratio of the extracted peak areas to internal standard is determined by LC-MS/MS is used to calculate the concentration of in the sample.(Unpublished Mayo method) | 3 to 9 days | Whole blood: 7 days; Dried Blood Spot: Normal results: 2 months; Abnormal result: Indefinitely | This test was developed and its performance characteristics determined by Mayo Clinic in a manner consistent with CLIA requirements. It has not been cleared or approved by the US Food and Drug Administration. | 82542 | Globotriaosylsphingosine, B | 92753-3 | BA4372 | Reviewed By | 18771-6
LGBBS | Globotriaosylsphingosine, Blood Spot | Screening of patients with Fabry disease using dried blood spots when a serum specimen is not available This testshould not be used fornewborn screening followup. | Liquid Chromatography Tandem Mass Spectrometry (LC-MS/MS) | Yes | Globotriaosylsphingosine, BS | Whole blood | Supplies: -Card-Blood Spot Collection (Filter Paper) (T493) -Card-Postmortem Screening (Filter Paper) (T525) Container/Tube: Preferred:Blood Spot Collection Card (Filter Paper) Acceptable:Whatman Protein Saver 903 filter paper,PerkinElmer(formerly Ahlstrom) 226 filter paper, Munktell filter paper, Postmortem Screening Card or collected with EDTA, sodium heparin, lithium heparin, or ACD B-containing devices Specimen Volume:2 Blood spots Collection Instructions: 1. Let blood dry completely on filter paper at ambient temperature in a horizontal position for a minimum of 3 hours. 2. At least 1 spot should be complete, (ie, unpunched). 3. Do not expose specimen to heat or direct sunlight. 4. Do not stack wet specimens. 5. Keep specimen dry. Additional Information: 1. For collection instructions, seeBlood Spot Collection Instructions. 2. For collection instructions in Spanish, seeBlood Spot Collection Card-Spanish Instructions(T777). 3. For collection instructions in Chinese, seeBlood Spot Collection Card-Chinese Instructions(T800). | 1 Blood spot | Fabry disease is an X-linked recessive lysosomal storage disorder caused by a deficiency of the enzyme alpha-galactosidase A (alpha-GAL A). Reduced enzyme activity results in accumulation of glycosphingolipids in the lysosomes throughout the body, in particular in the kidney, heart, and brain. Severity and onset of symptoms are dependent on the residual enzyme activity. Symptoms may include acroparesthesias (pain crises), multiple angiokeratomas, reduced or absent sweating, corneal opacity, kidney insufficiency leading to kidney failure, and cardiac and cerebrovascular disease. There are renal and cardiac variant forms of Fabry disease that may be underdiagnosed. Female patients who are heterozygous for Fabry disease can have clinical presentations ranging from asymptomatic to severely affected, and they may have alpha-GAL A activity in the normal range.The estimated incidence varies from 1 in 3000 infants detected via newborn screening to 1 in 10,000 male patients diagnosed after onset of symptoms. Unless irreversible damage has already occurred, treatment with enzyme replacement therapy has led to significant clinical improvement in affected individuals. For this reason, early diagnosis and treatment are desirable, and in a few US states, early detection of Fabry disease through newborn screening has been implemented. Measurement of alpha-GAL A in leukocytes (AGAW / Alpha-Galactosidase, Leukocytes), serum (AGAS / Alpha-Galactosidase, Serum), or blood spots (AGABS / Alpha-Galactosidase, Blood Spot) can reliably diagnose classic or variant Fabry disease in male patients. Molecular genetic testing is the recommended diagnostic test for female patients as alpha-GAL A activity may be in the normal range in an affected female patient. Molecular sequence analysis of theGLAgene (FABRZ / Fabry Disease, Full Gene Analysis, Varies) allows for detection of the disease-causing variant in both male and female patients. The glycosphingolipid, globotriaosylsphingosine (LGb3), may be elevated in symptomatic patients and supports a diagnosis of Fabry disease. It may also be helpful as a tool for monitoring disease progression as well as determining treatment response in known patients. In addition,measurement of LGb3, may provide additional diagnostic information in the evaluation of uncertain cases, such as in asymptomatic heterozygous female patients, individuals with novelGLAvariants of unclear clinical significance, as well as asymptomatic patients identified by family screening. | Cutoff: < or =0.034 nmol/mL | An elevation of globotriaosylsphingosine is indicative of Fabry disease, however a normal result does not rule out Fabry disease. | Some patients with late-onset Fabry disease may have normal concentrations of globotriaosylsphingosine. | 1. Vardarli I, Rischpler C, Herrmann K, Weidemann F. Diagnosis and screening of patients with Fabry disease. Ther Clin Risk Manag. 2020;16:551-558. doi:10.2147/TCRM.S247814 2.Mehta A, Hughes DA. Fabry disease. In: Adam MP, Mirzaa GM, Pagon RA, et al, eds. GeneReviews [Internet]. University of Washington, Seattle; 2002. Updated March 9, 2023. Accessed May 26, 2023. Available at www.ncbi.nlm.nih.gov/books/NBK1292/ 3. Nowak A, Mechtler T, Kasper DC, Desnick RJ. Correlation of Lyso-Gb3 levels in dried blood spots and sera from patients with classic and later-onset Fabry disease. Mol Genet Metab. 2017;121(4):320-324. doi:10.1016/j.ymgme.2017.06.006 4. Johnson B, Mascher H, Mascher D, et al. Analysis of lyso-globotriaosylsphingosine in dried blood spots. Ann Lab Med. 2013;33(4):274-278. doi:10.3343/alm.2013.33.4.274 | A 3-mm dried blood spot is extracted with internal standard. The extract is subjected to liquid chromatography tandem mass spectrometry (LC-MS/MS) analysis. The MS/MS is operated in the multiple reaction monitoring positive mode to follow the precursor to product species transitions for each analyte and internal standard. The ratio of the extracted peak areas to internal standard is determined by LC-MS/MS is used to calculate the concentration of in the sample.(Unpublished Mayo method) | 3 to 9 days | Normal result: 2 months; Abnormal result: Indefinitely | This test was developed and its performance characteristics determined by Mayo Clinic in a manner consistent with CLIA requirements. It has not been cleared or approved by the US Food and Drug Administration. | 82542 | Globotriaosylsphingosine, BS | 92754-1 | BA4369 | Reviewed By | 18771-6
LGB3S | Globotriaosylsphingosine, Serum | Diagnosis and monitoring of Fabry disease | Liquid Chromatography Tandem Mass Spectrometry (LC-MS/MS) | Yes | Lyso-GB3, S | The following algorithms are available: | Collection Container/Tube: Preferred:Serum gel Acceptable:Red top Submission Container/Tube:Plastic vial Specimen Volume:1 mL Collection Instructions:Centrifuge and aliquot serum into a plastic vial. | 0.5 mL | Fabry disease is an X-linked recessive lysosomal storage disorder caused by a deficiency of the enzyme alpha-galactosidase A (alpha-Gal A). Reduced enzyme activity results in accumulation of glycosphingolipids in the lysosomes throughout the body, in particular, the kidney, heart, and brain. Severity and onset of symptoms are dependent on the residual enzyme activity. Symptoms may include acroparesthesias (pain crises), multiple angiokeratomas, reduced or absent sweating, corneal opacity, renal insufficiency leading to end-stage kidney disease, and cardiac and cerebrovascular disease. There are renal and cardiac variant forms of Fabry disease that may be underdiagnosed. Female patients who are carriers of Fabry disease can have clinical presentations ranging from asymptomatic to severely affected, and they may have alpha-Gal A activity in the normal range.The estimated incidence varies from 1 in 3000 infants detected via newborn screening to 1 in 10,000 male patients diagnosed after onset of symptoms. Unless irreversible damage has already occurred, treatment with enzyme replacement therapy leads to significant clinical improvement in affected individuals. For this reason, early diagnosis and treatment are desirable. In a few US states, early detection of Fabry disease through newborn screening has been implemented. Absent or reduced alpha-Gal A in blood spots, leukocytes (AGAW / Alpha-Galactosidase, Leukocytes), or serum (AGAS / Alpha-Galactosidase, Serum) can indicate a diagnosis of classic or variant Fabry disease. Molecular sequence analysis of theGLAgene (FABRZ / Fabry Disease, Full Gene Analysis, Varies) allows for detection of the disease-causing variant in male and female patients. Molecular genetic testing is the recommended diagnostic test for female patients as alpha-galactosidase activity may be in the normal range in those affected. The glycosphingolipid, globotriaosylsphingosine (LGb3), may be elevated in symptomatic patients and supports a diagnosis of Fabry disease. It may also be helpful as a tool for monitoring disease progression as well as determining treatment response in known patients. In addition,measurement of LGb3, may provide additional diagnostic information in the evaluation of uncertain cases, such as in asymptomatic heterozygous female patients, individuals with novelGLAvariants of unclear clinical significance, as well as asymptomatic patients identified by family screening. | < or =1.0 ng/mL | Elevation of globotriaosylsphingosine is diagnostic for Fabry disease. | Carrier detection using globotriaosylsphingosine (LGb3) is unreliable. Some patients with Fabry disease may, and all individuals with pseudodeficiency of alpha-galactosidase enzyme, have normal concentrations of LGb3. | 1. Aerts JM, Groener JE, Kuiper S, et al: Elevated globotriaosylsphingosine is a hallmark of Fabry disease. Proc Natl Acad Sci USA. 2008 Feb 26;105(8)2812-2817 2. Mehta A, Hughes DA: Fabry disease. In: Adam MP, Everman DB, Mirzaa GM, et al, eds. GeneReviews [Internet]. University of Washington, Seattle; 2002. Updated January 27, 2022. Accessed January 17, 2023. Available at www.ncbi.nlm.nih.gov/books/NBK1292/ 3. Laney DA, Bennett RL, Clarke V, et al: Fabry disease practice guidelines: recommendations of the National Society of Genetic Counselors. J Genet Couns. 2013 Oct;22(5):555-564 4. Laney DA, Peck DS, Atherton AM, et al: Fabry disease in infancy and early childhood: a systematic literature review. Genet Med. 2015 May;17(5):323-330 5. Weidemann F, Beer M, Kralewski M, Siwy J, Kampmann C: Early detection of organ involvement in Fabry disease by biomarker assessment in conjunction with LGE cardiac MRI: results from the SOPHIA study. Mol Genet Metab. 2019 Feb;126(2):169-182 | Internal standard is added to the serum. Globotriaosylsphingosine (LGb3) is extracted from the serum prior to injection onto a liquid chromatography tandem mass spectrometry (LC-MS/MS) system. Following chromatographic isolation, the concentration is measured by MS/MS analysis in the selected reaction monitoring positive mode. The ratio of extracted peak area to internal standard is utilized to calculate the concentration of LGb3 in the sample.(Unpublished Mayo method) | 8 to 14 days | 1 month | This test was developed and its performance characteristics determined by Mayo Clinic in a manner consistent with CLIA requirements. It has not been cleared or approved by the US Food and Drug Administration. | 82542 | Lyso-GB3, S | 90234-6 | 113177 | Reviewed By | 18771-6
GBM | Glomerular Basement Membrane Antibodies, IgG, Serum | Evaluating patients withclinical features ofanti-glomerular basementdisease, including rapidly progressive glomerulonephritis or pulmonary hemorrhage | Multiplex Flow Immunoassay | Yes | Glomerular Basement Membrane IgG Ab | Serum | Supplies:Sarstedt Aliquot Tube 5 mL (T914) Collection Container/Tube: Preferred:Serum gel Acceptable:Red top Submission Container/Tube:Plastic vial Specimen Volume:0.5 mL Collection Instructions:Centrifuge and aliquot serum into a plastic vial. | 0.35 mL | Anti-glomerular basement (GBM) disease is a rare autoimmune disease, with an estimated incidence of 0.6-1.79 cases per million population per year.(1) Without prompt treatment, this disease is potentially fatal. Patients may present with rapidly progressive glomerulonephritis, pulmonary hemorrhage, or both.(2,3) The serological hallmark of this disease is the presence of anti-GBM antibodies of the IgG isotype. Anti-GBM antibodies bind to the non-collagenous domain 1 (NC1) of the alpha3 chain of type IV collagen, which is one of the main components of the kidney and lung basement membranes. Deposition of anti-GBM antibodies in the kidney and lungs triggers complement activation and production of reactive oxygen species, ultimately leading to vascular necrosis and damage to the GBM. The diagnosis of anti-GBM disease in a patient with compatible clinical symptoms is often confirmed by detecting the presence of anti-GBM antibodies. This can be accomplished by a variety of antigen-specific, solid-phase immunoassays. Given the implications of this testing, understanding the diagnostic sensitivity and specificity of anti-GBM antibody methods is critical. In a recent meta-analysis, a pooled sensitivity of 93% (95%CI: 84-97%) and a pooled specificity of 97% (95%CI: 94-99%) was demonstrated across 11 methods.(4) In addition, some studies have suggested a prognostic role for anti-GBM antibodies, with higher titers being associated with increased mortality. However, it appears that this effect can largely be abrogated by prompt and aggressive treatment, particularly plasmapheresis.(1) | <1.0 U (negative) > or =1.0 U (positive) Reference values apply to all ages. | A positive result for anti-glomerular basement (GBM) antibody is consistent with the diagnosis of anti-GBM disease, in patients with the appropriate clinical presentation. | A positive result for anti-glomerular basement (GBM) antibodies is not diagnostic for anti-GBM disease and must be interpreted in the clinical context of the patient. A negative result for anti-GBM antibodies does not exclude the possibility of anti-GBM disease, particularly in patients treated with immunosuppressants or plasmapheresis prior to testing. | 1. Kuang H, Jiang N, Jia XY, Cui Z, Zhao MH. Epidemiology, clinical features, risk factors, and outcomes in anti-glomerular basement membrane disease: A systematic review and meta-analysis. Autoimmun Rev. 2024;23(4):103531 2. Ponticelli C, Calatroni M, Moroni G. Anti-glomerular basement membrane vasculitis. Autoimmun Rev. 2023;22(1):103212 3. Reggiani F, L'Imperio V, Calatroni M, Pagni F, Sinico RA. Goodpasture syndrome and anti-glomerular basement membrane disease. Clin Exp Rheumatol. 2023;41(4):964-974 4. Shiroshita A, Oda Y, Takenouchi S, Hagino N, Kataoka Y. Accuracy of anti-GBM antibodies in diagnosing anti-glomerular basement membrane Disease: A systematic review and meta-analysis. Am J Nephrol. 2021;52(7):531-538 | Glomerular basement membrane (GBM) antigen is covalently coupled to polystyrene microspheres that are impregnated with fluorescent dyes to create a unique fluorescent signature. GBM antibodies, if present in diluted serum, bind to the GBM antigen on the microspheres. The microspheres are washed to remove extraneous serum proteins. Phycoerythrin (PE)-conjugated antihuman-IgG antibody is then added to detect IgG anti-GBM bound to the microspheres. The microspheres are washed to remove unbound conjugate, and bound conjugate is detected by laser photometry. A primary laser reveals the fluorescent signature of each microsphere to distinguish it from microspheres that are labeled with other antigens. A secondary laser reveals the level of PE fluorescence associated with each microsphere. Results are calculated by comparing the median fluorescence response for GBM microspheres to a 4-point calibration curve.(Package insert: Bio-Plex 2200 Vasculitis. Bio-Rad Laboratories; 12/2018) | 2 to 3 days | 14 days | This test has been cleared, approved, or is exempt by the US Food and Drug Administration and is used per manufacturer's instructions. Performance characteristics were verified by Mayo Clinic in a manner consistent with CLIA requirements. | 83516 | Glomerular Basement Membrane IgG Ab | 31254-6 | GBM | Glomerular Basement Membrane IgG Ab | 31254-6
GLUCG | Glucagon Immunostain, Technical Component Only | Aiding in the study of islet-cell tumors and some endocrine tumors of the gastrointestinal tract | Immunohistochemistry (IHC) | Yes | Glucagon IHC, Tech Only | For the initial technical component only immunohistochemical (IHC) stain performed, the appropriate bill-only test ID will be reflexed and charged (IHTOI). For each additional technical component only IHC stain performed, an additional bill-only test ID will be reflexed and charged (IHTOA). | Supplies:Immunostain Technical Only Envelope (T693) Specimen Type:Tissue Container/Tube:Immunostain Technical Only Envelope Preferred:2 Unstained positively charged glass slide (25- x 75- x 1-mm) per test ordered; sections 4-microns thick Acceptable:Formalin-fixed, paraffin-embedded tissue block |  | Glucagon is a polypeptide hormone produced by the alpha cells of the pancreatic islets in response to hypoglycemia or to stimulation by growth hormone. Cytoplasmic staining is seen in pancreatic islet glucagon alpha cells and islet cell tumors. Glucagon is also found in neuroendocrine cells of the small intestine and stomach. |  | This test does not include pathologist interpretation, only technical performance of the stain. If interpretation is required, order PATHC / Pathology Consultation for a full diagnostic evaluation or second opinion of the case. The positive and negative controls are verified as showing appropriate immunoreactivity. If a control tissue is not included on the slide, a scanned image of the relevant quality control tissue is available upon request; call 855-516-8404. Interpretation of this test should be performed in the context of the patient's clinical history and other diagnostic tests by a qualified pathologist. | Age of a cut paraffin section can affect immunoreactivity. Stability thresholds vary widely among published literature and are antigen dependent. Best practice is for paraffin sections to be cut within 6 weeks. | 1. Gurlo T, Butler PC, Butler AE. Evaluation of immunohistochemical staining for glucagon in human pancreatic tissue. J Histotechnol. 2016;39(1):8-16. doi:10.1179/2046023615Y.0000000013 2. Hebsgaard JB, Pyke C, Yildirim E, Knudsen LB, Heegaard S, Kvist PH. Glucagon-like peptide-1 receptor expression in the human eye. Diabetes Obes Metab. 2018;20(9):2304-2308. doi:10.1111/dom.13339 3. Mi B, Xu Y, Pan D, et al. Non-invasive glucagon-like peptide-1 receptor imaging in pancreas with (18)F-Al labeled Cys(39)-exendin-4. Biochem Biophys Res Commun. 2016;471(1):47-51. doi:10.1016/j.bbrc.2016.01.184 4. Magaki S, Hojat SA, Wei B, So A, Yong WH. An introduction to the performance of immunohistochemistry. Methods Mol Biol. 2019;1897:289-298. doi:10.1007/978-1-4939-8935-5_25 | Immunohistochemistry on sections of paraffin-embedded tissue.(Unpublished Mayo method) | 1 to 3 days | Until staining is complete. | This test has been cleared, approved, or is exempt by the US Food and Drug Administration and is used per manufacturer's instructions. Performance characteristics were verified by Mayo Clinic in a manner consistent with CLIA requirements. | 88342-TC, primary88341-TC, if additional IHC | Glucagon IHC, Tech Only | Order only;no result | 70758 | Glucagon IHC, Tech Only | Bill only; no result
GLP | Glucagon, Plasma | Diagnosis and follow-up of glucagonomas and other glucagon-producing tumors Assessing diabetic patients with problematic hyper- or hypoglycemicepisodes (extremely limited utility) | Immunoassay | Yes | Glucagon, P | Plasma EDTA | Patient Preparation:Fasting (8 hours) Supplies:Sarstedt Aliquot Tube, 5 mL (T914) Collection Container/Tube:Lavender top (EDTA) Submission Container/Tube:Plastic vial Specimen Volume:2 mL Collection Instructions: 1. Pre-chill tube at 4 degrees C before collecting the specimen. 2. Draw into the pre-chilled tube and process as follows: a. Chill filled tube in wet ice for 10 minutes. b. Centrifuge in a refrigerated centrifuge or in a pre-chilled centrifuge carrier. c. Immediately after centrifugation, aliquot plasma into a plastic vial, and freeze. | 0.45 mL | Glucagon is a single-chain polypeptide of 29 amino acids that is derived from a larger precursor peptide (big plasma glucagon) that is cleaved upon secretion. The main sites of glucagon production are the hypothalamus and pancreatic alpha-islet cells. The function of hypothalamic glucagon is incompletely understood and currently no clinical disorders of hypothalamic glucagon function have been defined. Pancreatic islet glucagon is secreted in response to hypoglycemia, with resultant increases in blood glucose concentration. Glucagon's hyperglycemic effect is produced by stimulating hepatic glycogenolysis and gluconeogenesis; it has no effect on muscle glycogen. Once blood glucose levels have normalized, glucagon secretion ceases. Excessive glucagon secretion can lead to hyperglycemia. Excessive and inappropriate glucagon secretion can sometimes be observed in diabetes, in particular during ketoacidosis, and can complicate management of the disorder. In rare cases, it also can occur in tumors of the pancreatic islets (glucagonoma), hepatocellular carcinomas, carcinoid tumors, and other neuroendocrine neoplasms. Patients with glucagon-secreting tumors may present with classic glucagonoma syndrome, consisting of necrolytic migratory erythema, diabetes, and diarrhea, but can also have more subtle symptoms and signs. Decreased or absent glucagon response to hypoglycemia can be seen in type I diabetes (insulin-dependent diabetes) and can contribute to severe and prolonged hypoglycemic responses. Glucagon is routinely measured along with serum glucose, insulin, and C-peptide levels during the mixed-meal test employed in the diagnostic workup of suspected postprandial hypoglycemia. However, it plays only a minor role in the interpretation of this test. | < or =6 hours: 100-650 pg/mL 1-2 days: 70-450 pg/mL 2-4 days: 100-650 pg/mL 4-14 days: declining gradually to adult levels >14 days: < or =80 pg/mL (range based on 95% confidence limits) Glucagon levels are inversely related to blood glucose levels at all ages. This is particularly pronounced at birth and shortly thereafter, until regular feeding patterns are established. This explains the higher levels immediately after birth, which then first fall as the glucagon release mobilizes the infant's glucose stores, then rise again as stores are depleted, finally normalizing towards adult levels as regular feeding patterns are established. For SI unit Reference Values, seewww.mayocliniclabs.com/order-tests/si-unit-conversion.html | Elevated glucagon levels in the absence of hypoglycemia may indicate the presence of a glucagon-secreting tumor. Successful treatment of a glucagon-secreting tumor is associated with normalization of glucagon levels. Inappropriate elevations in glucagon levels in hyperglycemic type I diabetic patients indicate that paradoxical glucagon release may contribute to disease severity. This can be observed if insulin treatment is inadequate and patients are ketotic. However, glucagon measurement plays little, if any, role in the diagnostic workup of diabetic ketoacidosis, which is based on demonstrating significantly elevated plasma or serum glucose (>250 mg/dL), circulating ketones (beta-hydroxy butyrate), and acidosis (typically with increased anion gap). In diabetic patients, low glucagon levels (undetectable or in the lower quartile of the normal range) in the presence of hypoglycemia indicate impairment of hypoglycemic counterregulation. These patients may be particularly prone to recurrent hypoglycemia. This can be a permanent problem due to islet alpha-cell destruction or other, less well understood processes (eg, autonomous neuropathy). It can also be functional, most often due to over-tight blood glucose control and may be reversible after decreasing insulin doses. | Results obtained with different glucagon assays can differ substantially. This can be caused by use of different calibration standards. Different glucagon assays may also exhibit variable cross-reactivity with different isoforms of glucagon, not all of which are biologically active. Some assays, including this one, remove biologically inactive isoforms before measurement, while others do not. All these factors contribute to the differences between different assays. Therefore, serial measurements should always be performed using the same assay. The heterogeneity of plasma glucagon is well established. It has at least 3 major components. In addition to the biologically active glucagon (MW 3500) and its possible precursor (MW 9000), there also is big plasma glucagon (BGP) of unknown biological significance. By using ethanol extraction, BPG (considered to be an interfering factor in the glucagon assay) is removed. Therefore, the assay measures only biologically active glucagon and its precursors. Precise reference ranges for appropriate glucagon responses for given blood glucose ranges are not well established and vary widely from assay to assay. Expert advice should be sought when interpreting inappropriately low glucagon levels or when interpreting glucagon, insulin, and C-peptide levels obtained during mixed-meal testing. Patients with diabetes, , acromegaly, or Cushing syndrome or who are obese have higher glucagon levels. Tumor marker tests, including glucagon, are not specific for malignancy. All immunometric assays can, on rare occasions, be subject to hooking at extremely high analyte concentrations (false-low results), heterophilic antibody interference (false-high results), or autoantibody interference (unpredictable effects). If the laboratory result does not fit the clinical picture, these possibilities should be considered. In rare cases, some individuals can develop antibodies to mouse or other animal antibodies (often referred to as human anti-mouse antibodies [HAMA] or heterophile antibodies), which may cause interference in some immunoassays. Caution should be used in interpretation of results, and the laboratory should be alerted if the result does not correlate with the clinical presentation. | 1. Tomassetti P, Migliori M, Lalli S, Campana D, Tomassetti V, Corinaldesi R: Epidemiology, clinical features and diagnosis of gastroenteropancreatic endocrine tumours. Ann Oncol. 2001;12 Suppl 2:S95-99 2. Jhiang G, Zhang BB: Glucagon and regulation of glucose metabolism. Am J Physiol Endocrinol Metab. 2003 Apr;284(4):E671-E678 3. van Beek AP, de Haas ERM, van Vloten WA, Lips CJM, Roijers JFM, Canninga-van Dijk MR: The glucagonoma syndrome and necrolytic migratory erythema: a clinical review. Eur J Endocrinol. 2004 Nov;151(5):531-537 4.Cruz-Bautista I,Lerman I,Perez-Enriquez B,et al:Diagnostic challenge of glucagonoma: case report and literature review.Endocr Pract.2006 Jul-Aug;12(4):422-426 5. Falconi M, Eriksson B, Kaltsas G, et al:ENETS Consensus guidelines update for the management of patients with functional pancreatic neuroendocrine tumors and non-functional pancreatic neuroendocrine tumors.Neuroendocrinology. 2016;103(2):2153-2171 | Big plasma glucagon, which is considered to be biologically inactive, is extracted using ethanol and removed prior to assay of the specimen. Following ethanol extraction, glucagon reacts with an anti-glucagon antibody that is attached to magnetic beads. After incubation and washing, a second detection antibody is added and attaches to any bead-bound glucagon, forming a sandwich assay.A streptavidin-phycoerythrin (SPE) tag binds to the glucagon-antibody complex. Laser-based fluorescent analysis of the resulting glucagon-antibody-SPE complex is performed on the Luminex 200 instrument.(Package insert: Human Glucagon Magnetic Bead Kit. Millipore Sigma; Rev. 12/26/2018)Big plasma glucagon, which is considered to be biologically inactive, is extracted using ethanol and removed prior to assay of the specimen. Following ethanol extraction, glucagon reacts with an anti-glucagon antibody that is attached to magnetic beads. After incubation and washing, a second detection antibody is added and attaches to any bead-bound glucagon, forming a sandwich assay.A streptavidin-phycoerythrin (SPE) tag binds to the glucagon-antibody complex. Laser-based fluorescent analysis of the resulting glucagon-antibody-SPE complex is performed on the Luminex 200 instrument.(Unpublished Mayo method) | 3 to 7 days | 2 weeks | This test was developed and its performance characteristics determined by Mayo Clinic in a manner consistent with CLIA requirements. It has not been cleared or approved by the US Food and Drug Administration. | 82943 | Glucagon, P | 2338-2 | 9358 | Glucagon, P | 2338-2
GPSYW | Glucopsychosine, Blood | Second-tier test when newborn screening results with reduced beta-glucosidase (GBA) activity are identified Diagnosis and monitoring of patients with Gaucher disease using whole blood specimens Supporting the biochemical diagnosis of Gaucher disease Monitoring a patient's response to treatment This test isnot useful foridentifying carriers ofGBAvariants. | Liquid Chromatography Tandem Mass Spectrometry (LC-MS/MS) | Yes | Glucopsychosine, B | For more information seeNewborn Screen Follow-up for Gaucher Disease | Container/Tube: Preferred:Lavender top (EDTA) Acceptable:Green top (sodium heparin, lithium heparin) or yellow top (ACD B) Specimen Volume:1 mL Collection Instructions:Send whole blood in original vial.Do not aliquot. | 0.25 mL | Gaucher disease is an autosomal recessive lysosomal storage disorder caused by a deficiency of the enzyme, beta-glucosidase, which facilitates the lysosomal degradation of glucosylceramide (glucocerebroside) and glucopsychosine (glucosylsphingosine: lyso-GL1). Gaucher disease is caused by variants in theGBAgene and presents with a markedly variable phenotype, ranging from a perinatal lethal disorder to mildly symptomatic. It has historically been categorized into 3 types (GD1, GD2 and GD3) based on the presence and progression of neuropathic features. All types of Gaucher disease include hepatosplenomegaly and hematological abnormalities. Gaucher disease type I is the most common form, representing more than 90% of cases. It is generally characterized by bone disease, hepatosplenomegaly, anemia and thrombocytopenia, coagulation abnormalities, lung disease, but no central nervous system involvement. Gaucher disease types II and III are characterized by the presence of primary neurologic disease, although in practice, assigning a type in infancy can sometimes be challenging due to overlapping clinical features. In addition, type II typically presents with limited psychomotor development, hepatosplenomegaly, and lung disease, resulting in death usually between 2 and 4 years of age. Individuals with Gaucher disease type III may present prior to 2 years of age, but the progression is not as rapid, and patients may survive into the third and fourth decade. Additional subtypes of Gaucher disease include a perinatal lethal form associated with skin abnormalities and nonimmune hydrops fetalis, and a cardiovascular form presenting with calcification of the aortic and mitral valves, mild splenomegaly, corneal opacities, and gaze impairment. Treatment is available in the form of enzyme replacement therapy and substrate reduction therapy for types I and III. These treatment options have generally made bone marrow transplantation obsolete. Currently, only supportive therapy is available for type II because of the inability of enzyme provided by replacement therapy to cross the blood-brain barrier. The incidence of Gaucher disease type I ranges from 1 in 30,000 to 1 in 100,000 in the general population but is much more frequent among the Ashkenazi Jewish population with an incidence of approximately 1 in 900. Types II and III both have an incidence of approximately 1 in 100,000 in the general population. A diagnostic workup for Gaucher disease may demonstrate the characteristic finding of Gaucher cells on bone marrow examination, other hematologic abnormalities, and hepatosplenomegaly. The diagnosis can be confirmed by the demonstration of reduced or absent acid beta-glucosidase activity in leukocytes (GBAW / Beta-Glucosidase, Leukocytes), or dried blood spots (PLSD / Lysosomal and Peroxisomal Storage Disorders Screen, Blood Spot) and molecular genetic analysis of theGBAgene (GBAZ / Gaucher Disease, Full Gene Analysis, Varies). Lyso GL-1 is a sensitive and specific biomarker for Gaucher disease, and an elevation of lyso GL-1 in blood supports the diagnosis. Lyso GL-1 has also been shown to be helpful in monitoring mildly symptomatic individuals for disease progression and in determining treatment response. | Cutoff: < or =0.040 nmol/mL | An elevation of glucopsychosine (glucosylsphingosine: lyso-GL1) is indicative of Gaucher disease. | Some patients with Gaucher disease may have normal concentrations of glucopsychosine (lyso-GL1). | 1. Newborn Screening ACT Sheet [Decreased beta-glucocerebrosidase] Gaucher Disease. American College of Medical Genetics and Genomics; 2022. Revised March 2022. Accessed June 10, 2024. Available at www.acmg.net/PDFLibrary/Gaucher.pdf 2.Pastores GM, Hughes DA: Gaucher disease. In: Adam MP, Everman DB, Mirzaa GM, et al, eds. GeneReviews [Internet]. University of Washington, Seattle; 2000. Updated June 21, 2018. Accessed December 28, 2022. Available at www.ncbi.nlm.nih.gov/books/NBK1269/ 3. Kaplan P, Baris H, De Meirleir L, et al: Revised recommendations for the management of Gaucher disease in children. Eur J Pediatr. 2013 Apr;172(4):447-458 4.Grabowski GA, Petsko GA, Kolodny EH::Gaucher disease. In: Valle DL, Antonarakis S, Ballabio A, Beaudet AL, Mitchell GA, eds.The Online Metabolic and Molecular Bases of Inherited Disease.McGraw-Hill Education; 2019. Accessed December 28, 2022. Available at https://ommbid.mhmedical.com/content.aspx?sectionid=225546056&bookid=2709 5. Murugesan V, Chuan WL, Liu J, et al: Glucosylsphingosine is a key biomarker of Gaucher disease. Am J Hematol. 2016 Nov;91(11)1082-1089 6. Saville JT, McDermott BK, Chin SJ, Fletcher JM, Fuller M: Expanding the clinical utility of glucosylsphingosine for Gaucher disease. J Inherit Metab Dis. 2020 May;43(3):558-563 7. Daykin EC, Ryan E, Sidransky E: Diagnosing neuronopathic Gaucher disease: New considerations and challenges in assigning Gaucher phenotypes. Mol Genet Metab. 2021 Feb;132(2):49-58. doi:10.1016/j.ymgme.2021.01.002 | Whole blood is spotted on filter paper and dried overnight. A 3-mm dried blood spot is extracted with internal standard. The extract is subjected to liquid chromatography tandem mass spectrometry (LC-MS/MS) analysis. The MS/MS is operated in the multiple reaction monitoring positive mode to follow the precursor to product species transitions for each analyte and internal standard. The ratio of the extracted peak areas to internal standard determined by the LC-MS/MS is used to calculate the concentration of in the sample.(Unpublished Mayo method) | 3 to 9 days | Whole blood: 7 days; Dried blood spot: Normal results: 2 months; Abnormal results: Indefinitely | This test was developed and its performance characteristics determined by Mayo Clinic in a manner consistent with CLIA requirements. It has not been cleared or approved by the US Food and Drug Administration. | 82542 | Glucopsychosine, B | 92751-7 | BA4358 | Reviewed By | 18771-6
GPSY | Glucopsychosine, Blood Spot | Second-tier test when newborn screening results with reduced beta-glucosidase (GBA) activity are identified Diagnosis and monitoring of patients with Gaucher disease using dried blood spot specimens Monitoring a patient's response to treatment This test isnot useful foridentifying carriers ofGBAvariants. | Liquid Chromatography Tandem Mass Spectrometry (LC-MS/MS) | Yes | Glucopsychosine, BS | For more information seeNewborn Screen Follow-up for Gaucher Disease | Supplies: -Card-Blood Spot Collection Card (Filter Paper) (T493) -Card-Postmortem Screening (Filter Paper) (T525) Collection Container/Tube: Preferred:Blood Spot Collection (Filter Paper) Acceptable:Whatman Protein Saver 903 filter paper, PerkinElmer 226 filter paper, Munktell filter paper, Postmortem Screening card, orcollected with sodium heparin, lithium heparin, ACD-B or EDTA containing devices Specimen Volume:2 Blood spots Collection Instructions: 1. Let blood dry completely on filter paper at ambient temperature in a horizontal position for a minimum of 3 hours. 2. At least 1 spot should be complete, (ie, unpunched) 3. Do not expose specimen to heat or direct sunlight. 4. Do not stack wet specimens. 5. Keep specimen dry. Additional Information: 1. For collection instructions, seeBlood Spot Collection Instructions 2. For collection instructions in Spanish, seeBlood Spot Collection Card-Spanish Instructions(T777) 3. For collection instructions in Chinese, seeBlood Spot Collection Card-Chinese Instructions(T800) | Blood spot: 1 | Gaucher disease is an autosomal recessive lysosomal storage disorder caused by a deficiency of the enzyme, beta-glucosidase, which facilitates the lysosomal degradation of glucosylceramide (glucocerebroside) and glucopsychosine (glucosylsphingosine: lyso-GL1). Gaucher disease is caused by variants in theGBAgene and presents with a markedly variable phenotype, ranging from a perinatal lethal disorder to mildly symptomatic. It has historically been categorized into 3 types (GD1, GD2 and GD3) based on the presence and progression of neuropathic features. All types of Gaucher disease include hepatosplenomegaly and hematological abnormalities. Gaucher disease type I is the most common form, representing more than 90% of cases. It is generally characterized by bone disease, hepatosplenomegaly, anemia and thrombocytopenia, coagulation abnormalities, lung disease, but no central nervous system involvement. Gaucher disease types II and III are characterized by the presence of primary neurologic disease, although in practice, assigning a type in infancy can sometimes be challenging due to overlapping clinical features. In addition, type II typically presents with limited psychomotor development, hepatosplenomegaly, and lung disease, resulting in death usually between 2 and 4 years of age. Individuals with Gaucher disease type III may present prior to 2 years of age, but the progression is not as rapid, and patients may survive into the third and fourth decade. Further subtypes of Gaucher disease include a perinatal lethal form associated with skin abnormalities and nonimmune hydrops fetalis, and a cardiovascular form presenting with calcification of the aortic and mitral valves, mild splenomegaly, corneal opacities, and gaze impairment. Treatment is available in the form of enzyme replacement therapy or substrate reduction therapy for types I and III. These treatment options have generally made bone marrow transplantation obsolete. Currently, only supportive therapy is available for type II because of the inability of enzyme provided by replacement therapy to cross the blood-brain barrier. The incidence of Gaucher disease type I ranges from 1 in 30,000 to 1 in 100,000 in the general population but is much more frequent among the Ashkenazi Jewish population with an incidence of approximately 1 in 900. Types II and III both have an incidence of approximately 1 in 100,000 in the general population. A diagnostic workup for Gaucher disease may demonstrate the characteristic finding of Gaucher cells on bone marrow examination, other hematologic abnormalities, and hepatosplenomegaly. The diagnosis can be confirmed by the demonstration of reduced or absent acid beta-glucosidase activity in leukocytes (GBAW / Beta-Glucosidase, Leukocytes) or dried blood spots (PLSD / Lysosomal and Peroxisomal Storage Disorders Screen, Blood Spot) and molecular genetic analysis of theGBAgene (GBAZ / Gaucher Disease, Full Gene Analysis, Varies). Lyso GL-1 is a sensitive and specific biomarker for Gaucher disease, and an elevation of lyso GL-1 in blood supports the diagnosis. Lyso GL-1 has also been shown to be helpful in monitoring mildly symptomatic individuals for disease progression and in determining treatment response. | Cutoff: < or =0.040 nmol/mL | An elevation of glucopsychosine (glucosylsphingosine: lyso-GL1) is indicative of Gaucher disease. | Some patients with Gaucher disease may have normal concentrations of glucopsychosine (lyso-GL1). | 1. Newborn Screening ACT Sheet [Decreased beta-glucocerebrosidase] Gaucher Disease. American College of Medical Genetics and Genomics; 2022. Revised March 2022. Accessed June 10, 2024. Available at www.acmg.net/PDFLibrary/Gaucher.pdf 2. Pastores GM, Hughes DA: Gaucher disease. In: Adam MP, Everman DB, Mirzaa GM, et al, eds. GeneReviews [Internet]. University of Washington, Seattle; 2000. Updated June 21, 2018. Accessed December 28, 2022. Available at www.ncbi.nlm.nih.gov/books/NBK1269/ 3. Kaplan P, Baris H, De Meirleir L, et al: Revised recommendations for the management of Gaucher disease in children. Eur J Pediatr. 2013 Apr;172(4):447-458 4. Grabowski GA, Petsko GA, Kolodny EH: : Gaucher disease. In: Valle DL, Antonarakis S, Ballabio A, Beaudet AL, Mitchell GA, eds. The Online Metabolic and Molecular Bases of Inherited Disease. McGraw-Hill Education; 2019. Accessed December 28, 2022. Available at https://ommbid.mhmedical.com/content.aspx?sectionid=225546056&bookid=2709 5. Murugesan V, Chuan WL, Liu J, et al: Glucosylsphingosine is a key biomarker of Gaucher disease. Am J Hematol. 2016 Nov;91(11)1082-1089 6. Saville JT, McDermott BK, Chin SJ, Fletcher JM, Fuller M: Expanding the clinical utility of glucosylsphingosine for Gaucher disease. J Inherit Metab Dis. 2020 May;43(3):558-563 7. Daykin EC, Ryan E, Sidransky E: Diagnosing neuronopathic Gaucher disease: New considerations and challenges in assigning Gaucher phenotypes. Mol Genet Metab. 2021 Feb;132(2):49-58. doi: 10.1016/j.ymgme.2021.01.002 | A 3-mm dried blood spot is extracted with internal standard. The extract is subjected to liquid chromatography tandem mass spectrometry (LC-MS/MS) analysis. The MS/MS is operated in the multiple reaction monitoring positive mode to follow the precursor to product species transitions for each analyte and internal standard. The ratio of the extracted peak areas to internal standard determined by the LC-MS/MS is used to calculate the concentration of in the sample.(Unpublished Mayo method) | 3 to 9 days | Normal results: 2 months; Abnormal results: Indefinitely | This test was developed and its performance characteristics determined by Mayo Clinic in a manner consistent with CLIA requirements. It has not been cleared or approved by the US Food and Drug Administration. | 82542 | Glucopsychosine, BS | 92752-5 | 36345 | Interpretation (GPSY) | 59462-2
GPSYP | Glucopsychosine, Plasma | Second-tier test when newborn screening results with reduced beta-glucosidase (GBA) activity are identified Diagnosis and monitoring of patients with Gaucher disease using plasma specimens Supporting a biochemical diagnosis of Gaucher disease Monitoring a patient's response to treatment This test isnot useful foridentifying carriers ofGBAvariants. |  | Yes | Glucopsychosine, P | Plasma | Collection Container/Tube: Preferred:Lavender top (EDTA) Acceptable:Green top (sodium heparin, lithium heparin), yellow top (ACD B) Submission Container/Tube:Plastic vial Specimen Volume:0.3 mL Collection Instructions: 1. Centrifuge at 4 degrees C, if possible 2. Aliquot plasma into plastic vial.Do not disturb or transfer the buffy coat layer. 3. Send frozen | 0.25 mL | Gaucher disease is an autosomal recessive lysosomal storage disorder caused by a deficiency of the enzyme, beta-glucosidase, which facilitates the lysosomal degradation of glucosylceramide (glucocerebroside) and glucopsychosine (glucosylsphingosine: lyso-GL1). Gaucher disease is caused by mutations in theGBAgene and presents with a markedly variable phenotype, ranging from a perinatal lethal disorder to mildly symptomatic. It has historically been categorized into 3 types (GD1, GD2 and GD3) based on the presence and progression of neuropathic features. All types of Gaucher disease include hepatosplenomegaly and hematological abnormalities. Gaucher disease type I is the most common, representing more than 90% of cases. It is generally characterized by bone disease, hepatosplenomegaly, anemia and thrombocytopenia, coagulation abnormalities, lung disease, but no central nervous system involvement. Gaucher disease types II and III are characterized by the presence of primary neurologic disease, although in practice, assigning a type in infancy can sometimes be challenging due to overlapping clinical features. In addition, type II typically presents with limited psychomotor development, hepatosplenomegaly, and lung disease, resulting in death usually between 2 and 4 years of age. Individuals with Gaucher disease type III may present prior to 2 years of age, but the progression is not as rapid, and patients may survive into the third and fourth decade. Additional subtypes of Gaucher disease include a perinatal lethal form associated with skin abnormalities and nonimmune hydrops fetalis, and a cardiovascular form presenting with calcification of the aortic and mitral valves, mild splenomegaly, corneal opacities, and gaze impairment. Treatment is available in the form of enzyme replacement therapy and substrate reduction therapy for types I and III. These treatment options have generally made bone marrow transplantation obsolete. Currently, only supportive therapy is available for type II because of the inability of enzyme provided by replacement therapy to cross the blood-brain barrier. The incidence of Gaucher disease type I ranges from 1 in 30,000 to 1 in 100,000 in the general population but is much more frequent among the Ashkenazi Jewish population with an incidence of approximately 1 in 900. Types II and III both have an incidence of approximately 1 in 100,000 in the general population. A diagnostic workup for Gaucher disease may demonstrate the characteristic finding of Gaucher cells on bone marrow examination, other hematologic abnormalities, and hepatosplenomegaly. The diagnosis can be confirmed by the demonstration of reduced or absent acid beta-glucosidase activity in leukocytes (GBAW / Beta-Glucosidase, Leukocytes), or dried blood spots (PLSD / Lysosomal and Peroxisomal Storage Disorders Screen, Blood Spot) and molecular genetic analysis of theGBAgene (GBAZ / Gaucher Disease, Full Gene Analysis, Varies). Lyso-GL1 is a sensitive and specific biomarker for Gaucher disease, and an elevation of lyso GL-1 in blood supports the diagnosis. Lyso GL-1 has also been shown to be helpful in monitoring mildly symptomatic individuals for disease progression and in determining treatment response. | GLUCOPSYCHOSINE Cutoff: < or =0.003 nmol/mL | An elevation of glucopsychosine (glucosylsphingosine: lyso-GL1) is indicative of Gaucher disease. | Some patients with Gaucher disease may have normal concentrations of glucopsychosine (lyso-GL1). | 1. Pastores GM, Hughes DA: Gaucher disease. In: Adam MP, Everman DB, Mirzaa GM, et al, eds. GeneReviews [Internet]. University of Washington, Seattle; 2000. Updated June 21, 2018. Accessed December 28, 2022. Available at www.ncbi.nlm.nih.gov/books/NBK1269/ 2. Kaplan P, Baris H, De Meirleir L, et al: Revised recommendations for the management of Gaucher disease in children. Eur J Pediatr. 2013;172(4):447-458 3.Grabowski GA, Petsko GA, Kolodny EH::Gaucher disease. In: Valle DL, Antonarakis S, Ballabio A, Beaudet AL, Mitchell GA, eds.The Online Metabolic and Molecular Bases of Inherited Disease.McGraw-Hill Education; 2019. Accessed December 28, 2022. Available at https://ommbid.mhmedical.com/content.aspx?sectionid=225546056&bookid=2709 4. Murugesan V, Chuan WL, Liu J, et al: Glucosylsphingosine is a key biomarker of Gaucher disease. Am J Hematol. 2016;91(11)1082-1089 5. Saville JT, McDermott BK, Chin SJ, Fletcher JM, Fuller M: Expanding the clinical utility of glucosylsphingosine for Gaucher disease. J Inherit Metab Dis. 2020;43(3):558-563 6. Daykin EC, Ryan E, Sidransky E: Diagnosing neuronopathic Gaucher disease: New considerations and challenges in assigning Gaucher phenotypes. Mol Genet Metab. 2021;132(2):49-58. doi:10.1016/j.ymgme.2021.01.002 | An internal standard is added to an aliquot of plasma, which is then subjected to protein precipitation. Following centrifugation, the supernatant is subjected to liquid chromatography tandem mass spectrometry (LC-MS/MS) analysis. The MS/MS is operated in the multiple reaction monitoring positive mode to follow the precursor to product species transitions for each analyte and internal standard. The ratio of the extracted peak areas to internal standard determined by the LC-MS/MS is used to calculate the concentration of in the sample.(Unpublished Mayo method) | 3 to 7 days | 2 months | This test was developed and its performance characteristics determined by Mayo Clinic in a manner consistent with CLIA requirements. It has not been cleared or approved by the US Food and Drug Administration. | 82542 | Glucopsychosine, P | 92750-9 | BA4374 | Reviewed By | 18771-6
G6PDC | Glucose 6 Phosphate Dehydrogenase Enzyme Activity, Blood | Evaluation of individuals with episodic or chronic Coombs-negative nonspherocytic hemolytic anemia Rapid testing to assess glucose-6-phosphate dehydrogenase (G6PD) enzyme capacity prior to rasburicase or other therapies that may cause hemolysis or methemoglobinemia in G6PD deficient patients May aid in the creation of a comprehensive patient profile and can ensure appropriate patient monitoring for developing anemia | Only orderable as part of a profile. For more information see: -HAEV1 / Hemolytic Anemia Evaluation, Blood -EEEV1 / Red Blood Cell (RBC) Enzyme Evaluation, Blood Kinetic Spectrophotometry | Yes | G6PD Enzyme Activity, B | Whole Blood ACD-B | Only orderable as part of a profile. For more information see: -HAEV1 / Hemolytic Anemia Evaluation, Blood -EEEV1 / Red Blood Cell (RBC) Enzyme Evaluation, Blood | 1 mL | Hemolytic anemia may be associated with deficiency of erythrocyte enzymes. The most common enzyme defect worldwide is a deficiency of glucose-6-phosphate dehydrogenase (G6PD). As an enzyme in the hexose monophosphate pathway, G6PD plays a key role in the generation of reduced nicotinamide adenine dinucleotide phosphate (NADPH). Because red blood cells lack the citric acid cycle, this NADPH generation is critical for protection against oxidative stress. Normal conditions require approximately 2% of capacity, leaving 98% reserve for stressor events. More than 400 molecular variants of G6PD are known, and the clinical and laboratory features of G6PD deficiency vary according to the degree to which enzyme reserve is decreased. G6PD deficiency (OMIM 300908, X-linked) therefore results in various forms of anemia and is classified by World Health Organization (WHO) criteria according to enzyme activity and chronic versus acute episodic clinical course.(1-3) In 2022, the WHO Malaria Policy Advisory Group panel proposed updated guidance for the classification ofG6PDvariants.(3) This revised guidance is based on the median residual enzyme activity (per allele) and seeks to resolve problems identified with the WHOG6PDclassification system that has been in place since 1985 (See Table in Interpretation). TheG6PDlocus is located on the X chromosome and, therefore, G6PD deficiency is a sex-linked disorder. Most people with G6PD deficiency are asymptomatic until a stressor event occurs resulting in acute hemolytic anemia that resolves after stimulus removal. Symptoms can include neonatal jaundice (presents at 1-4 days of age) or acute hemolysis triggered by medications (antimalarials, sulfonamides, dapsone, nitrofurantoin, and naphthalene), infection (hepatitis, cytomegalovirus, typhoid), or fava bean ingestion. Hemolysis and jaundice begin 24 to 72 hours after a triggering stimulus, with accompanying dark urine/hemoglobinuria. Anemia worsens for approximately one week and begins to recover ten days after cessation. Splenomegaly, gallstones, and recurrent jaundice are additional clinical symptoms. Because it is X-linked, male patients are usually more severely affected but homozygous female patients are seen due to the prevalence of genetic variants. Heterozygous female patients (carriers) range from asymptomatic to severe anemia due to mosaicism/lyonization. Acquired G6PD may occur due to increasing X inactivation in aging women.(4) Acute episodic G6PD deficiency (WHO class B, formerly class II and III) is not expected to affect length or quality of life. Less commonly seen are genetic variants that result in chronic nonspherocytic hemolytic anemia which manifest similarly to other enzyme deficiencies (WHO class A, formerly class I). The majorG6PDvariants occur in specific ethnic groups. Thus, knowledge of the ethnic background of the patient is helpful. G6PD deficiency has very high frequency in persons of southeast Asian, African, southern European, and Middle Eastern descent. Rasburicase therapy is contraindicated in patients with G6PD deficiency. US Food and Drug Administration (FDA) guidelines state to screen patients at higher risk for G6PD deficiency (eg, patients of African or Mediterranean ancestry) prior to starting therapy.(5) Deficiency can be assessed by enzymatic and/or genetic assays. Due to limitations of genetic testing, in most cases it is preferential to perform G6PD enzyme testing to assign G6PD status. However, enzyme activity can be affected by recent red blood cell transfusion, marked reticulocytosis and very high white blood cell count. In these settings, genotyping may be useful for correlation with the red blood cell enzyme level.(6,7) Due to historic issues with other similar antimalarial medications, questions arise if hydroxychloroquine (HCQ) or chloroquine (CQ) therapy may trigger acute hemolytic episodes in some G6PD subtypes. Data is limited in this regard. Available published data did not find hemolytic episodes associated with HCQ therapy in G6PD deficient African American (8) or CQ therapy in G6PD deficient African (9) patients. Both studied populations were assumed to have mild forms of the disorder. Data regarding these medications in populations with more severe G6PD phenotypes is lacking. While patients receiving HCQ do not routinely need G6PD levels checked before initiating therapy, testing may be considered in patients who are from ethnic backgrounds with high G6PD variant rates, such as those from Mediterranean, African, or Asian descent. Although specific details are not described, hemolysis has been reported in at least one individual with G6PD deficiency during the post-approval use of hydroxychloroquine sulfate tablets, United States Pharmacopeia (USP) per FDA label information.(10) | Only orderable as part of a profile. For more information see: -HAEV1 / Hemolytic Anemia Evaluation, Blood -EEEV1 / Red Blood Cell (RBC) Enzyme Evaluation, Blood > or =12 months of age: 8.0-11.9 U/g Hb Reference values have not been established for patients who are less than12 months of age. | The World Health Organization (WHO) classification of glucose-6-phosphate dehydrogenase (G6PD) deficiency is historically based on enzyme activity level and in most cases enzyme activity level is sufficient. Accurate classification requires correlation with clinical, and in certain cases, genetic data. The revised WHO classification (2022) has updated classification subtypes from classes I, II, III, IV and V to class A, B, C and U. The Advisory Group panel concluded: (3)"In future,G6PDvariants should be classified based on the median residual enzyme activity expressed as a percentage of normal activity. It should be emphasized that this system is for classifying genetic variants ofG6PDand should not be used to classify individual patients with G6PD deficiency. Currently, no variants have been identified in homozygous deficient females or hemizygous deficient males that have median G6PD enzyme activity falling between 45% and 60%. Therefore, a gap has been left between Classes B and C. If new variants are found with median G6PD enzyme activity in this range, these should be included in the "U" class and studied until solid evidence is found that they induce acute haemolytic anaemia (= Class B) or do not pose a haemolytic risk (= Class C). Based on new evidence, the thresholds may then need to be revisited" Table.Updated (2022) and LegacyG6PDVariant WHO Classification and Associated G6PD Deficiency Phenotype 2022 WHO class Median* G6PD activity Hemolysis Legacy** WHO class Level of residual enzyme activity (% of normal) A <20% Chronic (CNSHA) I <10% B <45% Acute, triggered II <10% III 10%-60% C 60-150% No hemolysis IV Normal U Any Uncertain clinical significance *The activity is per variant (ie, per allele) and most straightforward to assess in hemizygous male patients and homozygous female patients. Compound heterozygous female patients are more complex and rely on clinical and familial correlation. **Legacy WHO Class V: Increased activity (enzyme activity >150%) has been discontinued in the 2022 recommendations. It was originally created due to a single variant that has not been corroborated and is not deemed clinically relevant. Although G6PD deficiency is an X-linked recessive disorder and most often seen in hemizygous male patients, some female patients are affected. In addition, older women who are heterozygous can develop deficiency due to differential X-skewing with age.(4) It is important to note that clinically significant G6PD deficiency can be masked in the setting of significant reticulocytosis, markedly elevated white blood cell count or recent red blood cell transfusion. If any of these are present in the setting of a history of neonatal, chronic or episodic jaundice or anemia, genotyping for G6PD genetic alterations is recommended. If desired, order G6PDZ / Glucose-6-Phosphate Dehydrogenase (G6PD) Full Gene Sequencing, Varies. | During hemolytic events normal glucose-6-phosphate dehydrogenase (G6PD) activity values may be measured for several weeks following hemolysis. Reticulocytosis from any cause can mask some G6PD deficiency cases by raising the activity level. Comparison to other red blood cell enzyme activity levels may be useful. Recent transfusion may mask the patient's intrinsic enzyme activity and cause unreliable results. A very high white blood cell count can cause interference and falsely raise the G6PD activity, thereby masking a deficiency, although this may be dependent on the type of white blood cell. | 1. Cappellini MD, Fiorelli G. Glucose-6-phosphate dehydrogenase deficiency. Lancet. 2008;371(9606):64-74 2. Glucose-6-phosphate dehydrogenase deficiency. WHO Working Group. Bull World Health Organ. 1989;67(6):601-611 3. Global Malaria Programme, Malaria Policy Advisory Group. Meeting report of the technical consultation to review the classification of glucose-6-phosphate dehydrogenase (G6PD). World Health Organization; 2022. Accessed October 10, 2023. Available at www.who.int/publications/m/item/WHO-UCN-GMP-MPAG-2022.01 4. Au WY, Ma ES, Lam VW, Chan JLC, Pang A, Kwong YL. 6-phosphate dehydrogenase (G6PD) deficiency in elderly Chinese women heterozygous for G6PD variants. Am J Med Genet A. 2004;129A(2):208-211 5. ELITEK (rasburicase). Package insert: Sanofi-aventis; Updated December 2019. Accessed October 22, 2020; Available at products.sanofi.us/elitek/Elitek.html 6. Relling MV, McDonagh EM, Chang T, et al. Clinical Pharmacogenetics Implementation Consortium (CPIC) guidelines for rasburicase therapy in the context of G6PD deficiency genotype. Clin Pharmacol Ther. 2014;96(2):169-174 7. Robinson KM, Yang W, Haider CE, et al. Concordance between glucose-6-phosphate dehydrogenase (G6PD) genotype and phenotype and rasburicase use in patients with hematologic malignancies. Pharmacogenomics J. 2019;19(3):305–314. doi:10.1038/s41397-018-0043-3 8. Mohammad S, Clowse MEB, Eudy AM, Criscione-Schreiber LG. Examination of hydroxychloroquine use and hemolytic anemia in G6PDH-deficient patients. Arthritis Care Res (Hoboken). 2018;70(3):481-485. doi:10.1002/acr.23296 9. Mandi G, Witte S, Meissner P, et al. Safety of the combination of chloroquine and methylene blue in healthy adult men with G6PD deficiency from rural Burkina Faso. Trop Med Int Health. 2005;10(1):32-38 10. PLAQUENIL Hydroxychloroquine Sulfate Tablets, USP. Package insert: Concordia Pharmaceuticals Inc; 2015 Updated January 2017. Accessed April 8, 2020. Available at www.accessdata.fda.gov/drugsatfda_docs/label/2017/009768s037s045s047lbl.pdf 11. Minucci A, Moradkhani K, Hwang MJ, Zuppi C, Giardina B, Capoluongo E. Glucose-6-phosphate dehydrogenase (G6PD) mutations database: Review of the "old" and update of the new mutations. Blood Cells Mol Dis. 201215;48(3):154-165 12. Beutler E. Glucose-6-phosphate dehydrogenase deficiency. In: Beutler E, Lichtman MA, Coller BS, Kipps TJ, eds. Hematology. 5th ed. McGraw-Hill Book Company; 1995:564-586 13. Mehta A, Mason PJ, Vulliamy TJ. Glucose-6-phosphate dehydrogenase deficiency. Baillieres Best Pract Res Clin Haematol. 2000;13(1):21-38 14. Koralkova P, van Solinge WW, van Wijk R. Rare hereditary red blood cell enzymopathies associated with hemolytic anemia-pathophysiology, clinical aspects and laboratory diagnosis. Int J Lab Hematol. 2014;36:388-397 14. Luzzatto L, Ally M, Notaro R. Glucose-6-phosphate dehydrogenase deficiency. Blood. 2020;136(11):1225-1240. doi:10.1182/blood.2019000944 | Glucose-6-phosphate dehydrogenase in a hemolysate catalyzes the oxidation of glucose-6-phosphate to 6-phosphogluconate. Concomitantly, nicotinamide adenine dinucleotide phosphate (NADP[+]) is changed to its reduced form, NADPH, and the reaction is measured spectrophotometrically on an automated chemistry analyzer.(Beutler E. Red cell metabolism: A Manual of Biochemical Methods. 3rd ed. Grune and Stratton; 1984:68-71;van Solinge WW, van Wijk. Enzymes of the red blood cell.In: Rifai N, Horvath AR, Wittwer CT: eds. Tietz Textbook of Clinical Chemistry and Molecular Diagnostics. 6th ed. Elsevier; 2018:chap 30) | 5 days | 28 days | This test was developed and its performance characteristics determined by Mayo Clinic in a manner consistent with CLIA requirements. It has not been cleared or approved by the US Food and Drug Administration. | 82955 | G6PD Enzyme Activity, B | 32546-4 | G6PCL | G6PD Enzyme Activity, B | 32546-4
G6PD1 | Glucose 6-Phosphate Dehydrogenase Enzyme Activity, Blood | Evaluation of individuals with episodic or chronic Coombs-negative nonspherocytic hemolytic anemia Rapid testing to assess glucose 6-phosphate dehydrogenase (G6PD) enzyme capacity prior to rasburicase or other therapies that may cause hemolysis or methemoglobinemia in G6PD deficient patients May aid in the creation of a comprehensive patient profile and can ensure appropriate patient monitoring for developing anemia | Kinetic Spectrophotometry | Yes | G6PD Enzyme Activity, B | The following are available: | Collection Container/Tube: Preferred:Yellow top (ACD solution B) Acceptable:Lavender top (EDTA) or yellow top (ACD solution A) Specimen Volume:6 mL Collection Instructions:Send specimen in original tube.Do notaliquot. | 1 mL | Hemolytic anemia may be associated with deficiency of erythrocyte enzymes. The most common enzyme defect worldwide is a deficiency of glucose 6-phosphate dehydrogenase (G6PD). As an enzyme in the hexose monophosphate pathway, G6PD plays a key role in the generation of reduced nicotinamide adenine dinucleotide phosphate (NADPH). Because red blood cells lack the citric acid cycle, this NADPH generation is critical for protection against oxidative stress. Normal conditions require approximately 2% of capacity, leaving 98% reserve for stressor events. More than 400 molecular variants of G6PD are known, and the clinical and laboratory features of G6PD deficiency vary according to the degree to which enzyme reserve is decreased. G6PD deficiency (OMIM 300908, X-linked) therefore results in various forms of anemia and is classified by World Health Organization (WHO) criteria according to enzyme activity and chronic versus acute episodic clinical course.(1-3) In 2022, the WHO Malaria Policy Advisory Group panel proposed updated guidance for the classification ofG6PDvariants.(3) This revised guidance is based on the median residual enzyme activity (per allele) and seeks to resolve problems identified with the WHOG6PDclassification system that has been in place since 1985 (see Table in Interpretation). TheG6PDlocus is located on the X chromosome and, therefore, G6PD deficiency is a sex-linked disorder. Most people with G6PD deficiency are asymptomatic until a stressor event occurs resulting in acute hemolytic anemia that resolves after stimulus removal. Symptoms can include neonatal jaundice (presents at 1-4 days of age) or acute hemolysis triggered by medications (antimalarials, sulfonamides, dapsone, nitrofurantoin, and naphthalene), infection (hepatitis, CMV, typhoid), or fava bean ingestion. Hemolysis and jaundice begin 24 to 72 hours after a triggering stimulus, with accompanying dark urine/hemoglobinuria. Anemia worsens for approximately 1 week and begins to recover 10 days after cessation. Splenomegaly, gallstones, and recurrent jaundice are additional clinical symptoms. Because it is X-linked, male patients are usually more severely affected, but homozygous female patients are seen due to the prevalence of genetic variants. Heterozygous female patients (carriers) range from asymptomatic to severe anemia due to mosaicism/lyonization. Acquired G6PD may occur due to increasing X inactivation in aging women.(4) Acute episodic G6PD deficiency (WHO class B, formerly class II and III) is not expected to affect length or quality of life. Less commonly seen are genetic variants that result in chronic nonspherocytic hemolytic anemia, which manifests similarly to other enzyme deficiencies (WHO class A, formerly class I). The majorG6PDvariants occur in specific ethnic groups. Thus, knowledge of the ethnic background of the patient is helpful. G6PD deficiency has very high frequency in persons of southeast Asian, African, southern European, and Middle Eastern descent. Rasburicase therapy is contraindicated in patients with G6PD deficiency. US Food and Drug Administration (FDA) guidelines state to screen patients at higher risk for G6PD deficiency (eg, patients of African or Mediterranean ancestry) prior to starting therapy.(5) Deficiency can be assessed by enzymatic and/or genetic assays. Due to limitations of genetic testing, in most cases it is preferential to perform G6PD enzyme testing to assign G6PD status. However, enzyme activity can be affected by recent red blood cell transfusion, marked reticulocytosis, and very high white blood cell count. In these settings, genotyping may be useful for correlation with the red blood cell enzyme level.(6,7) Due to historic issues with other similar antimalarial medications, questions arise if hydroxychloroquine (HCQ) or chloroquine (CQ) therapy may trigger acute hemolytic episodes in some G6PD subtypes. Data is limited in this regard. Available published data did not find hemolytic episodes associated with HCQ therapy in G6PD deficient African American (8) or CQ therapy in G6PD deficient African (9) patients. Both studied populations were assumed to have mild forms of the disorder. Data regarding these medications in populations with more severe G6PD phenotypes is lacking. While patients receiving HCQ do not routinely need G6PD levels checked before initiating therapy, testing may be considered in patients who are from ethnic backgrounds with high G6PD variant rates, such as those from Mediterranean, African, or Asian descent. Although specific details are not described, hemolysis has been reported in at least one individual with G6PD deficiency during the post-approval use of HCQ sulfate tablets, United States Pharmacopeia (USP) per FDA label information.(10) | > or =12 months of age: 8.0-11.9 U/g Hb Reference values have not been established for patients who are less than 12 months of age. | The World Health Organization (WHO) classification of glucose 6-phosphate dehydrogenase (G6PD) deficiency is historically based on enzyme activity level, and, in most cases, enzyme activity level is sufficient. Accurate classification requires correlation with clinical, and in certain cases, genetic data. The revised WHO classification (2022) has updated classification subtypes from classes I, II, III, IV and V to class A, B, C and U. The Advisory Group panel concluded:(3) "In future,G6PDvariants should be classified based on the median residual enzyme activity expressed as a percentage of normal activity. It should be emphasized that this system is for classifying genetic variants ofG6PDand should not be used to classify individual patients with G6PD deficiency. Currently, no variants have been identified in homozygous deficient females or hemizygous deficient males that have median G6PD enzyme activity falling between 45% and 60%. Therefore, a gap has been left between Classes B and C. If new variants are found with median G6PD enzyme activity in this range, these should be included in the "U" class and studied until solid evidence is found that they induce acute haemolytic anaemia (= Class B) or do not pose a haemolytic risk (= Class C). Based on new evidence, the thresholds may then need to be revisited." Table.Updated (2022) and LegacyG6PDVariant WHO Classification and Associated G6PD Deficiency Phenotype 2022 WHO class Median* G6PD activity Hemolysis Legacy** WHO class Level of residual enzyme activity (% of normal) A <20% Chronic (CNSHA) I <10% B <45% Acute, triggered II <10% III 10%-60% C 60-150% No hemolysis IV Normal U Any Uncertain clinical significance *The activity is per variant (ie, per allele) and most straightforward to assess in hemizygous male patients and homozygous female patients. Compound heterozygous female patients are more complex and rely on clinical and familial correlation. **Legacy WHO Class V: increased activity (enzyme activity >150%) has been discontinued in the 2022 recommendations. It was originally created due to a single variant that has not been corroborated and is not deemed clinically relevant. Although G6PD deficiency is an X-linked recessive disorder and most often seen in hemizygous male patients, some female patients are affected. In addition, older women who are heterozygous can develop deficiency due to differential X-skewing with age.(4) It is important to note that clinically significant G6PD deficiency can be masked in the setting of significant reticulocytosis, markedly elevated white blood cell count, or recent red blood cell transfusion. If any of these are present in the setting of a history of neonatal, chronic, or episodic jaundice or anemia, genotyping forG6PDgenetic alterations is recommended. If desired, order G6PDZ / Glucose-6-Phosphate Dehydrogenase (G6PD) Full Gene Sequencing, Varies. | During hemolytic events normal glucose 6-phosphate dehydrogenase (G6PD) activity values may be measured for several weeks following hemolysis. Reticulocytosis from any cause can mask some G6PD deficiency cases by raising the activity level. Comparison to other red blood cell enzyme activity levels may be useful. Recent transfusion may mask the patient's intrinsic enzyme activity and cause unreliable results. A very high white blood cell count can cause interference and falsely raise the G6PD activity, thereby masking a deficiency, although this may be dependent on the type of white blood cell. | 1. Cappellini MD, Fiorelli G. Glucose-6-phosphate dehydrogenase deficiency. Lancet. 2008;371(9606):64-74 2. Glucose-6-phosphate dehydrogenase deficiency. WHO Working Group. Bull World Health Organ. 1989;67(6):601-611 3. Global Malaria Programme, Malaria Policy Advisory Group. Meeting report of the technical consultation to review the classification of glucose-6-phosphate dehydrogenase (G6PD). World Health Organization; 2022. Accessed October 10, 2023. Available at www.who.int/publications/m/item/WHO-UCN-GMP-MPAG-2022.01 4. Au WY, Ma ES, Lam VW, et al. 6-phosphate dehydrogenase (G6PD) deficiency in elderly Chinese women heterozygous for G6PD variants. Am J Med Genet A. 2004;129A(2):208-211 5. ELITEK (rasburicase). Package insert: Sanofi-aventis; Updated December 2019. Accessed October 22, 2020; Available at products.sanofi.us/elitek/Elitek.html 6. Relling MV, McDonagh EM, Chang T, et al. Clinical Pharmacogenetics Implementation Consortium (CPIC) guidelines for rasburicase therapy in the context of G6PD deficiency genotype. Clin Pharmacol Ther. 2014;96(2):169-174 7. Robinson KM, Yang W, Haider CE, et al. Concordance between glucose-6-phosphate dehydrogenase (G6PD) genotype and phenotype and rasburicase use in patients with hematologic malignancies. Pharmacogenomics J. 2019;19(3):305-314. doi:10.1038/s41397-018-0043-3 8. Mohammad S, Clowse MEB, Eudy AM, Criscione-Schreiber LG. Examination of hydroxychloroquine use and hemolytic anemia in G6PDH-deficient patients. Arthritis Care Res (Hoboken). 2018;70(3):481-485. doi:10.1002/acr.23296 9. Mandi G, Witte S, Meissner P, et al. Safety of the combination of chloroquine and methylene blue in healthy adult men with G6PD deficiency from rural Burkina Faso. Trop Med Int Health. 2005;10(1):32-38 10. PLAQUENIL Hydroxychloroquine Sulfate Tablets, USP. Package insert: Concordia Pharmaceuticals Inc; 2015 Updated January 2017. Accessed October 20, 2023. Available at www.accessdata.fda.gov/drugsatfda_docs/label/2017/009768s037s045s047lbl.pdf 11. Minucci A, Moradkhani K, Hwang MJ, et al. Glucose-6-phosphate dehydrogenase (G6PD) mutations database: Review of the "old" and update of the new mutations. Blood Cells Mol Dis. 2012;48(3):154-165 12. Beutler E. Glucose-6-phosphate dehydrogenase deficiency. In: Beutler E, Lichtman MA, Coller BS, Kipps TJ. Hematology. 5th ed. McGraw-Hill Book Company; 1995:564-586 13. Mehta A, Mason PJ, Vulliamy TJ. Glucose-6-phosphate dehydrogenase deficiency. Baillieres Best Pract Res Clin Haematol. 2000;13(1):21-38 14. Koralkova P, van Solinge WW, van Wijk R. Rare hereditary red blood cell enzymopathies associated with hemolytic anemia-pathophysiology, clinical aspects and laboratory diagnosis. Int J Lab Hematol. 2014;36:388-397 15. Luzzatto L, Ally M, Notaro R. Glucose-6-phosphate dehydrogenase deficiency. Blood. 2020;136(11):1225-1240. doi:10.1182/blood.2019000944 | Glucose 6-phosphate dehydrogenase in a hemolysate catalyzes the oxidation of glucose 6-phosphate to 6-phosphogluconate. Concomitantly, nicotinamide adenine dinucleotide phosphate (NADP[+]) is changed to its reduced form, NADPH, and the reaction is measured spectrophotometrically on an automated chemistry analyzer.(Beutler E. Red cell metabolism: A Manual of Biochemical Methods. 3rd ed. Grune and Stratton; 1984:68-71; van Solinge WW, van Wijk. Enzymes of the red blood cell. In: Rifai N, Horvath AR, Wittwer CT: eds. Tietz Textbook of Clinical Chemistry and Molecular Diagnostics. 6th ed. Elsevier; 2018:chap 30) | 1 to 4 days | 7 days | This test was developed and its performance characteristics determined by Mayo Clinic in a manner consistent with CLIA requirements. It has not been cleared or approved by the US Food and Drug Administration. | 82955 | G6PD Enzyme Activity, B | 32546-4 | G6PCL | G6PD Enzyme Activity, B | 32546-4
GPI1 | Glucose Phosphate Isomerase Enzyme Activity, Blood | The evaluation of individuals with Coombs-negative chronic hemolysis | Kinetic Spectrophotometry (KS) | Yes | Glucose Phosphate Isomerase, B | Whole Blood ACD-B | Container/Tube: Preferred:Yellow top (ACD solution B) Acceptable:Lavender top (EDTA) Specimen Volume:6 mL Collection Instructions:Send whole blood in original tube.Do nottransfer blood to other containers. | 1 mL | The glucose 6-phosphate (G6P) isomerase enzyme interconverts G6P and fructose-6-phosphate in the second step of glycolysis. Glucose phosphate isomerase (GPI) deficiency (OMIM 613470) is a cause of nonspherocytic hemolytic anemia and has been reported in patients from varied ethnic backgrounds. As investigational methods have improved, the number of confirmed diagnoses has increased, although the disorder remains rare. Inheritance is autosomal recessive. Clinically significant GPI deficiency manifests in variable severity ranging from mild to severe anemia, with jaundice, gallstones, splenomegaly. Some cases of neonatal death/hydrops fetalis have been reported to be associated with GPI deficiency. A subset of patients shows neurologic impairment and granulocyte dysfunction. Heterozygotes are expected to have a normal phenotype. | > or =12 months: 40.0-58.0 U/g Hb Reference values have not been established for patients who are younger than 12 months of age. | Most clinically significant hemolytic anemias due to glucose phosphate isomerase (GPI) deficiency are associated with activity levels under 30% of mean normal; however, some clinically affected patients can have higher activity due to reticulocytosis. Heterozygotes usually show 40% to 60% of mean normal activity and are hematologically normal. Increased GPI activity is variably seen when young red blood cells are being produced in response to the anemia (reticulocytosis) or in newborns. | Recent transfusion may mask the patient's intrinsic enzyme activity and cause unreliable results. Reticulocytosis from any cause can mask some glucose phosphate isomerase deficiency cases by raising the activity level. Comparison to other red blood cells enzyme activity levels or correction for reticulocytosis may be useful. | 1. Manco L, Bento C, Victor BL, et al: Hereditary nonspherocytic hemolytic anemia caused by red cell glucose-6-phosphate isomerase (GPI) deficiency in two Portuguese patients: Clinical features and molecular study. Blood Cells Mol Dis. 2016 Sep;60:18-23 2. Mojzikova R, Koralkova P, Holub D, et al: Two novel mutations (p.(Ser160Pro) and p.(Arg472Cys)) causing glucose-6-phosphate isomerase deficiency are associated with erythroid dysplasia and inappropriately suppressed hepcidin. Blood Cells Mol Dis. 2018 Mar;69:23-29 3. Fairbanks VF, Klee GG: Biochemical aspects of hematology. In: Burtis CA, Ashwood ER, eds. Tietz Textbook of Clinical Chemistry. 3rd ed. WB Saunders Company; 1999:1642-1646 4. Koralkova P, van Solinge WW, van Wijk R: Rare hereditary red blood cell enzymopathies associated with hemolytic anemia-pathophysiology, clinical aspects and laboratory diagnosis. Int J Lab Hematol. 2014;36:388-397 | Glucose phosphate isomerase (GPI) interconverts glucose 6-phosphate (G6P) and fructose 6-phosphate (F6P). In this assay, the F6P is then further converted to 6-phosphogluconate (6-PG) through the G6P dehydrogenase (G6PD) reaction resulting in the reduction ofnicotinamide adenine dinucleotide phosphate(NADP[+]) to NADPH. The reduction of NADP(+) is measured spectrophotometrically by the increase in absorbance at 340 nm on an automated chemistry analyzer.(Beutler E: Red Cell Metabolism: A Manual of Biochemical Methods. 3rd ed. Grune and Stratton; 1984:40-42; van Solinge WW, van Wijk: Enzymes of the red blood cell. In: Rifai N, Horvath AR, Wittwer CT: eds. Tietz Textbook of Clinical Chemistry and Molecular Diagnostics. 6th ed. Elsevier; 2018:chap 30) | 1 to 6 days | 7 days | This test was developed and its performance characteristics determined by Mayo Clinic in a manner consistent with CLIA requirements. It has not been cleared or approved by the US Food and Drug Administration. | 84087 | Glucose Phosphate Isomerase, B | 44050-3 | GPICL | Glucose Phosphate Isomerase, B | 44050-3
GPIC | Glucose Phosphate Isomerase Enzyme Activity, Blood | The evaluation of individuals with Coombs-negative chronic hemolysis | Only available as part of a profile. For more information see: -HAEV1 / Hemolytic Anemia Evaluation, Blood -EEEV1 / Red Blood Cell (RBC) Enzyme Evaluation, Blood Kinetic Spectrophotometry (KS) | Yes | Glucose Phosphate Isomerase, B | Whole Blood ACD-B | Only available as part of a profile. For more information see: -HAEV1 / Hemolytic Anemia Evaluation, Blood -EEEV1 / Red Blood Cell (RBC) Enzyme Evaluation, Blood |  | The glucose 6-phosphate isomerase (GPI) enzyme interconverts glucose 6-phosphate and fructose 6-phosphate in the second step of glycolysis. GPI deficiency (OMIM 613470) is a cause of nonspherocytic hemolytic anemia and has been reported in patients from varied ethnic backgrounds. As investigational methods have improved, the number of confirmed diagnoses has increased, although the disorder remains rare. Inheritance is autosomal recessive. Clinically significant GPI deficiency manifests in variable severity ranging from mild to severe anemia, with jaundice, gallstones and splenomegaly. Some cases of neonatal death/hydrops fetalis have been reported to be associated with GPI deficiency A subset of patients shows neurologic impairment and granulocyte dysfunction. Heterozygotes are expected to have a normal phenotype. | Only available as part of a profile. For more information see: -HAEV1 / Hemolytic Anemia Evaluation, Blood -EEEV1 / Red Blood Cell (RBC) Enzyme Evaluation, Blood > or =12 months of age: 40.0-58.0 U/g Hb Reference values have not been established for patients who are younger than12 months of age. | Most clinically significant hemolytic anemias due to glucose phosphate isomerase (GPI) deficiency are associated with activity levels less than 30% of mean normal; however, some clinically affected patients can have higher activity due to reticulocytosis. Heterozygotes usually show 40% to 60% of mean normal activity and are hematologically normal. Increased GPI activity is variably seen when young red blood cells are being produced in response to the anemia (reticulocytosis) or in newborns. | Recent transfusion may mask the patient’s intrinsic enzyme activity and cause unreliable results. Reticulocytosis from any cause can mask some glucose phosphate isomerase (GPI) deficiency cases by raising the activity level. Comparison to other red blood cell (RBC) enzyme activity levels or correction for reticulocytosis may be useful. | 1. Manco L, Bento C, Victor BL, et al. Hereditary nonspherocytic hemolytic anemia caused by red cell glucose-6-phosphate isomerase (GPI) deficiency in two Portuguese patients: Clinical features and molecular study. Blood Cells Mol Dis. 2016;60:18-23 2. Mojzikova R, Koralkova P, Holub D, et al. Two novel mutations (p.(Ser160Pro) and p.(Arg472Cys)) causing glucose-6-phosphate isomerase deficiency are associated with erythroid dysplasia and inappropriately suppressed hepcidin. Blood Cells Mol Dis. 2018;69:23-29 3. Fairbanks VF, Klee GG: Biochemical aspects of hematology. In: Burtis CA, Ashwood ER, eds. Tietz Textbook of Clinical Chemistry. 3rd ed. WB Saunders Company, 1999; 1642-1646 4. Koralkova P, van Solinge WW, van Wijk R: Rare hereditary red blood cell enzymopathies associated with hemolytic anemia-pathophysiology, clinical aspects and laboratory diagnosis. Int J Lab Hematol. 2014; 36:388-397 | Glucose phosphate isomerase (GPI) interconverts glucose 6-phosphate (G6P) and fructose 6-phosphate (F6P). In this assay, the F6P is then further converted to 6-phosphogluconate (6PG) through the G6P dehydrogenase (G6PD) reaction resulting in the reduction ofnicotinamide adenine dinucleotide phosphate(NADP[+]) to NADPH. The reduction of NADP(+) is measured spectrophotometrically by the increase in absorbance at 340 nm on an automated chemistry analyzer.(Beutler E: Red cell metabolism: A Manual of Biochemical Methods. 3rd ed. Grune and Stratton; 1984: 40-42;van Solinge WW, van Wijk: Enzymes of the red blood cell.In: Rifai N, Horvath AR, Wittwer CT: eds. Tietz Textbook of Clinical Chemistry and Molecular Diagnostics. 6th ed. Elsevier; 2018:chap 30) | 5 days | 28 days | This test was developed and its performance characteristics determined by Mayo Clinic in a manner consistent with CLIA requirements. It has not been cleared or approved by the US Food and Drug Administration. | 84087 | Glucose Phosphate Isomerase, B | 44050-3 | GPICL | Glucose Phosphate Isomerase, B | 44050-3
GLBF | Glucose, Body Fluid | Aiding in the diagnosis of infection using body fluid specimens | Enzymatic Photometric Assay | Yes | Glucose, BF | Body Fluid | Specimen Type:Body fluid Preferred Source: -Peritoneal fluid (peritoneal, abdominal, ascites, paracentesis) -Pleural fluid (pleural, chest, thoracentesis) -Drain fluid (drainage, JP drain) -Peritoneal dialysate (dialysis fluid) -Pericardial -Amniotic Fluid -Synovial Fluid Acceptable Source:Write in source name with source location (if appropriate) Collection Container/Tube:Sterile container Submission Container/Tube:Plastic vial Specimen Volume:1 mL Collection Instructions: 1. Centrifuge to remove any cellular material and transfer into a plastic vial. 2. Indicate the specimen source and source location on label. | 0.5 mL | Blood glucose is measured to assess the glycemic state of a patient. Body fluid glucose concentrations that are lower than expected indicate increased cellularity and, therefore, glycolysis within the body fluid space. This serves as an indicator of infection or possibly malignancy. Body fluid glucose concentrations are expected to be lower than that found in serum or plasma. Ideally, they are measured in the fasting state, whereby glucose is able to equilibrate into the space the body fluid is contained within. Pleural fluid: Low pleural fluid glucose concentrations (<40-60 mg/dL) indicate a complicated parapneumonic or malignant effusion.(1) However, low glucose is not specific for infection or malignancy and may be attributed to hemothorax, tuberculosis, or rheumatoid or lupus pleuritis, among other diseases. pH is the preferred test for making this determination when available. Pericardial fluid: Pericardial fluid glucose levels have been investigated on a limited basis. In presumed normal specimens collected during surgery, pericardial fluid-to-serum ratio for glucose was 1.0 (95% CI, 0.8-1.2).(2) Peritoneal fluid: Ascitic fluid glucose should be interpreted in conjunction with serum glucose measurement. In a cohort of noninfected patients with alcohol-related cirrhosis, the mean (SD) ascitic fluid-to-serum glucose ratio was 1.04 (0.25).(3) Ascitic fluid glucose may be helpful in differentiating spontaneous bacterial peritonitis from secondary peritonitis caused by bowel perforation.(4) Secondary peritonitis is likely if 2 of the 3 following criteria are met: 1. Total protein is greater than 1 g/dL 2. Lactate dehydrogenase is greater than 225 IU/L (or greater than the upper limit of normal for serum) 3. Glucose is less than 50 mg/dL(4) Amniotic fluid: Amniotic fluid is produced by the amnion and placenta, representing a plasma ultrafiltrate. Amniocentesis may be performed to assess fetal distress. Intraamniotic infection or chorioamnionitis is an acute inflammation of the fetal membranes commonly caused by bacterial infection prompting an inflammatory response leading to labor and term or preterm birth.(5) Chorioamnionitis may be symptomatic (clinical) or asymptomatic (histological), occurring most often during prolonged labor or as a consequence of membrane rupture as bacteria have greater opportunity to ascend the lower genital tract to colonize the uterus. Prompt diagnosis and treatment for clinical chorioamnionitis is critical to avoid maternal and fetal morbidity and mortality. Culture and gram stain are often used in the assessment of infection, however, gram stain lacks sensitivity and culture results are not returned in a timely enough manner to make clinical decisions. Low glucose concentrations have been associated with positive culture results and consequently poor outcomes.(6) Synovial fluid: Synovial fluid is present in joint cavities and serves a number of important roles in maintaining joint health and mobility. Symptoms of joint problems include pain, swelling, stiffness, or decreased range of motion. Routine analysis of synovial fluid includes Gram stain, culture, crystal analysis, and cell count with white blood cells differential. In normal synovial fluid, glucose concentrations are similar to those observed in fasting serum. Low synovial fluid glucose has been associated with septic arthritis or inflammation.(7) | An interpretive report will be provided. | Body fluid glucose concentrations may be decreased due to increased cellular metabolism and should be interpreted in the context of blood glucose concentrations and in conjunction with other laboratory and clinical findings.(8, 9) Pleural, peritoneal, and pericardial fluid and serum glucose concentrations are similar in the absence of infection.(3) Transudative pleural fluid glucose concentrations are similar to serum glucose concentrations, while exudates have glucose concentrations less than serum glucose. Glucose levels below 60 mg/dL are typically associated with low fluid pH.(1,10) Amniotic fluid glucose levels below 16 mg/dL is suggestive of infection.(6) Synovial fluid glucose concentrations are similar to fasting blood glucose concentrations or approximately 50% of the nonfasting serum glucose concentration under normal conditions. Values below this can be seen with infection.(7) | Body fluid glucose results are not diagnostic and should be interpreted in conjunction with other laboratory and clinical findings. Specimens that have cells present, either due to trauma during collection (ie, blood present) or due to infection (ie, bacteria), that are not centrifuged and separated from cells as soon after collection as possible, may have falsely decreased glucose concentrations owing to the continued metabolic action of cells in vitro. In very rare cases of gammopathy, in particular type IgM (Waldenstrom macroglobulinemia),may cause unreliable results. | 1. Light RW. Clinical practice. Pleural effusion. N Engl J Med. 2002;346(25):1971-1977 2. Ben-Horin S, Shinfeld A, Kachel E, Chetrit A, Livneh A. The composition of normal pericardial fluid and its implications for diagnosing pericardial effusions. Am J Med. 2005;118(6):636-640 3. Wilson JA, Suguitan EA, Cassidy WA, Parker RH, Chan CH. Characteristics of ascitic fluid in the alcoholic cirrhotic. Dig Dis Sci. 1979;24(8):645-648 4. Runyon BA, Hoefs JC. Ascitic fluid analysis in the differentiation of spontaneous bacterial peritonitis from gastrointestinal tract perforation into ascitic fluid. Hepatology. 1984;4(3):447-450 5. Gonzalez-Bosquet E, Cerqueira MJ, Dominguez C, Gasser I, Bermejo B, Cabero Ll. Amniotic fluid glucose and cytokines values in the early diagnosis of amniotic infection in patients with preterm labor and intact membranes. J Matern Fetal Med. 1999;8(4):155-158 6. Margaretten ME, Kohlwes J, Moore D, Bent S. Does this adult patient have septic arthritis? JAMA. 2007;297(13):1478-1488 7. Knight JA, Kjeldsberg CR: Cerebrospinal, synovial, and serous body fluids. In: McPherson RA, Pincus MR, eds. Henry's Clinical Diagnosis and Management by Laboratory Methods. Elsevier, 2007;448 8. Brunzel NA: Pleural, pericardial, and peritoneal fluid analysis. In: Fundamentals of Urine and Body Fluid Analysis. WB Saunders Company. 1994;406 9. Sahn SA: Getting the most from pleural fluid analysis. Respirology. 2012;17(2):270-277 10. Meyers DG, Meyers RE, Prendergast TW. The usefulness of diagnostic tests on pericardial fluid. Chest. 1997;111(5):1213-1221 11. Kacerovsky M, Holeckova M, Stepan M,et al. Amniotic fluid glucose level in PPROM pregnancies: a glance at the old friend. J Matern Fetal Neonatal Med. 2022;35(12):2247–2259 12. Cotton, SW, Block DR. A review of current practices and future trends in body fluid testing. J Appl Lab Med. 2023;8(5):962-983. doi:10.1093/jalm/jfad014 | Glucose, in the presence of hexokinase, is converted to glucose-6-phosphate (G6P). Glucose-6-phosphate dehydrogenase (G6PDH) oxidizes G6P in the presence ofnicotinamide adenine dinucleotide phosphate(NADP) to gluconate-6-phosphate and NADPH. The rate of NADPH formation is directly proportional to glucose concentration and is measured photometrically.(Package insert: Glucose reagent. Roche Diagnostics; v16.0, 02/2020) | Same day/1 to 3 days | 1 week | This test has been modified from the manufacturer's instructions. Its performance characteristics were determined by Mayo Clinic in a manner consistent with CLIA requirements. This test has not been cleared or approved by the US Food and Drug Administration. | 82945 | Glucose, BF | 2344-0 | FLD12 | Fluid Type, Glucose | 14725-6
GLURA | Glucose, Random, Serum | Diagnosing and managing diabetes mellitusand other carbohydratemetabolism disorders including gestationaldiabetes, neonatal hypoglycemia, idiopathic hypoglycemia, andpancreatic islet cell carcinoma | Enzymatic Photometric Assay | Yes | Glucose, Random, S | Serum | CollectionContainer/Tube: Preferred:Serum gel Acceptable:Red top Submission Container/Tube:Plastic vial Specimen Volume:0.5 mL Collection Instructions: 1. Serum gel tubes should be centrifuged within 2 hours of collection. 2. Red-top tubes should be centrifuged,andthe serumaliquotedinto a plastic vialwithin 2 hours of collection. | 0.25 mL | The most common disease related to carbohydrate metabolism isdiabetes mellitus, which is characterized by insufficient blood levels of active insulin.Symptoms include polyuria,abnormally elevated blood and urine glucose values, excessivethirst, constant hunger, sudden weight loss, and possibly elevatedblood and urine ketones. Complications from diabetes are the thirdleading cause of death in theUnited States. There are approximately 16million diabetics in theUnited States, and that number is growing. It is estimatedthat at least 5 million of these people have not been diagnosed. The prevalence in the population age 65 and older is 18.4%, representing 6.3 million cases. The cost of diabetes to theUSeconomy exceeds $92 billion annually. Overproduction or excess administration of insulin causes a decrease in blood glucose to levels below normal. In severe cases, the resulting extreme hypoglycemia is followed by muscular spasm and loss of consciousness, known as insulin shock. | 0-11 months: not established > or =1 year: 70-140 mg/dL | Any of the following results, confirmed on a subsequent day, can be considered diagnostic for diabetes: -Fasting plasma or serum glucose > or =126 mg/dL after an 8-hour fast -2-Hour plasma or serum glucose > or =200 mg/ dL during a 75-gram oral glucose tolerance test (OGTT) -Random glucose >200 mg/dL, plus typical symptoms Patients with "impaired" glucose regulation are those whose fasting serum or plasma glucose fall between 101 and 126 mg/dL, or whose 2-hour value on oral glucose tolerance test fall between 140 and 199 mg/dL. These patients have a markedly increased risk of developing type 2 diabetes and should be counseled for lifestyle changes and followed up with more testing. Indications for screening and testing include strong family history, marked obesity, history of babies over 9 pounds, and recurrent skin and genitourinary infections. Glucose levels of 25 mg/dL or lower in infants younger than 1 week are considered to be potentially life threatening, as are glucose levels of 40 mg/dL or lower in infants older than 1 week. Glucose levels of 400 mg/dL and higher are considered a critical value. | Once the blood is drawn, the cells in the blood begin to metabolize the glucose that is present in the specimen. At ambient temperature, the glucose concentration in the blood will decrease by 10% per hour. Therefore, in a nongel separator tube, the specimen should be centrifuged as soon as possible and the plasma or serum removed from the cells. If the blood is drawn in a serum separator tube (SST) or plasma separator tube (PST), the glucose is stable once the specimen has been spun and the gel is in place. Inhibitors of glucose metabolism such as fluoride also can be used. In these tubes, glycolysis will take place, but at a much reduced rate (approximately 10% over 3 hours). | Chapter 25:InTietz Textbook of Clinical Chemistry. Fourth edition. Edited by CA Burtis, ER Ashwood, DE Bruns. WB Saunders Company, Philadelphia, 2006, pp 837-907 | Glucose in the serum, in the presence of hexokinase, is convertedto glucose-6-phosphate (G-6-P). Glucose-6-phosphate dehydrogenase (G-6-PDH), in the presence of NADP, oxides G-6-P to gluconate-6-phosphate and NADPH. The rate of NADPH formation is directly proportional to glucose concentration in the serum and is measured photometrically.(Package insert: Roche Glucose Reagent.Indianapolis,IN, January 2000) | Same day/1 to 2 days | 1 week | This test has been cleared, approved, or is exempt by the US Food and Drug Administration and is used per manufacturer's instructions. Performance characteristics were verified by Mayo Clinic in a manner consistent with CLIA requirements. | 82947 | Glucose, Random, S | 2345-7 | GLURA | Glucose, Random, S | 2345-7
GLUR1 | Glucose, Random, Urine | Limited usefulness for routine screening or management of diabetes mellitus | Reflectance Spectrophotometry | Yes | Glucose, Random, U | Urine | Container/Tube:Plastic urine container Specimen Volume:20 mL Collection Instructions: 1. Collect a random urine specimen. 2. No preservative. | 2 mL | The test is specific for glucose. No other substance excreted in urine is known to give a positive result, including other reducing substances (eg, galactose, fructose, and lactose). This test may be used to determine whether the reducing substance found in urine is glucose. Glucosuria occurs when the renal threshold for glucose is exceeded (typically >180 mg/dL); this is most commonly, although not exclusively, seen in diabetes. However, if the urine glucose is high and the patient is not known to have diabetes mellitus, more specific testing should be considered (fasting blood glucose and/or glycosylated hemoglobin). | Negative | Small amounts of glucose are normally excreted by the kidney. These amounts are usually below the sensitivity of this test but, on occasion, may produce a color between negative and 100 mg/dL (trace), which is interpreted by the instrument as a positive. Results at the first positive level may be significantly abnormal if found consistently. | Ketone bodies reduce the sensitivity of the test; moderately high ketone levels (40 mg/dL) may cause false negatives for specimens containing small amounts of glucose (75-125 mg/dL), but the combination of such ketone levels and low glucose levels is metabolically improbable in screening. | 1. Brunzel NA: Chemical examination of urine. In: Fundamentals of Urine and Body Fluids. 4th ed. Saunders; 2018:85-125 2. Chen J, Guo H, Yuan S, et al: Efficacy of urinary glucose for diabetes screening: a reconsideration. Acta Diabetol. 2019 Jan;56(1):45-53 | Glucose analysis is based on a double sequential enzyme reaction. One enzyme, glucose oxidase, catalyzes the formation of gluconic acid and hydrogen peroxide from the oxidation of glucose. A second enzyme, peroxidase, catalyzes the reaction of hydrogen peroxide with a potassium iodide chromogen to oxidize the chromogen to colors ranging from green to brown.The Clinitek Status+ analyzer is a reflectance spectrophotometer that analyzes the intensity and color of the light reflected from the reagent areas. No calculations are required.(Package insert: Multistix 10 SG Reagent Strip. AN30516J. Siemens; Rev, 02/2011) | 1 day | 2 Days | This test has been cleared, approved, or is exempt by the US Food and Drug Administration and is used per manufacturer's instructions. Performance characteristics were verified by Mayo Clinic in a manner consistent with CLIA requirements. | 82945 | Glucose, Random, U | 53328-1 | GLUR1 | Glucose, Random, U | In Process
GLSF | Glucose, Spinal Fluid | Investigating possible central nervous system infection | Photometric, Glucose Oxidase/Peroxidase | Yes | Glucose, CSF | CSF | Container/Tube:Plastic vial Specimen Volume:1 mL Collection Instructions:Centrifuge to remove any cellular material. | 0.25 mL | Cerebrospinal fluid (CSF) is secreted by the choroid plexuses,around the cerebral vessels, and along the walls of the ventriclesof the brain, filling the ventricles and cisternae and bathing thespinal cord. CSF is reabsorbed into the blood through thearachnoid villi. CSF turnover is rapid, exchanging about 4 timesper day. CSF glucose levels may be decreased due to consumption bymicroorganisms, impaired glucose transport, or increasedglycolysis. Elevated CSF glucose levels are consistent withhyperglycemia. | Spinal fluid glucose concentration should be approximately 60% of theplasma/serum concentration and should be compared withconcurrently measured plasma/serum glucose for adequateclinical interpretation. For SI unit Reference Values, seehttps://www.mayocliniclabs.com/order-tests/si-unit-conversion.html | Cerebrospinal fluid (CSF) glucose levels may be decreased in any central nervous system infection,although levels are typically normal in viral meningitis, low inbacterial meningitis, and may be normal or low in fungalmeningitis. CSF glucose levels are normally about 60% of blood glucoselevels. | Handle specimens in stopperedcontainers to avoid contaminationand evaporation. Cerebrospinal fluid specimens should be processed without delay; they maycontain cellular constituents, as well as organisms, that lower theconcentration of glucose with time. | Tietz Textbook of Clinical Chemistry and Molecular Diagnostics. Edited by CA Burtis, ER Ashwood, DE Bruns, St. Louis, MO, Elsevier Saunders, 2012 | Patient specimen is deposited on the slide where the spreading layer promotes the uniform distribution of the specimen and permits an even penetration of solute molecules into the underlying reagent layer. The oxidation of specimen glucose is catalyzed by glucose oxidase to form hydrogen peroxide and gluconate. The reaction is followed by an oxidative coupling catalyzed by peroxidase in the presence of dye precursors to produce a dye. The intensity of the dye is measured by reflected light. Each mole of glucose oxidized results in 0.5 mole of dye, assuming quantitative conversions. The intensity of the dye is measured by reflected light at 540 nm and concentration is reported in milligrams per deciliter.(Package insert:Vitros Chemistry Products Instructions for Use-GLU Slides, Ortho-Clinical Diagnostics, Inc. Rochester, NY 14626) | Same day/1 day | 1 week | This test has been cleared, approved, or is exempt by the US Food and Drug Administration and is used per manufacturer's instructions. Performance characteristics were verified by Mayo Clinic in a manner consistent with CLIA requirements. | 82945 | Glucose, CSF | 2342-4 | GLSF | Glucose, CSF | 2342-4
G6PDZ | Glucose-6-Phosphate Dehydrogenase (G6PD) Full Gene Sequencing, Varies | Genetic test for individuals at high risk for glucose-6-phosphate dehydrogenase (G6PD) deficiency Aiding in the diagnosis of G6PD deficiency Determining G6PD deficiency status in individuals with inconclusive or unexpected phenotyping results Differentiation of heterozygotes with skewed X-inactivation from homozygotes and compound heterozygotes Definitive diagnosis of carrier status Evaluation of neonates with unexplained jaundice Identifying individuals at risk of drug-induced acute hemolytic anemia related to G6PD deficiency | Polymerase Chain Reaction (PCR) followed by DNA Sequence Analysis | Yes | G6PD Full Gene Sequencing, V | The following are available: | Submit only 1 of the following specimens: Specimen Type:Whole blood Container/Tube: Preferred:Lavender top (EDTA) or yellow top (ACD) Specimen Volume:3 mL Collection Instructions: 1. Invert several times to mix blood. 2. Send whole blood specimen in original tube.Do notaliquot. Specimen Stability Information:Ambient (preferred) 9 days/Refrigerated 30 days Specimen Type:Saliva Patient Preparation:Patient should not eat, drink, smoke, or chew gum 30 minutes prior to collection. Supplies:Saliva Swab Collection Kit (T786) Specimen Volume:1 Swab Collection Instructions:Collect and send specimen per kit instructions. Specimen Stability Information:Ambient 30 days | Blood: 0.45 mL Saliva: See Specimen Required | Glucose-6-phosphate dehydrogenase (G6PD) deficiency is the most common human enzymopathy, estimated to affect up to 500 million people worldwide. It is most frequently found in populations wherePlasmodium falciparummalaria is (or was) endemic, but G6PD deficiency may be present in any population. G6PD deficiency primarily manifests as episodic acute hemolytic anemia (AHA), chronic non-spherocytic hemolytic anemia (CNSHA), and neonatal jaundice. These clinical manifestations can be triggeredin individuals with G6PD deficiency by fava beans, several types of medications (including rasburicase, dapsone-containing combinations of antimalarial drugs, and methylene blue), and infection. G6PD converts glucose-6-phosphate to 6-phosphoglyconolactone in the first step of the pentose phosphate pathway, this reaction also produces nicotinamide adenine dinucleotide phosphate (NADPH) from NADP(+). NADPH, through subsequent enzymatic reactions, protects erythrocytes from damage by detoxifying hydrogen peroxide and other sources of oxidative stress. G6PD is encoded by the geneG6PD, which lies on the X-chromosome. G6PD deficiency is inherited in an X-linked recessive manner; therefore, male patients are more commonly affected than female patients, but due to the high prevalence of G6PD deficiency, homozygous and compound heterozygous female patients are not uncommon. Over 200G6PDvariants have been discovered and are classified based on guidance from the World Health Organization (WHO). In 2022, WHO proposed updated guidance for the classification ofG6PDvariants (Table 1). This revised guidance is based on the median residual enzyme activity and seeks to resolve problems identified with the WHOG6PDclassification system that has been in place since 1985 (Table 1). Table 1. Updated and LegacyG6PDVariant WHO Classification and Associated G6PD Deficiency Phenotype 2022 WHO class Median G6PD activity Hemolysis Legacy WHO class Level of residual enzyme activity (% of normal) A <20% Chronic (CNSHA) I <10% B <45% Acute, triggered II <10% III 10%-60% C 60-150% No hemolysis IV Normal U Any Uncertain clinical significance With the exception of those with CNSHA, individuals with G6PD deficiency are typically asymptomatic until they are challenged with an exogenous factor, such as a drug, infection, or fava beans. The exogenous factor can trigger AHA in individuals with G6PD deficiency. The severity of AHA is highly variable, ranging from mild neonatal jaundice to life-threatening complications, such as kernicterus. Therefore, determining the G6PD deficiency status is recommended on the US Food and Drug Administration label of several drugs either proven or suspected to cause AHA in patients with G6PD deficiency. For more information on drugs known to cause AHA in individuals with G6PD deficiency, seePharmacogenomic Associations Tables. Preemptive genotyping allows for the identification of patients at risk for an adverse reaction to drugs known to cause AHA in those with G6PD deficiency. In most cases, genotyping provides sufficient information to avoid the use of contraindicated drugs. In some cases, including heterozygous female patients, the phenotyping assay is necessary to determine if such drugs should be avoided. Skewed X-inactivation in heterozygous female patients has been reported to result in G6PD deficiency, so the phenotyping assay is necessary to determine G6PD activity level. | An interpretive report will be provided. | All detected alterations will be evaluated according to the latest American College of Medical Genetics and Genomics recommendations and the most recent World Health Organization system for classifying genetic variants ofG6PD.(1-2) Variants will be classified based on known, predicted, or possible effect on gene pathogenicity and reported with interpretive comments detailing their potential or known significance. | Patients who have received a non-leukocyte reduced blood transfusion within the preceding 6 weeks, or who have received an allogeneic hematopoietic stem cell transplant, can have inaccurate genetic test results due to the presence of both donor and recipient DNA. For patients who have been transfused within the preceding 6 weeks, the glucose-6-phosphate dehydrogenase (G6PD) enzyme assay will also be affected, so it isnotan appropriate alternative test. Patients who have received an allogeneic hematopoietic stem cell transplant would be expected to convert G6PD status to that of donor. However, if the patient's transplant was partially successful or if there is a relapse of an underlying hematologic malignancy, a mixture of donor and recipient genotype may be seen on genetic analysis. The enzyme assay can be run after transplantation; order G6PD1 /Glucose 6-Phosphate Dehydrogenase Enzyme Activity, Blood. Rare variants exist that could lead to false-negative or false-positive results. Other variants in the primer binding regions can affect the testing, and ultimately, the genotype assessment made. Test results should be interpreted in the context of clinical findings, family history, and other laboratory data. Large deletions or rearrangements are not detected by this assay. Sometimes a genetic alteration of unknown significance may be identified. In this case, testing of appropriate family members may be useful to determine pathogenicity of the alteration. This test is not designed to provide specific dosing or drug selection recommendations and is to be used as an aid to clinical decision making only. Drug-label guidance should be used when dosing patients with medications regardless of the predicted phenotype. Skewed X-inactivation in heterozygous female patients has been reported to result in G6PD deficiency. In these cases, the phenotyping (enzyme) assay is necessary to determine G6PD activity level and assign G6PD deficiency status. Rarely, incidental or secondary findings may implicate another predisposition or presence of active disease. Incidental findings may include, but are not limited to, results related to the sex chromosomes. These findings will be carefully reviewed to determine whether they will be reported. | 1. Richards S, Aziz N, Bale S, et al. Standards and guidelines for the interpretation of sequence variants: a joint consensus recommendation of the American College of Medical Genetics and Genomics and the Association for Molecular Pathology. Genet Med. 2015;(17):105-423 2. Global Malaria Programme, Malaria Policy Advisory Group. Meeting report of the technical consultation to review the classification of glucose-6-phosphate dehydrogenase (G6PD). World Health Organization; 2022. Accessed July 3, 2023. Available at www.who.int/publications/m/item/WHO-UCN-GMP-MPAG-2022.01 3. Luzzatto L, Ally M, Notaro R. Glucose-6-phosphate dehydrogenase deficiency. Blood. 2020;136(11):1225-1240. doi:10.1182/blood.2019000944 4. Cappellini MD, Fiorelli G. Glucose-6-phosphate dehydrogenase deficiency. Lancet. 2008;371:64-67 5. Luzzatto L, Seneca E. G6PD deficiency: a classic example of pharmacogenetics with on-going clinical implications.Br J Haematol.2014;164:469-480 4. OMIM. 305900 Glucose-6-phosphate dehydrogenase. Johns Hopkins University; 1987. Updated April 28, 2023. Accessed July 3, 2023. Available at www.omim.org/entry/305900 5. Relling MV, McDonagh EM, Chang T, et al. Clinical Pharmacogenetics Implementation Consortium (CPIC) guidelines for rasburicase therapy in the context of G6PD deficiency genotype. Clin Pharmacol Ther. 2014 Aug;96(2):169-174 | Genomic DNA is extracted from whole blood. TheG6PDgene is amplified by polymerase chain reaction(PCR). The PCR products are then purified and sequenced in both directions using fluorescent dye-terminator chemistry. Sequencing products are separated on an automated sequencer and trace files analyzed for variations in the exons and intron/exon boundaries of all exons using variant detection software and visual inspection. Variant nomenclature is based on GenBank accession number NM_001042351.2 using human genome assembly GRCh37 (hg19).(Unpublished Mayo method) | 3 to 7 days | Whole blood/Saliva: 2 weeks; Extracted DNA: 3 months | This test was developed and its performance characteristics determined by Mayo Clinic in a manner consistent with CLIA requirements. It has not been cleared or approved by the US Food and Drug Administration. | 81249 | G6PD Full Gene Sequencing, V | 94231-8 | 618843 | Reviewed By | 18771-6
HEX4 | Glucotetrasaccharides, Random, Urine | Diagnosing Pompe disease, when used in conjunction with acid alpha-glucosidase enzyme activity assays and molecular genetic analysis of theGAAgene Monitoring patients with Pompe disease on enzyme replacement therapy May support the diagnosis and monitoring of other glycogen storage disorders; however, glucotetrasaccharide (Glc4) excretion appears to be less consistently elevated in glycogen storage disorders other than Pompe disease This test isnot usefulfor carrier screening. | Liquid Chromatography Tandem Mass Spectrometry (LC-MS/MS) | Yes | Glucotetrasaccharides, U | For more information seeNewborn Screen Follow-up for Pompe Disease | Supplies:Sarstedt Aliquot Tube, 5 mL (T914) Container/Tube:Plastic, 5-mL urine tube Specimen Volume:3 mL Collection Instructions: 1.Collect a random urine specimen. 2. No preservative. | 1 mL | Pompe disease, also known as glycogen storage disease type II, is an autosomal recessive disorder caused by a deficiency of the lysosomal enzyme, acid alpha-glucosidase (GAA). This leads to an accumulation of glycogen in the lysosome causing swelling, cell damage, and progressive organ dysfunction. In glycogen storage diseases, excess glycogen is degraded to glucotetrasaccharide (glucose tetrasaccharide: Glc4), which is excreted in urine. Measurement of Glc4 in urine is used for both initial diagnosis and monitoring of patients with Pompe disease and may also be elevated in other glycogen storage disorders. Pompe disease is caused by deleterious variants in theGAAgene. The classic, early infantile onset form of the disease is characterized by progressive muscle hypotonia, weakness, hypertrophic cardiomyopathy, and death due to either cardiorespiratory or respiratory failure, typically by the end of the first year of life. Juvenile and adult-onset forms of Pompe disease are characterized by later onset and longer survival. Primary symptoms of later-onset Pompe disease include muscle weakness and respiratory insufficiency, with cardiomyopathy only rarely developing. Based on data from newborn screening, the incidence is approximately 1 in 20,000 live births with most patients being affected with later onset forms of Pompe disease. The clinical phenotype depends on residual enzyme activity, with complete loss of activity causing onset in infancy. Enzyme replacement therapy (ERT) improves outcomes in many patients with either classic infantile-onset or later-onset Pompe disease. Early initiation of treatment improves the prognosis and makes early diagnosis of Pompe disease desirable. Because of this, newborn screening for Pompe disease has recently been added to the Recommended Uniform Screening Panel and already been implemented in some states. Historically, diagnostic testing required a skin or muscle biopsy to measure GAA enzyme activity. Today, noninvasive enzyme assays (GAAW / Acid Alpha-Glucosidase, Leukocytes) and molecular genetic analysis of theGAAgene (GAAZ / Pompe Disease, Full Gene Analysis, Varies) are available for testing in blood and dried blood spots. In addition, Glc4 can be measured in urine to support a diagnosis of Pompe disease and other glycogen storage disorders. | < or =14 months: < or =14.9 mmol/mol Cr > or =15 months: < or =4.0 mmol/mol Cr | An elevated excretion of glucotetrasaccharide is indicative of Pompe disease or other glycogen storage disorders. Enzyme or molecular analysis is required to confirm suspected diagnosis. | An elevated glucotetrasaccharide (Glc4) result may be due to dietary artifacts, particularly ingestion of carbohydrates. Normal glucotetrasaccharide (Glc4)levels may be seen in patients with late-onset Pompe disease. | 1. Sluiter W, van den Bosch JC, Goudriann DA, et al. Rapid ultraperformance liquid chromatography-tandem mass spectrometry assay for a characteristic glycogen-derived tetrasaccharide in Pompe disease and other glycogen storage diseases.Clin Chem.2012;58(7):1139-1147 2. Young S, Stevens RD, An Y, et al. Analysis of a glucose tetrasaccharide elevated in Pompe disease by stable isotope dilution–electrospray ionization tandem mass spectrometry. Anal Biochem. 2003;316(2):175-180 3. Chien YH, Goldstein JL, Hwu WL, et al. Baseline urinary glucose tetrasaccharide concentrations in patients with infantile- and late-onset Pompe disease identified by newborn screening. JIMD Rep. 2015;19:67-73 4. Young SP, Piraud M, Goldstein, JL, et al. Assessing disease severity in Pompe disease: the roles of a urinary glucose tetrasaccharide biomarker and imaging techniques. Am J Med Genet C Semin Med Genet. 2012;160C(1):50-58 5. Morales-Vila A, Corbalan-Rivas A, Carnero-Gregorio M, et al. Biomarkers in glycogen storage diseases: an update. Int. J Mol Sci. 2021;22(9):4381. doi:10.3390/ijms22094381 | A random urine sample is corrected per creatinine content. The creatinine-corrected urine is combined with ammonium hydroxide and internal standard in a 96-well filter plate. After centrifugation, an aliquot of the eluate is injected onto an amide column and analyzed by liquid chromatography tandem mass spectrometry (LC-MS/MS) in negative mode. The ratio of the extracted peak area for glucotetrasaccharide to the internal standard is used to calculate the concentration of glucotetrasaccharide present.(Unpublished Mayo method) | 4 to 10 days | 1 month | This test was developed and its performance characteristics determined by Mayo Clinic in a manner consistent with CLIA requirements. It has not been cleared or approved by the US Food and Drug Administration. | 8254282570 | Glucotetrasaccharides, U | 53868-6 | BA2897 | Reviewed By | 18771-6
GLUT | GLUT-1 Immunostain, Technical Component Only | Identification of erythrocytes in various normal and neoplastic tissues | Immunohistochemistry (IHC) | Yes | GLUT-1 IHC, Tech Only | For the initial technical component only immunohistochemical (IHC) stain performed, the appropriate bill-only test ID will be reflexed and charged (IHTOI). For each additional technical component only IHC stain performed, an additional bill-only test ID will be reflexed and charged (IHTOA). | Supplies:Immunostain Technical Only Envelope (T693) Specimen Type:Tissue Container/Tube:Immunostain Technical Only Envelope Preferred:2 Unstained positively charged glass slide (25- x 75- x 1-mm) per test ordered; sections 4-microns thick Acceptable:Formalin-fixed, paraffin-embedded tissue block |  | Glucose transporter 1 (GLUT-1) is a ubiquitous facilitative membrane glucose transporter that is activated by hypoxia-sensing cellular pathways and may sustain cellular metabolism via glycolysis when hypoxia is present. It is expressed at high levels on erythrocytes, the endothelium of the blood-brain barrier, and the perineurium. Various carcinomas may show overexpression, including fallopian tube carcinomas. |  | This test does not include pathologist interpretation, only technical performance of the stain. If interpretation is required, order PATHC / Pathology Consultation for a full diagnostic evaluation or second opinion of the case. The positive and negative controls are verified as showing appropriate immunoreactivity. If a control tissue is not included on the slide, a scanned image of the relevant quality control tissue is available upon request; call 855-516-8404. Interpretation of this test should be performed in the context of the patient's clinical history and other diagnostic tests by a qualified pathologist. | Age of a cut paraffin section can affect immunoreactivity. Stability thresholds vary widely among published literature and are antigen dependent. Best practice is for paraffin sections to be cut within 6 weeks. | 1. Zhou JC, Zhang JJ, Zhang W, Ke ZY, Ma LG, Liu M. Expression of GLUT-1 in nasopharyngeal carcinoma and its clinical significance. Eur Rev Med Pharmacol Sci. 2017;21(21):4891-4895 2. Berlth F, Monig S, Pinther B, et al. Both GLUT-1 and GLUT-14 are independent prognostic factors in gastric adenocarcinoma. Ann Surg Oncol. 2015;22 Suppl 3:S822-31. doi:10.1245/s10434-015-4730-x 3. Abdou AG, Eldien MM, Elsakka D. GLUT-1 expression in cutaneous basal and squamous cell carcinomas. Int J Surg Pathol. 2015;23(6):447-453. doi:10.1177/1066896915589968 4. Magaki S, Hojat SA, Wei B, So A, Yong WH. An introduction to the performance of immunohistochemistry. Methods Mol Biol. 2019;1897:289-298. doi:10.1007/978-1-4939-8935-5_25 | Immunohistochemistry on sections of paraffin-embedded tissue.(Unpublished Mayo method) | 1 to 3 days | Until staining is complete. | This test has been cleared, approved, or is exempt by the US Food and Drug Administration and is used per manufacturer's instructions. Performance characteristics were verified by Mayo Clinic in a manner consistent with CLIA requirements. | 88342-TC, primary88341-TC, if additional IHC | GLUT-1 IHC, Tech Only | Order only;no result | 70759 | GLUT-1 IHC, Tech Only | Bill only; no result
GD65S | Glutamic Acid Decarboxylase (GAD65) Antibody Assay, Serum | Assessing susceptibility to autoimmune (type 1, insulin-dependent) diabetes mellitus and related endocrine disorders (eg, thyroiditis and pernicious anemia) Distinguishing between patients with type 1 and type 2 diabetes Confirming a diagnosis of stiff-man syndrome, autoimmune encephalitis, autoimmune ataxia, brain stem encephalitis, autoimmune epilepsy, autoimmune myelopathy | Radioimmunoassay (RIA) | Yes | GAD65 Ab Assay, S | Serum | Collection Container/Tube: Preferred:Red top Acceptable:Serum gel Submission Container/Tube:Plastic vial Specimen Volume:1.5 mL Collection Instructions:Centrifuge and aliquot serum into a plastic vial. | 1 mL | Glutamic acid decarboxylase (GAD) is a neuronal enzyme involved in the synthesis of the neurotransmitter gamma-aminobutyric acid (GABA). Antibodies directed against the 65-kDa isoform of GAD (GAD65) are encountered at high titers (> or =20 nmol/L) in a variety of autoimmune neurologic disorders, including stiff-person (Moersch-Woltman) syndrome, autoimmune cerebellitis, brain stem encephalitis, seizure disorders, and other myelopathies. GAD65 antibody is also the major pancreatic islet antibody and an important serological marker of predisposition to type 1 diabetes. GAD65 autoantibody serves as a marker of predisposition to other autoimmune disease that occur with type 1 diabetes, including thyroid disease (eg, thyrotoxicosis, Grave disease, Hashimoto thyroiditis, hypothyroidism), pernicious anemia, premature ovarian failure, Addison disease (idiopathic adrenocortical failure), and vitiligo. GAD65 antibodies are found in the serum of approximately 8% of healthy subjects older than age 50 years, usually in low titer but often accompanied by related "thyrogastric" autoantibodies. | < or =0.02 nmol/L Reference values apply to all ages. | High titers (> or=20.0 nmol/L) are found in classic stiff-person syndrome (93% positive) and in related autoimmune neurologic disorders (eg, acquired cerebellar ataxia, some acquired non-paraneoplastic encephalomyelopathies). Diabetic patients with polyendocrine disorders generally haveglutamic acid decarboxylaseantibody values 0.02 nmol/L or above. Values in patients who have type 1 diabetes without a polyendocrine or autoimmune neurologic syndrome are usually0.02 nmol/L or below. Low titers (0.03-19.9 nmol/L) are detectable in the serum of approximately 80% of type 1 diabetic patients. Conversely, low titers are detectable in the serum of less than 5% of patients with type 2 diabetes.Testing for autoimmune type 1 diabetes is complimented by testing for insulin, islet cell (IA-2), and ZnT8 antibodies. Eight percent of healthy Olmsted County residents over age 50 years have low-positive values and may be at risk for future autoimmune disease. Values 0.03 nmol/L or above are consistent with susceptibility to autoimmune (type 1) diabetes and related endocrine disorders (thyroiditis and pernicious anemia). | Antibodies specific for glutamic acid decarboxylase (GAD65) account for most, but not all, antibodies detected in the islet cell antibody test (IA-2). IA-2 (a protein tyrosine kinase-like protein), insulin, and zinc transporter-8 antibodies are complementary islet cell antibodies. | 1.McKeon A, Tracy JA. GAD65 neurological autoimmunity. Muscle Nerve. 2017;56(1):15-27. doi:10.1002/mus.25565 2. Pittock SJ, Yoshikawa H, Ahlskog JE, et al. Glutamic acid decarboxylase autoimmunity with brainstem, extrapyramidal and spinal cord dysfunction. Mayo Clin Proc. 2006;81(9):1207-1214 3. McKeon A, Robinson MT, McEvoy KM, et al. Stiff-man syndrome and variants: clinical course, treatments, and outcomes. Arch Neurol. 2012;69(2):230-238 4. Steriade C, Britton J, Dale RC, et al. Acute symptomatic seizures secondary to autoimmune encephalitis and autoimmune-associated epilepsy: Conceptual definitions. Epilepsia. 2020;61(7):1341-1351 5. Bingley PJ. Clinical applications of diabetes antibody testing. J Clin Endocrinol Metab. 2010;95(1):25-33 | (125)I-labeled recombinant human glutamic acid decarboxylase 65 (GAD65) is incubated with the patient sample. Anti-human IgG is then added to form an immunoprecipitate. After washing the immunoprecipitate, the amount of (125)I-labeled antigen in the immunoprecipitate is measured using a gamma-counter. The amount of gamma emission in the precipitate is proportional to the amount of GAD65-IgG in the sample. Results are reported as units of precipitated antigen (nMol) per L of patient sample.(Walikonis JE, Lennon VA. Radioimmunoassay for glutamic acid decarboxylase [GAD65] autoantibodies as a diagnostic aid for stiff-man syndrome and a correlate of susceptibility to type 1 diabetes mellitus. Mayo Clin Proc. 1998;73[12]:1161-1166;Horta ES, Lennon VA, Lachance DH, et al. Neural autoantibody clusters aid diagnosis of cancer. Clin Cancer Res. 2014;20[14]:3862-9386) | 3 to 6 days | 28 days | This test was developed and its performance characteristics determined by Mayo Clinic in a manner consistent with CLIA requirements. It has not been cleared or approved by the US Food and Drug Administration. | 86341 | GAD65 Ab Assay, S | 30347-9 | 81596 | GAD65 Ab Assay, S | 30347-9
GD65C | Glutamic Acid Decarboxylase (GAD65) Antibody Assay, Spinal Fluid | Possible use in evaluating patients with autoimmune encephalitis, stiff-person syndrome, autoimmune ataxia, autoimmune epilepsy, and other acquired central nervous system disorders affecting gabaminergic neurotransmission | Radioimmunoassay (RIA) | Yes | GAD65 Ab Assay, CSF | CSF | Container/Tube:Sterile vial Specimen Volume:1.5 mL Collection Instructions: Submit specimen from collection vial 2. | 1 mL | Glutamic acid decarboxylase (GAD) is a neuronal enzyme involved in the synthesis of the neurotransmitter gamma-aminobutyric acid (GABA). Serum antibodies directed against the 65-kDa isoform of GAD (GAD65) are detected in heightened frequency in a variety of autoimmune neurologic disorders, includingautoimmune encephalitis,stiff-person (Moersch-Woltman) syndrome, autoimmune ataxia, and autoimmune epilepsy. | < or =0.02 nmol/L Reference values apply to all ages. | Intrathecal synthesis of glutamic acid decarboxylase 65 (GAD65) antibodyhas been demonstrated in patients with stiff-man syndrome, butcerebrospinal fluid (CSF) values are log orders lower than serum. We have not determined the frequency of GAD65 antibodies in CSF of patients with various diagnoses. | Clinical utility of this test remains to be determined. | 1.McKeon A, Tracy JA. GAD65 neurological autoimmunity. Muscle Nerve. 2017;56(1):15-27. doi:10.1002/mus.25565 2.Pittock SJ, Yoshikawa H, Ahlskog JE, et al. Glutamic acid decarboxylase autoimmunity with brainstem, extrapyramidal and spinal cord dysfunction. Mayo Clin Proc. 2006;81(9):1207-1214 3.McKeon A, Robinson MT, McEvoy KM, et al. Stiff-man syndrome and variants: clinical course, treatments, and outcomes. Arch Neurol. 2012;69(2):230-238 4. Steriade C, Britton J, Dale RC, et al. Acute symptomatic seizures secondary to autoimmune encephalitis and autoimmune-associated epilepsy: Conceptual definitions. Epilepsia. 2020;61(7):1341-1351 5. Bingley PJ. Clinical applications of diabetes antibody testing. J Clin Endocrinol Metab. 2010;95(1):25-33 | (125)I-labeled recombinant human glutamic acid decarboxylase 65 (GAD65) is incubated with the patient sample. Anti-human IgG is then added to form an immunoprecipitate. After washing the immunoprecipitate, the amount of (125)I-labeled antigen in the immunoprecipitate is measured using a gamma-counter. The amount of gamma emission in the precipitate is proportional to the amount of GAD65-IgG in the sample. Results are reported as units of precipitated antigen (nMol) per L of patient sample.(Walikonis JE, Lennon VA. Radioimmunoassay for glutamic acid decarboxylase [GAD65] autoantibodies as a diagnostic aid for stiff-man syndrome and a correlate of susceptibility to type 1 diabetes mellitus. Mayo Clin Proc. 1998;73[12]:1161-1166;Horta ES, Lennon VA, Lachance DH, et al. Neural autoantibody clusters aid diagnosis of cancer. Clin Cancer Res. 2014;20[14]:3862-9386) | 3 to 6 days | 28 days | This test was developed and its performance characteristics determined by Mayo Clinic in a manner consistent with CLIA requirements. It has not been cleared or approved by the US Food and Drug Administration. | 86341 | GAD65 Ab Assay, CSF | 94359-7 | 21702 | GAD65 Ab Assay, CSF | 94359-7
GLUTS | Glutamine Synthetase Immunostain, Technical Component Only | Classification of hepatic adenomas and the identification of focal nodular hyperplasia | Immunohistochemistry (IHC) | Yes | Glutamine Synthetase IHC, Tech Only | For the initial technical component only immunohistochemical (IHC) stain performed, the appropriate bill-only test ID will be reflexed and charged (IHTOI). For each additional technical component only IHC stain performed, an additional bill-only test ID will be reflexed and charged (IHTOA). | Supplies:Immunostain Technical Only Envelope (T693) Specimen Type:Tissue Container/Tube:Immunostain Technical Only Envelope Preferred:2 Unstained positively charged glass slide (25- x 75- x 1-mm) per test ordered; sections 4-microns thick Acceptable:Formalin-fixed, paraffin-embedded tissue block |  | Glutamine synthetase (GS) is an enzyme that catalyzes the adenosine triphosphate-dependent condensation of glutamate with ammonia to form glutamine. GS can be used with a panel of immunohistochemistry markers (beta-catenin, liver fatty acid binding protein, C-reactive protein, and amyloid A) to distinguish hepatic adenoma from focal nodular hyperplasia and nonneoplastic liver. GS, a target gene of beta-catenin, is expressed in hepatic adenomas with beta-catenin alterations (type 2), but it is not expressed in hepatic adenomas without beta-catenin alterations. GS is expressed in zone 3 of normal liver and has a characteristic map-like pattern in focal nodular hyperplasia. |  | This test does not include pathologist interpretation, only technical performance of the stain. If interpretation is required, order PATHC / Pathology Consultation for a full diagnostic evaluation or second opinion of the case. The positive and negative controls are verified as showing appropriate immunoreactivity. If a control tissue is not included on the slide, a scanned image of the relevant quality control tissue is available upon request; call 855-516-8404. Interpretation of this test should be performed in the context of the patient's clinical history and other diagnostic tests by a qualified pathologist. | Age of a cut paraffin section can affect immunoreactivity. Stability thresholds vary widely among published literature and are antigen dependent. Best practice is for paraffin sections to be cut within 6 weeks. | 1. Bakheet AMH, Zhao C, Chen JN, et al. Improving pathological early diagnosis and differential biomarker value for hepatocellular carcinoma via RNAscope technology. Hepatol Int. 2020;14(1):96-104. doi:10.1007/s12072-019-10006-z 2. Long J, Wang H, Lang Z, Wang T, Long M, Wang B. Expression level of glutamine synthetase is increased in hepatocellular carcinoma and liver tissue with cirrhosis and chronic hepatitis B. Hepatol Int. 2011;5(2):698-706. doi:10.1007/s12072-010-9230-2 3. Margolskee E, Bao F, de Gonzalez AK, et al. Hepatocellular adenoma classification: a comparative evaluation of immunohistochemistry and targeted mutational analysis. Diagn Pathol. 2016;11:27. doi:10.1186/s13000-016-0475-5 4. Magaki S, Hojat SA, Wei B, So A, Yong WH. An introduction to the performance of immunohistochemistry. Methods Mol Biol. 2019;1897:289-298. doi:10.1007/978-1-4939-8935-5_25 | Immunohistochemistry on sections of paraffin-embedded tissue.(Unpublished Mayo method) | 1 to 3 days | Until staining is complete. | This test has been cleared, approved, or is exempt by the US Food and Drug Administration and is used per manufacturer's instructions. Performance characteristics were verified by Mayo Clinic in a manner consistent with CLIA requirements. | 88342-TC, primary88341-TC, if additional IHC | Glutamine Synthetase IHC, Tech Only | Order only;no result | 70763 | Glutamine Synthetase IHC, Tech Only | Bill only; no result
GA2P | Glutaric Aciduria Type II Gene Panel, Varies | Follow up for abnormal biochemical results suggestive of glutaric acidemia type II Establishing a molecular diagnosis for patients with glutaric acidemia type II Identifying variants within genes known to be associated with glutaric acidemia, allowing for predictive testing of at-risk family members | Sequence Capture and Targeted Next-Generation Sequencing followed by Polymerase Chain Reaction (PCR) and Sanger Sequencing. | Yes | Glutaric Aciduria Type 2 Gene Panel | For skin biopsy or cultured fibroblast specimens, fibroblast culture testing will be performed at an additional charge. If viable cells are not obtained, the client will be notified. | Patient Preparation:A previous bone marrow transplant from an allogenic donor will interfere with testing. Call 800-533-1710 for instructions for testing patients who have received a bone marrow transplant. Submit only 1 of the following specimens: Specimen Type:Whole blood Container/Tube: Preferred:Lavender top (EDTA) or yellow top (ACD) Acceptable:Any anticoagulant Specimen Volume:3 mL Collection Instructions: 1. Invert several times to mix blood. 2. Send whole blood specimen in original tube.Do not aliquot. Specimen Stability Information:Ambient (preferred) 4days /Refrigerated 14 days Specimen Type: Skin biopsy Supplies: Fibroblast Biopsy Transport Media (T115) Container/Tube: Sterile container with any standard cell culture media (eg, minimal essential media, RPMI 1640). The solution should be supplemented with 1% penicillin and streptomycin. Specimen Volume: 4-mm punch Specimen Stability Information: Refrigerated (preferred)/Ambient Additional Information:A separate culture charge will be assessed under CULFB / Fibroblast Culture for Biochemical or Molecular Testing. An additional 3 to 4 weeks is required to culture fibroblasts before genetic testing can occur. SpecimenType: Cultured fibroblast Container/Tube: T-25 flask SpecimenVolume: 2 Flasks CollectionInstructions: Submit confluent cultured fibroblast cells from a skin biopsy from another laboratory. Cultured cells from a prenatal specimen will not be accepted. Specimen Stability Information: Ambient (preferred)/Refrigerated (<24 hours) Additional Information:A separate culture charge will be assessed under CULFB / Fibroblast Culture for Biochemical or Molecular Testing. An additional 3 to 4 weeks is required to culture fibroblasts before genetic testing can occur. Specimen Type: Blood spot Supplies:Card-Blood Spot Collection (Filter Paper) (T493) Container/Tube: Preferred: Collection card (Whatman Protein Saver 903 Paper) Acceptable: PerkinElmer 226 (formerly Ahlstrom 226) filter paper or blood spot collection card Specimen Volume: 5 Blood spots Collection Instructions: 1. An alternative blood collection option for a patient older than 1 year is a fingerstick. For detailed instructions, seeHow to Collect Dried Blood Spot Samples. 2. Let blood dry on the filter paper at ambient temperature in a horizontal position for a minimum of 3 hours. 3. Do not expose specimen to heat or direct sunlight. 4. Do not stack wet specimens. 5. Keep specimen dry Specimen Stability Information:Ambient (preferred)/Refrigerated Additional Information: 1. Due to lower concentration of DNA yielded from blood spot, it is possible that additional specimen may be required to complete testing. 2. For collection instructions, seeBlood Spot Collection Instructions 3. For collection instructions in Spanish, seeBlood Spot Collection Card-Spanish Instructions(T777) 4. For collection instructions in Chinese, seeBlood Spot Collection Card-Chinese Instructions(T800) Specimen Type:Saliva Patient Preparation:Patient should not eat, drink, smoke, or chew gum 30 minutes prior to collection. Supplies:Saliva Swab Collection Kit (T786) Specimen Volume:1 Swab Collection Instructions:Collect and send specimen per kit instructions. Specimen Stability Information:Ambient 30 days Additional Information:Due to lower concentration of DNA yielded from saliva, it is possible that additional specimen may be required to complete testing. | See Specimen Required | Glutaric acidemia Type II (GA II), also known as multiple acyl-CoA dehydrogenase deficiency (MADD), is caused by defects in either the electron transfer flavoprotein (ETF) or ETF-ubiquinone oxidoreductase. This disease can be severe and is often fatal in the first weeks of life, with symptoms including hypoglycemia, muscle weakness, metabolic acidosis, dysmorphic features, cardiac defects or arrhythmias, renal cysts, and fatty infiltration of the liver. GA II can have a milder presentation, also known as ethylmalonic-adipic aciduria, with Reye-like illnesses in childhood and muscle weakness in childhood and adulthood. Three genes have been implicated in causing GA II:ETFA,ETFB, andETFDH. This comprehensive gene panel is a helpful tool to establish a diagnosis for patients with suggestive clinical and biochemical features of GA II. | An interpretive report will be provided. | All detected alterations are evaluated according to American College of Medical Genetics and Genomics (ACMG) recommendations.(1) Variants are classified based on known, predicted, or possible pathogenicity and reported with interpretive comments detailing their potential or known significance. | Clinical Correlations: Test results should be interpreted in the context of clinical findings, family history, and other laboratory data. Misinterpretation of results may occur if the information provided is inaccurate or incomplete. If testing was performed because of a clinically significant family history, it is often useful to first test an affected family member. Detection of at least one reportable variant in an affected family member would allow for more informative testing of at-risk individuals. To discuss the availability of additional testing options or for assistance in the interpretation of these results, contact the Mayo Clinic Laboratory genetic counselors at 800-533-1710. Technical Limitations: Next-generation sequencing may not detect all types of genomic variants. In rare cases, false-negative or false-positive results may occur. The depth of coverage may be variable for some target regions; assay performance below the minimum acceptable criteria or for failed regions will be noted. Given these limitations, negative results do not rule out the diagnosis of a genetic disorder. If a specific clinical disorder is suspected, evaluation by alternative methods can be considered. There may be regions of genes that cannot be effectively evaluated by sequencing or deletion and duplication analysis as a result of technical limitations of the assay, including regions of homology, high guanine-cytosine (GC) content, and repetitive sequences. Confirmation of select reportable variants will be performed by alternate methodologies based on internal laboratory criteria. This test is validated to detect 95% of deletions up to 75base pairs (bp) and insertions up to 47bp. Insertions/deletions (indels) of 40 or more bp, including mobile element insertions, may be less reliably detected than smaller indels. Deletion/Duplication Analysis: This analysis targets single and multi-exon deletions/duplications; however, in some instances single exon resolution cannot be achieved due to isolated reduction in sequence coverage or inherent genomic complexity. Balanced structural rearrangements (such as translocations and inversions) may not be detected. This test is not designed to detect low levels of mosaicism or to differentiate between somatic and germline variants. If there is a possibility that any detected variant is somatic, additional testing may be necessary to clarify the significance of results. Genes may be added or removed based on updated clinical relevance. Refer to the Targeted Genes and MethodologyDetails for Glutaric Aciduria Type II Gene Panelin Special Instructions for the most up to date list of genes included in this test. For detailed information regarding gene specific performance and technical limitations, see Method Description or contact a laboratory genetic counselor. If the patient has had an allogeneic hematopoietic stem cell transplant or a recent heterologous blood transfusion, results may be inaccurate due to the presence of donor DNA. Call Mayo Clinic Laboratories for instructions for testing patients who have received a bone marrow transplant. Reclassification of Variants: At this time, it is not standard practice for the laboratory to systematically review previously classified variants on a regular basis. The laboratory encourages health care providers to contact the laboratory at any time to learn how the classification of a particular variant may have changed over time. Variant Evaluation: Evaluation and categorization of variants is performed using published American College of Medical Genetics and Genomics and the Association for Molecular Pathology recommendations as a guideline.(1) Other gene-specific guidelines may also be considered. Variants are classified based on known, predicted, or possible pathogenicity and reported with interpretive comments detailing their potential or known significance. Variants classified as benign or likely benign are not reported. Multiple in silico evaluation tools may be used to assist in the interpretation of these results. The accuracy of predictions made by in silico evaluation tools is highly dependent upon the data available for a given gene, and periodic updates to these tools may cause predictions to change over time. Results from in silico evaluation tools should be interpreted with caution and professional clinical judgement. | 1. Richards S, Aziz N, Bale S, et al: Standards and guidelines for the interpretation of sequence variants: a joint consensus recommendation of the American College of Medical Genetics and Genomics and the Association for Molecular Pathology. Genet Med. 2015 May;17(5):405-424 2. Frerman FE, Goodman SI: Defects of electron transfer flavoprotein and electron transfer flavoprotein-ubiquinone oxidoreductase: Glutaric acidemia type II. In: Valle DL, Antonarakis S, Ballabio A, Beaudet AL, Mitchell GA, eds. The Online Metabolic and Molecular Bases of Inherited Disease. McGraw-Hill; 2019. Accessed December 20, 2019. Available at www.ommbid.com | Next-generation sequencing (NGS) and/or Sanger sequencing is performed to test for the presence of variants in coding regions and intron/exon boundaries of the genes analyzed, as well as some other regions that have known pathogenic variants. The human genome reference GRCh37/hg19 build was used for sequence read alignment. At least 99% of the bases are covered at a read depth over 30X. Sensitivity is estimated at above 99% for single nucleotide variants, above 94% for insertions/deletions (indels) less than 40 base pairs (bp), above 95% for deletions up to 75 bp and insertions up to 47 bp. NGS and/or a polymerase chain reaction (PCR)-based quantitative method is performed to test for the presence of deletions and duplications in the genes analyzed. SeeTargeted Genes and Methodology Details for Glutaric Aciduria Type II Gene Panelfor details regarding the targeted genes analyzed. There may be regions of genes that cannot be effectively evaluated by sequencing or deletion and duplication analysis as a result of technical limitations of the assay, including regions of homology, high guanine-cytosine (GC) content, and repetitive sequences. SeeTargeted Genes and Methodology Details for Glutaric Aciduria Type II Gene Panelfor details regarding the specific gene regions not routinely covered.(Unpublished Mayo method) Genes analyzed:ETFA,ETFB,ETFDH,FLAD1,SLC52A1,SLC52A2,SLC52A3,TANGO2. | 28 to 42 days | Whole Blood: 2 weeks (if available); Extracted DNA: 3 months; Blood spots/Saliva:1 month | This test was developed and its performance characteristics determined by Mayo Clinic in a manner consistent with CLIA requirements. It has not been cleared or approved by the US Food and Drug Administration. | 8147988233-Tissue culture, skin, solid tissue biopsy (if appropriate)88240-Cryopreservation (if appropriate) | Glutaric Aciduria Type 2 Gene Panel | 105354-5 | 608763 | Released By | 18771-6
GSH | Glutathione, Blood | Evaluation of neonatal hyperbilirubinemia, favism or chronic or episodic hemolysis or jaundice Evaluation for gamma-glutamylcysteine synthetase deficiency Evaluation for glutathione synthetase deficiency causing hemolytic anemia Evaluation for generalized glutathione synthetase deficiency with 5-oxoprolinuria | Kinetic Spectrophotometry (KS) | Yes | Glutathione, B | Whole Blood ACD-B | Container/Tube: Preferred:Yellow top (ACD solution B) Specimen Volume:6 mL Collection Instructions:Send whole blood specimen in original tube.Do nottransfer blood to other containers. | 1 mL | Hemolytic anemia may be associated with deficiency of erythrocyte enzymes. Red blood cell (RBC) enzymes linked to hemolysis are those important in the energy generation of glycolysis or protection from oxidative stress such as the hexose monophosphate shunt. The hexose monophosphate pathway depends primarily upon the glucose 6-phosphate dehydrogenase (G6PD) enzyme for the generation of reduced nicotinamide-adenine dinucleotide phosphate (NADPH) with 6-phosphogluconate dehydrogenase (6PGD) providing an additive effect. Both reactions require adequate levels of reduced glutathione (GSH). Because RBCs lack the citric acid cycle, this is an important source of NADPH, and a deficiency of G6PD or GSH results in the inability to neutralize oxidative insults. GSH is synthesized from amino acids by two enzymatic steps and is present in liver, kidney, brain, muscle, and RBCs. It plays widely versatile and important roles in the synthesis of proteins and DNA, the processing of medications and toxins, and other redox reactions. Similar to G6PD deficiency, glutathione deficiency can have an episodic acute time course of hemolysis or jaundice, be triggered by fava beans, and cause neonatal hyperbilirubinemia. Five enzymes impact GSH availability and therefore are potential candidates for abnormalities leading to glutathione deficiency: -Two enzymes, gamma-glutamylcysteine synthetase (GCLC) and glutathione synthetase (GSS), are required for GSH synthesis -Two enzymes, glutathione reductase (GSR) and glutathione peroxidase (GPX1), are required for reduction-oxidation cycling of oxidized glutathione (GSSG) to reduced glutathione (GSH) -A family of enzymes, glutathione S-transferases (GSTs), utilizes GSH in the detoxification and preparation of substances for excretion into the bile or urine Enzyme deficiencies have been reported in all of these enzymes, albeit very rarely. The best characterized are GSS and GCLC deficiencies. GSS deficiency is associated with two clinical presentations; a mild form causing isolated chronic hemolytic anemia, and a more severe form marked by urinary excretion of 5-oxoproline, metabolic acidosis, hemolytic anemia, and central nervous system disorders (5-oxoprolinuria). GCLC deficiency is associated with moderate to severe chronic hemolytic anemia present from neonatal or early childhood, or compensated hemolysis with sporadic but recurrent anemia or jaundice. Some cases have shown learning disabilities, severe and progressive ataxia with myopathy and spinocerebellar degeneration. GSR deficiency has been confirmed in three siblings with favism (episodic hemolysis after fava bean ingestion) and cataracts in early adulthood, and an unrelated infant with marked neonatal hyperbilirubinemia. GSR activity can be decreased in riboflavin deficiency, but whether this results in hemolysis is not clear. Although patients have been reported with anemia in the context of decreased GPX1 activity and decreased GST activity was found in a person with hemolytic anemia, splenomegaly, hyperbilirubinemia, and cholelithiasis, neither have been characterized sufficiently as the definitive cause of hemolysis. All described cases have shown autosomal recessive inheritance pattern. A deficiency of either of the synthetic enzymes, GCLC or GSS, results in GSH levels less than 25%, but many show a virtual absence of measurable GSH. Heterozygotes usually show normal GSH levels. Elevated concentrations of GSH are found in patients with myelofibrosis and in those with pyrimidine-5'-nucleotidase deficiency. | > or =12 months: 46.9-90.1 mg/dL RBC Reference values have not been established for patients who are younger12 months of age. | Measurement of reduced glutathione (GSH) is used as a surrogate for the activity of the enzymes that contribute to normal levels of GSH within the red blood cell. GSH is associated with less than 25% of mean normal in individuals with deficiencies of gamma-glutamyl cysteine synthetase or glutathione synthetase. Elevated concentrations of GSH are of uncertain significance. This finding can be nonspecific and is seen in normal neonates, pyrimidine-5’-nucleotidase deficiency, lead poisoning, dyserythropoietic disorders (inherited and acquired), myelofibrosis (possibly due to chromosome 8 duplication), or riboflavin supplementation. Consistently elevated glutathione levels have been reported in a family with mild hemolytic anemia of uncertain cause (1); however, whether this was causative or incidental was not determined. | Samples with white blood cell counts greater than 20x10(9)/L have been shown to falsely increase the glutathione level by as much as 25%. Results in the normal or elevated range should be interpreted with caution if high white blood cell count is noted. Recent transfusion may mask the patient's intrinsic enzyme activity and cause unreliable results. | 1. Valentine WN, Paglia DE: Syndromes with increased red cell glutathione (GSH). Hemoglobin. 1980;4(5-6):799-804.doi:10.3109/03630268008997748 2. Manu Pereira M, Gelbart T, Ristoff E, et al. Chronic non-spherocytic hemolytic anemia associated with severe neurological disease due to gamma-glutamylcysteine synthetase deficiency in a patient of Moroccan origin. Haematologica. 2007;92(11).doi:10.3324/haematol.11238 3. Ristoff E, Mayatepek E, Larsson A. Long-term clinical outcome in patients with glutathione synthetase deficiency. J Pediatr. 2001;139(1):79-84.doi:10.1067/mpd.2001.114480 4. Konrad PN, Richards F, Valentin WN, et al. Gamma glutamyl cysteine synthetase deficiency. N Engl J Med. 1972;286:557 5. Mehta A, Mason PJ, Vulliamy TJ. Glucose-6-phosphate dehydrogenase deficiency. Baillieres Best Pract Res Clin Haematol. 2000;13(1):21-38 6. Beutler E, Dunning D, Dabe IB, Forman L. Erythrocyte glutathione S-transferase deficiency and hemolytic anemia. Blood. 1988;72:73-77 7. Kamerbeek NM, van Zwieten R, de Boer M, et al. Molecular basis of glutathione reductase deficiency in human blood cells. Blood. 2007;109(8):3560-3566.doi:10.1182/blood-2006-08-042531 8. Tomoda A, Noble NA, Lachant NA, Tanaka KR. Hemolytic anemia in hereditary pyrimidine 5'-nucleotidase deficiency: nucleotide inhibition of G6PD and the pentose phosphate shunt. Blood. 1982;60(5):1212-1218 9.van Solinge WW, van Wijk. Enzymes of the red blood cell.In: Rifai N, Horvath AR, Wittwer CT: eds. Tietz Textbook of Clinical Chemistry and Molecular Diagnostics. 6th ed. Elsevier; 2018:chap 30 | Virtually all of the non-protein sulfhydryl of red cells is in the form of reduced glutathione (GSH). 5,5'-dithiobis (2-nitrobenzoic acid) is a disulfide compound, which is readily reduced by sulfhydryl compounds, forming a highly colored yellow anion. The absorbance of this resultant yellow substance is measured by 412 nm and compared to that of a known standard.(Beutler E: Red cell metabolism. In: A Manual of Biochemical Methods. 2nd ed. Grune and Stratton, 1984; Alisik M, Neselioglu S, Erel O. A colorimetric method to measure oxidized, reduced and total glutathione levels in erythrocytes, J Lab Med. 2019:43(5), 269-277. doi:10.1515/labmed-2019-0098) | 10 to 13 days | 28 days | This test was developed and its performance characteristics determined by Mayo Clinic in a manner consistent with CLIA requirements. It has not been cleared or approved by the US Food and Drug Administration. | 82978 | Glutathione, B | 2383-8 | 608409 | Glutathione, B | 2383-8
FGLUT | Gluten IgG |  | Enzyme Immunoassay (FEIA) | No | Gluten IgG | Serum | Draw blood in a plain, red-top tube(s), serum gel tube(s) is acceptable. Spin down and send 0.5 mL of serum refrigerated in a plastic vial. | 0.5 mL |  | Reference ranges have not been established for food-specific IgG tests. The clinical utility of food-specific IgG tests has not been established. These tests can be used in special clinical situations to select foods for evaluation by diet elimination and challenge in patients who have food-related complaints. It should be recognized that the presence of food-specific IgG alone cannot be taken as evidence of food allergy and only indicates immunologic sensitization by the food allergen in question. This test should only be ordered by physicians who recognize the limitations of the test. |  |  |  |  | 3 to 7 days |  | This test was developed and its performance characteristics determined by Viracor Eurofins. It has not been cleared or approved by the U.S. Food and Drug Administration. | 86001 | Gluten IgG | 63091-3 | FGLUT | Gluten IgG | 63091-3
GLT | Gluten, IgE, Serum | Establishing a diagnosis of an allergy to gluten Defining the allergen responsible for eliciting signs and symptoms Identifying allergens: -Responsible for allergic response and/or anaphylactic episode -To confirm sensitization prior to beginning immunotherapy -To investigate the specificity of allergic reactions to insect venom allergens, drugs, or chemical allergens | Fluorescence Enzyme Immunoassay (FEIA) | Yes | Gluten, IgE | Serum | Collection Container/Tube: Preferred:Serum gel Acceptable:Red top Submission Container/Tube:Plastic vial Specimen Volume:0.5 mL for every 5 allergens requested Collection Instructions:Centrifuge and aliquot serum into a plastic vial. | For 1 allergen: 0.3 mL For more than 1 allergen: (0.05 mL x number of allergens) + 0.25 mL deadspace | Clinical manifestations of immediate hypersensitivity (allergic) diseases are caused by the release of proinflammatory mediators (histamine, leukotrienes, and prostaglandins) from IgE-sensitized effector cells (mast cells and basophils) when cell-bound IgE antibodies interact with an allergen. In vitro serum testing for IgE antibodies provides an indication of the immune response to allergens that may be associated with allergic disease. The allergens chosen for testing often depend upon the age of the patient, history of allergen exposure, season of the year, and clinical manifestations. In individuals predisposed to develop allergic disease, the sequence of sensitization and clinical manifestations proceed as follows: eczema and respiratory disease (rhinitis and bronchospasm) in infants and children less than 5 years due to food sensitivity (milk, egg, soy, and wheat proteins) followed by respiratory disease (rhinitis and asthma) in older children and adults due to sensitivity to inhalant allergens (dust mite, mold, and pollen inhalants). | Class,IgE kU/L,Interpretation, 0,<0.10,Negative, 0/1,0.10-0.34,Borderline/equivocal, 1,0.35-0.69,Equivocal, 2,0.70-3.49,Positive, 3,3.50-17.4,Positive, 4,17.5-49.9,Strongly positive, 5,50.0-99.9,Strongly positive, 6,> or =100,Strongly positive, | Detection of IgE antibodies in serum (class 1 or greater) indicates an increased likelihood of allergic disease as opposed to other etiologies and defines the allergens that may be responsible for eliciting signs and symptoms. The level of IgE antibodies in serum varies directly with the concentration of IgE antibodies expressed as a class score or kU/L. | Testing for IgE antibodies is not useful in patients previously treated with immunotherapy to determine if residual clinical sensitivity exists or in patients in whom the medical management does not depend upon identification of allergen specificity. Some individuals with clinically insignificant sensitivity to allergens may have measurable levels of IgE antibodies in serum, and test results must be interpreted in the clinical context. False-positive results for IgE antibodies may occur in patients with markedly elevated serum IgE (>2500 kU/L) due to nonspecific binding to allergen solid phases. | Homburger HA, Hamilton RG: Allergic diseases. In: McPherson RA, Pincus MR, eds. Henry's Clinical Diagnosis and Management by Laboratory Methods. 23rd ed.Elsevier; 2017:1057-1070 | Specific IgE from the patient's serum reacts with the allergen of interest, which is covalently coupled to an ImmunoCAP. After washing away nonspecific IgE, enzyme-labeled anti-IgE antibody is added to form a complex. After incubation, unbound anti-IgE is washed away, and the bound complex incubated with a developing agent. After stopping the reaction, the fluorescence of the eluate is measured. Fluorescence is proportional to the amount of specific IgE present in the patient's sample (ie, the higher the fluorescence value, the more IgE antibody is present).(Package insert: ImmunoCAP System Specific IgE FEIA. Phadia; Rev 06/2020) | Same day/1 to 3 days | 14 days | This test has been cleared, approved, or is exempt by the US Food and Drug Administration and is used per manufacturer's instructions. Performance characteristics were verified by Mayo Clinic in a manner consistent with CLIA requirements. | 86003 | Gluten, IgE | 6125-9 | GLT | Gluten, IgE | 6125-9
GLYCS | Glycine Receptor Alpha1 IgG, Cell Binding Assay, Serum | Evaluating patients with suspected autoimmune stiff-person spectrum disorders (stiff-person syndrome, stiff-limb, stiff trunk or progressive encephalomyelitis with rigidity and myoclonus [PERM]) using serum specimens | Live Cell-Binding Assay (LCBA) | Yes | Glycine Alpha1 LCBA, S | Serum | CollectionContainer/Tube: Preferred:Red top Acceptable:Serum gel Submission Container/Tube:Plastic vial Specimen Volume:1 mL Collection Instructions:Centrifuge and aliquot serum into a plastic vial. | See Specimen Required | Inhibitory synaptic transmission is mediated by gamma-aminobutyric acid-ergic (GABA-ergic) and glycinergic spinal interneurons, which regulate motor neuron excitability in the brainstem and spinal cord. Autoimmune central nervous system disorders include classic stiff-man syndrome (also known as stiff-person syndrome), limited stiff-man forms (eg, stiff-limb syndrome) and a severe (and sometimes fatal) encephalomyelitic variant known as progressive encephalomyelitis with rigidity and myoclonus (PERM). These disorders are unified clinically by exaggerated startle, stiffness, and spasms of the axis and/or limbs. Characteristic electrophysiologic findings include continuous motor unit activity by unipolar electromyographic (EMG) recording, and exaggerated and non-habituating acoustic startle responses. Eighty percent of patients are seropositive for antibody targeting the 65 kDa isoform of glutamic acid decarboxylase (GAD65). The alpha-1-subunit of the glycine receptor (GlyRa1), which is enriched in brainstem and spinal cord, has emerged as an antigenic target with specificity for the autoimmune stiff-person spectrum, and is particularly useful for diagnostics among patients seronegative for GAD65-IgG. GlyRa1-IgG has been described among patients with PERM (33%), classic stiff-man syndrome (9%), and limited stiff-man forms (17%). Seropositivity for GlyRa1-IgG is detected in 19% of patients from the stiff-man spectrum who are GAD65-IgG seronegative. The clinical context is usually non-paraneoplastic, though thymoma and lymphomas have been occasionally described. Disease-specific antibodies may be detected in serum only, CSF only, or both. Improvements with immunotherapy (steroids, plasma exchange or intravenous immune globulin) occur more commonly in GlyRa1-IgG seropositive patients than among patients seropositive for GAD65 antibody only. In one series, improvement was noted in 6/7 GlyRa1-IgG antibody positive patients compared with only 7/25 without these antibodies. | Negative | In the appropriate clinical context, this profile is consistent with a stiff-person syndrome spectrum disorder (classical stiff-person, stiff-limb, or progressive encephalomyelitis with rigidity and myoclonus [PERM]). A paraneoplastic cause should be considered. | Negative results do not exclude autoimmune stiff-person spectrum or cancer. | 1. Hutchinson M, Waters P, McHugh J, et al: Progressive encephalomyelitis, rigidity, and myoclonus: a novel glycine receptor antibody. Neurology. 2008;71:1291-1292 2. McKeon A, Martinez-Hernandez E, Lancaster E, et al: Glycine receptor autoimmune spectrum with stiff-man syndrome phenotype. JAMA Neurol. 2013;70:44-50 3. Carvajal-Gonzalez A, Leite MI, Waters P, et al: Glycine receptor antibodies in PERM and related syndromes: characteristics, clinical features and outcomes. Brain. 2014;137:2178-2192 4. Martinez-Hernandez E, Arino H, McKeon A, et al: Clinical and immunologic investigations in patients with stiff-person spectrum disorder. JAMA Neurol. 2016;73:714-720 5. Hinson SR, Lopez-Chiriboga AS, Bower JH, et al: Glycine receptor modulating antibody predicting treatable stiff-person spectrum disorders. Neurol Neuroimmunol Neuroinflamm. 2018; 5:e438 | This assay utilizes the T-REx System (Thermo Fisher). Expression of the glycine receptor alpha-1-subunit is repressed in the absence of tetracycline or doxycycline and induced in the presence of tetracycline or doxycycline.(Yao F, Svensjo T, Winkler T, Eriksson C, Eriksson E: Tetracycline repressor, tetR, rather than the tetR-mammalian cell transcription factor fusion derivatives, regulates inducible gene expression in mammalian cells. Hum Gene Ther. 1998 Sep;9[13]:1939-1950) HEK293 cells stably expressing the tetracycline repressor and stably transfected with a plasmid encoding the alpha-1-subunit of the glycine receptor, under control of doxycycline, are grown in wells of a chamber slide. Twenty four hours prior to the assay, the wells on the bottom half of the slide are treated with culture media including doxycycline. After 24 hours, patient CSF and/or serum will be added to the living HEK293 cells held on ice. Bound IgG will be detected using a fluorophore conjugated anti-human IgG secondary antibody. Patient samples with IgG specific for the glycine receptor will be positive on doxycycline-treated cells and negative on cells not treated with doxycycline.(Unpublished Mayo method) | 5 to 10 days | 28 days | This test was developed and its performance characteristics determined by Mayo Clinic in a manner consistent with CLIA requirements. It has not been cleared or approved by the US Food and Drug Administration. | 0431U | Glycine Alpha1 LCBA, S | 96496-5 | 606972 | Glycine Alpha1 LCBA, S | 96496-5
GLYCC | Glycine Receptor Alpha1 IgG, Cell Binding Assay, Spinal Fluid | Evaluating patients with suspected autoimmune stiff-person spectrum disorders (stiff-person syndrome, stiff-limb, stiff trunk, or progressive encephalomyelitis with rigidity and myoclonus [PERM]) using spinal fluids specimens | Live Cell-Binding Assay (LCBA) | Yes | Glycine Alpha1 LCBA, CSF | CSF | Container/Tube:Sterile vial Specimen Volume:2 mL | 1 mL | Inhibitory synaptic transmission is mediated by gamma-aminobutyric acid-ergic (GABA-ergic) and glycinergic spinal interneurons, which regulate motor neuron excitability in the brainstem and spinal cord. Autoimmune central nervous system disorders include classic stiff-man syndrome (also known as stiff-person syndrome), limited stiff-man forms (eg, stiff-limb syndrome) and a severe (and sometimes fatal) encephalomyelitic variant known as progressive encephalomyelitis with rigidity and myoclonus (PERM). These disorders are unified clinically by exaggerated startle, stiffness, and spasms of the axis and/or limbs. Characteristic electrophysiologic findings include continuous motor unit activity by unipolar electromyographic (EMG) recording, and exaggerated and non-habituating acoustic startle responses. Eighty percent of patients are seropositive for antibody targeting the 65 kDa isoform of glutamic acid decarboxylase (GAD65). The alpha-1-subunit of the glycine receptor (GlyRa1), which is enriched in brainstem and spinal cord, has emerged as an antigenic target with specificity for the autoimmune stiff-person spectrum, and is particularly useful for diagnostics among patients seronegative for GAD65-IgG. GlyRa1-IgG has been described among patients with PERM (33%), classic stiff-man syndrome (9%), and limited stiff-man forms (17%). Seropositivity for GlyRa1-IgG is detected in 19% of patients from the stiff-man spectrum who are GAD65-IgG seronegative. The clinical context is usually non-paraneoplastic, though thymoma and lymphomas have been occasionally described. Disease-specific antibodies may be detected in serum only, CSF only, or both. Improvements with immunotherapy (steroids, plasma exchange or intravenous immune globulin) occur more commonly in GlyRa1-IgG seropositive patients than among patients seropositive for GAD65 antibody only. In one series, improvement was noted in 6/7 GlyRa1-IgG antibody positive patients compared with only 7/25 without these antibodies. | Negative | In the appropriate clinical context, this profile is consistent with a stiff-person syndrome spectrum disorder (classical stiff-person, stiff-limb, or progressive encephalomyelitis with rigidity and myoclonus [PERM]). A paraneoplastic cause should be considered. | Negative results do not exclude autoimmune stiff-person spectrum or cancer. | 1. Hutchinson M, Waters P, McHugh J, et al: Progressive encephalomyelitis, rigidity, and myoclonus: a novel glycine receptor antibody. Neurology. 2008;71:1291-1292 2. McKeon A, Martinez-Hernandez E, Lancaster E, et al: Glycine receptor autoimmune spectrum with stiff-man syndrome phenotype. JAMA Neurol. 2013;70:44-50 3. Carvajal-Gonzalez A, Leite MI, Waters P, et al: Glycine receptor antibodies in PERM and related syndromes: characteristics, clinical features and outcomes. Brain. 2014;137:2178-2192 4. Martinez-Hernandez E, Arino H, McKeon A, et al: Clinical and immunologic investigations in patients with stiff-person spectrum disorder. JAMA Neurol. 2016;73:714-720 5. Hinson SR, Lopez-Chiriboga AS, Bower JH, et al: Glycine receptor modulating antibody predicting treatable stiff-person spectrum disorders. Neurol Neuroimmunol Neuroinflamm. 2018; 5:e438 | This assay utilizes the T-REx System (Thermo Fisher). Expression of the glycine receptor alpha-1-subunit is repressed in the absence of tetracycline or doxycycline and induced in the presence of tetracycline or doxycycline.(Yao F, Svensjo T, Winkler T, Eriksson C, Eriksson E: Tetracycline repressor, tetR, rather than the tetR-mammalian cell transcription factor fusion derivatives, regulates inducible gene expression in mammalian cells. Hum Gene Ther. 1998 Sep;9[13]:1939-1950) HEK293 cells stably expressing the tetracycline repressor and stably transfected with a plasmid encoding the alpha-1-subunit of the glycine receptor, under control of doxycycline, are grown in wells of a chamber slide. Twenty four hours prior to the assay, the wells on the bottom half of the slide are treated with culture media including doxycycline. After 24 hours, patient CSF and/or serum will be added to the living HEK293 cells held on ice. Bound IgG will be detected using a fluorophore conjugated anti-human IgG secondary antibody. Patient samples with IgG specific for the glycine receptor will be positive on doxycycline-treated cells and negative on cells not treated with doxycycline.(Unpublished Mayo method) | 5 to 10 days | 28 days | This test was developed and its performance characteristics determined by Mayo Clinic in a manner consistent with CLIA requirements. It has not been cleared or approved by the US Food and Drug Administration. | 0431U | Glycine Alpha1 LCBA, CSF | 96497-3 | 606973 | Glycine Alpha1 LCBA, CSF | 96497-3
GSDGP | Glycogen Storage Disease Gene Panel, Varies | Follow up of abnormal biochemical results consistent with glycogen storage disease (GSD) Establishing a molecular diagnosis for patients with GSD Identifying variants within genes known to be associated with GSD allowing for predictive testing of at-risk family members | Sequence Capture and Targeted Next-Generation Sequencing followed by Polymerase Chain Reaction (PCR) and Sanger Sequencing. | Yes | Glycogen Storage Disease Gene Panel | For skin biopsy or cultured fibroblast specimens, fibroblast culture testing will be performed at an additional charge. If viable cells are not obtained, the client will be notified. | Patient Preparation:A previous bone marrow transplant from an allogenic donor will interfere with testing. Call 800-533-1710 for instructions for testing patients who have received a bone marrow transplant. Submit only 1 of the following specimens: Specimen Type:Whole blood Container/Tube:Lavender top (EDTA) or yellow top (ACD) Specimen Volume:3 mL Collection Instructions: 1. Invert several times to mix blood. 2. Send whole blood specimen in original tube.Do not aliquot. Specimen Stability Information:Ambient (preferred) 4 days/Refrigerated 14 days Specimen Type: Skin biopsy Supplies: Fibroblast Biopsy Transport Media (T115) Container/Tube: Sterile container with any standard cell culture media (eg, minimal essential media, RPMI 1640). The solution should be supplemented with 1% penicillin and streptomycin. Specimen Volume: 4-mm punch Specimen Stability Information: Refrigerated (preferred)/Ambient Additional Information:A separate culture charge will be assessed under CULFB / Fibroblast Culture for Biochemical or Molecular Testing. An additional 3 to 4 weeks is required to culture fibroblasts before genetic testing can occur. SpecimenType: Cultured fibroblast Container/Tube: T-25 flask SpecimenVolume: 2 Flasks CollectionInstructions: Submit confluent cultured fibroblast cells from a skin biopsy from another laboratory. Cultured cells from a prenatal specimen will not be accepted. Specimen Stability Information: Ambient (preferred)/Refrigerated (<24 hours) Additional Information:A separate culture charge will be assessed under CULFB / Fibroblast Culture for Biochemical or Molecular Testing. An additional 3 to 4 weeks is required to culture fibroblasts before genetic testing can occur. Specimen Type: Blood spot Supplies:Card-Blood Spot Collection (Filter Paper) (T493) Container/Tube: Preferred: Collection card (Whatman Protein Saver 903 Paper) Acceptable: PerkinElmer 226 (formerly Ahlstrom 226) filter paper or blood spot collection card Specimen Volume: 5 Blood spots Collection Instructions: 1. An alternative blood collection option for a patient older than 1 year is a fingerstick. For detailed instructions, seeHow to Collect Dried Blood Spot Samples. 2. Let blood dry on the filter paper at ambient temperature in a horizontal position for a minimum of 3 hours. 3. Do not expose specimen to heat or direct sunlight. 4. Do not stack wet specimens. 5. Keep specimen dry Specimen Stability Information:Ambient (preferred)/Refrigerated Additional Information: 1. Due to lower concentration of DNA yielded from blood spot, it is possible that additional specimen may be required to complete testing. 2. For collection instructions, seeBlood Spot Collection Instructions 3. For collection instructions in Spanish, seeBlood Spot Collection Card-Spanish Instructions(T777) 4. For collection instructions in Chinese, seeBlood Spot Collection Card-Chinese Instructions(T800) Specimen Type:Saliva Patient Preparation:Patient should not eat, drink, smoke, or chew gum 30 minutes prior to collection. Supplies:Saliva Swab Collection Kit (T786) Specimen Volume:1 Swab Collection Instructions:Collect and send specimen per kit instructions. Specimen Stability Information:Ambient 30 days Additional Information:Due to lower concentration of DNA yielded from saliva, it is possible that additional specimen may be required to complete testing. | See Specimen Required | Glycogen storage diseases (GSD) are a group of inherited metabolic conditions caused by deficiency of enzymes responsible for glycogen metabolism, resulting in abnormal storage of glycogen in the liver and various muscles. There are over 15 different GSD that vary in symptoms and severity, dependent on the enzyme deficiency, although liver and muscle are the most frequently affected areas. Generally, GSD can be divided into 2 categories, those with hepatic involvement and those with neuromuscular involvement. Some GSD result in single tissue disease, while others affect multiple organs. Clinical features may include hepatomegaly, hypoglycemia, muscle cramps, exercise intolerance, and progressive fatigue and weakness. Preliminary biochemical testing may be helpful in making a diagnosis (ie, glucose monitoring, triglycerides, uric acid level, creatine kinase, liver function tests, and complete blood cell count). This test involves sequencing of 26 genes related to various GSD. | An interpretive report will be provided. | All detected alterations are evaluated according to American College of Medical Genetics and Genomics recommendations.(1) Variants are classified based on known, predicted, or possible pathogenicity and reported with interpretive comments detailing their potential or known significance. | Clinical Correlations: Test results should be interpreted in the context of clinical findings, family history, and other laboratory data. Misinterpretation of results may occur if the information provided is inaccurate or incomplete. If testing was performed because of a clinically significant family history, it is often useful to first test an affected family member. Detection of at least one reportable variant in an affected family member would allow for more informative testing of at-risk individuals. To discuss the availability of additional testing options or for assistance in the interpretation of these results, contact the Mayo Clinic Laboratory genetic counselors at 800-533-1710. Technical Limitations: Next-generation sequencing may not detect all types of genomic variants. In rare cases, false-negative or false-positive results may occur. The depth of coverage may be variable for some target regions; assay performance below the minimum acceptable criteria or for failed regions will be noted. Given these limitations, negative results do not rule out the diagnosis of a genetic disorder. If a specific clinical disorder is suspected, evaluation by alternative methods can be considered. There may be regions of genes that cannot be effectively evaluated by sequencing or deletion and duplication analysis as a result of technical limitations of the assay, including regions of homology, high guanine-cytosine (GC) content, and repetitive sequences. Confirmation of select reportable variants will be performed by alternate methodologies based on internal laboratory criteria. This test is validated to detect 95% of deletions up to 75 base pairs (bp) and insertions up to 47 bp.Deletions-insertions (delins)of 40 or more bp, including mobile element insertions, may be less reliably detected than smallerdelins. Deletion/Duplication Analysis: This analysis targets single and multi-exon deletions/duplications; however, in some instances single exon resolution cannot be achieved due to isolated reduction in sequence coverage or inherent genomic complexity. Balanced structural rearrangements (such as translocations and inversions) may not be detected. This test is not designed to detect low levels of mosaicism or to differentiate between somatic and germline variants. If there is a possibility that any detected variant is somatic, additional testing may be necessary to clarify the significance of results. Genes may be added or removed based on updated clinical relevance. For detailed information regarding gene-specific performance and technical limitations, see Method Description or contact a laboratory genetic counselor. If the patient has had an allogeneic hematopoietic stem cell transplant or a recent heterologous blood transfusion, results may be inaccurate due to the presence of donor DNA. Call Mayo Clinic Laboratories for instructions for testing patients who have received a bone marrow transplant. Reclassification of Variants: Currently, it is not standard practice for the laboratory to systematically review previously classified variants on a regular basis. The laboratory encourages healthcare providers to contact the laboratory at any time to learn how the classification of a particular variant may have changed over time. Due to broadening genetic knowledge, it is possible that the laboratory may discover new information of relevance to the patient. Should that occur, the laboratory may issue an amended report. Variant Evaluation: Evaluation and categorization of variants are performed using published American College of Medical Genetics and Genomics and the Association for Molecular Pathology recommendations as a guideline.(1) Other gene-specific guidelines may also be considered. Variants are classified based on known, predicted, or possible pathogenicity and reported with interpretive comments detailing their potential or known significance. Variants classified as benign or likely benign are not reported. Multiple in silico evaluation tools may be used to assist in the interpretation of these results. The accuracy of predictions made by in silico evaluation tools is highly dependent upon the data available for a given gene, and periodic updates to these tools may cause predictions to change over time. Results from in silico evaluation tools should be interpreted with caution and professional clinical judgement. Rarely, incidental or secondary findings may implicate another predisposition or presence of active disease. These findings will be carefully reviewed to determine whether they will be reported. | 1. Richards S, Aziz N, Bale S, et al. Standards and guidelines for the interpretation of sequence variants: a joint consensus recommendation of the American College of Medical Genetics and Genomics and the Association for Molecular Pathology. Genet Med. 2015;17(5):405-424 2. Chen YT, Kishani PS, Koeberl D: Glycogen storage disease. In: Valle DL, Antonarakis S, Ballabio A, Beaudet AL, Mitchell GA, eds. The Online Metabolic and Molecular Bases of Inherited Diseases. McGraw-Hill Education; 2019. Accessed February 8, 2024. Available at https://ommbid.mhmedical.com/content.aspx?sectionid=225080698&bookid=2709&Resultclick=2 3. Hicks J, Wartchow, E, Mierau G. Glycogen storage diseases: A brief review and update on clinical features, genetic abnormalities, pathologic features, and treatment. Ultrastruct Pathol. 2011;35(5):183-196 | Next-generation sequencing (NGS) and Sanger sequencing is performed to test for the presence of variants in coding regions and intron/exon boundaries of the genes analyzed, as well as some other regions that have knowndisease-causingvariants. The human genome reference GRCh37/hg19 build was used for sequence read alignment. At least 99% of the bases are covered at a read depth over 30X. Sensitivity is estimated to be over 99% for single nucleotide variants, over 94% for insertions/deletions (indels) less than 40 base pairs (bp), over 95% for deletions up to 75 bp and insertions up to 47 bp. NGS and/or a polymerase chain reaction (PCR)-based quantitative method is performed to test for the presence of deletions and duplications in the genes analyzed There may be regions of genes that cannot be effectively evaluated by sequencing or deletion and duplication analysis as a result of technical limitations of the assay, including regions of homology, high guanine-cytosine (GC) content, and repetitive sequences. SeeTargeted Genes and Methodology Details for Glycogen Storage Disease Gene Panelfor details regarding the targeted genes analyzed and specific gene regions not routinely covered.(Unpublished Mayo method) Genes analyzed:AGL,ALDOA,ENO3,EPM2A,FBP1,G6PC,GAA,GBE1,GYG1,GYS1,GYS2,LAMP2,LDHA,NHLRC1,PFKM,PGAM2,PGK1,PGM1,PHKA1,PHKA2,PHKB,PHKG2,PRKAG2,PYGL,PYGM,RBCK1,SLC2A2, andSLC37A4 | 21 to 28 days | Whole blood: 2 weeks (if available); Extracted DNA: 3 months; Blood spots/Saliva:1 month | This test was developed and its performance characteristics determined by Mayo Clinic in a manner consistent with CLIA requirements. It has not been cleared or approved by the US Food and Drug Administration. | 8144388233-Tissue culture, skin, solid tissue biopsy (if appropriate)88240-Cryopreservation (if appropriate) | Glycogen Storage Disease Gene Panel | 105261-2 | 608559 | Released By | 18771-6
G161 | Glycogen Storage Disease Panel (Bill Only) |  | This test is for billing purposes only. This is not an orderable test. | Yes | Glycogen Storage Disease Panel | This test is for billing purposes only. | This test is for billing purposes only. This is not an orderable test. |  |  | This test is for billing purposes only. This is not an orderable test. | [6 empty] | Not Applicable | 81443
FGLMA | GlycoMark |  | Enzymatic, Colorimetric Assay | Yes | GlycoMark | Varies | Submit only 1 of the following specimens: Serum Draw blood in a plain red-top tube(s), serum gel tubeis acceptable. Spin down and send 1 mL of serum ambient in a plastic vial. Plasma Draw blood in a lavender-top (EDTA) tube(s). Spin downand send 1 mL of EDTA plasma ambient in a plastic vial. | 0.75 mL Note: This volume does not allow for repeat testing. |  | Age Range <18 y Not Established Adult Males 10.7-32.0 Adult Females 6.8-29.3 Glycemic control goal for diabetic patients: >10 GlycoMark is intended for use with managing glycemic control in diabetic patients. A low result corresponds to high glucose peaks. 1, 5-AG blood levels can be affected by clinical conditions or medications. |  |  |  |  | 5 to 12 days |  |  | 84378 | GlycoMark | 53835-5 | Z0275 | GlycoMark | 53835-5
GLYCF | Glycophorin A (CD235a) Immunostain, Technical Component Only | Aiding in the identification of erythroid precursors in bone marrow | Immunohistochemistry (IHC) | Yes | Glycophorin A IHC, Tech Only | For the initial technical component only immunohistochemical (IHC) stain performed, the appropriate bill-only test ID will be reflexed and charged (IHTOI). For each additional technical component only IHC stain performed, an additional bill-only test ID will be reflexed and charged (IHTOA). | Supplies:Immunostain Technical Only Envelope (T693) Specimen Type:Tissue Container/Tube:Immunostain Technical Only Envelope Preferred:2 Unstained positively charged glass slide (25- x 75- x 1-mm) per test ordered; sections 4 microns thick Acceptable:Formalin-fixed, paraffin-embedded tissue block |  | Glycophorin A is expressed by erythroid precursors in the bone marrow and is also present on erythrocytes.Glycophorin A is useful to characterize erythroid cell development and aid in the diagnosis of erythroid leukemia. | NA | This test does not include pathologist interpretation, only technical performance of the stain. If interpretation is required, order PATHC / Pathology Consultation for a full diagnostic evaluation or second opinion of the case. The positive and negative controls are verified as showing appropriate immunoreactivity. If a control tissue is not included on the slide, a scanned image of the relevant quality control tissue is available upon request; call 855-516-8404. Interpretation of this test should be performed in the context of the patient's clinical history and other diagnostic tests by a qualified pathologist. | Age of a cut paraffin section can affect immunoreactivity. Stability thresholds vary widely among published literature and are antigen dependent. Best practice is for paraffin sections to be cut within 6 weeks. | 1. Dong HY, Wilkes S, Yang H. CD71 is selectively and ubiquitously expressed at high levels in erythroid precursors of all maturation stages: a comparative immunochemical study with glycophorin A and hemoglobin A. Am J Surg Pathol. 2011;35(5):723-732 2. Rollins-Raval MA, Fuhrer K, Marafioti T, Roth CG. ALDH, CA I, and CD2AP: novel, diagnostically useful immunohistochemical markers to identify erythroid precursors in bone marrow biopsy specimens. Am J Clin Pathol. 2012;137(1):30-38 3. Liu W, Hasserjian RP, Hu Y, et al. Pure erythroid leukemia: a reassessment of the entity using the 2008 World Health Organization classification. Mod Pathol. 2011;24(3):375-383 4. Magaki S, Hojat SA, Wei B, So A, Yong WH. An introduction to the performance of immunohistochemistry. Methods Mol Biol. 2019;1897:289-298. doi:10.1007/978-1-4939-8935-5_25 | Immunohistochemistry on sections of paraffin-embedded tissue.(Unpublished Mayo method) | 1 to 3 days | Until staining is complete. | This test has been cleared, approved, or is exempt by the US Food and Drug Administration and is used per manufacturer's instructions. Performance characteristics were verified by Mayo Clinic in a manner consistent with CLIA requirements. | 88342-TC, primary88341-TC, if additional IHC | Glycophorin A IHC, Tech Only | Order only;no result | 70761 | Glycophorin A IHC, Tech Only | Bill only; no result
GDOM | Glycyphagus domesticus, IgE, Serum | Establishing a diagnosis of an allergy toGlycyphagus domesticus Defining the allergen responsible for eliciting signs and symptoms Identifying allergens: -Responsible for allergic response and/or anaphylactic episode -To confirm sensitization prior to beginning immunotherapy -To investigate the specificity of allergic reactions to insect venom allergens, drugs, or chemical allergens | Fluorescence Enzyme Immunoassay (FEIA) | Yes | Glycyphagus Domesticus, IgE | Serum | Collection Container/Tube: Preferred:Serum gel Acceptable:Red top Submission Container/Tube:Plastic vial Specimen Volume:0.5 mL for every 5 allergens requested Collection Instructions:Centrifuge and aliquot serum into a plastic vial. | For 1 allergen: 0.3 mL For more than 1 allergen: (0.05 mL x number of allergens) + 0.25 mL deadspace | Clinical manifestations of immediate hypersensitivity (allergic) diseases are caused by the release of proinflammatory mediators (histamine, leukotrienes, and prostaglandins) from IgE-sensitized effector cells (mast cells and basophils) when cell-bound IgE antibodies interact with an allergen. In vitro serum testing for IgE antibodies provides an indication of the immune response to allergens that may be associated with allergic disease. The allergens chosen for testing often depend upon the age of the patient, history of allergen exposure, season of the year, and clinical manifestations. In individuals predisposed to develop allergic disease, the sequence of sensitization and clinical manifestations proceed as follows: eczema and respiratory disease (rhinitis and bronchospasm) in infants and children less than 5 years due to food sensitivity (milk, egg, soy, and wheat proteins) followed by respiratory disease (rhinitis and asthma) in older children and adults due to sensitivity to inhalant allergens (dust mite, mold, and pollen inhalants). | Class,IgE kU/L,Interpretation, 0,<0.10,Negative, 0/1,0.10-0.34,Borderline/equivocal, 1,0.35-0.69,Equivocal, 2,0.70-3.49,Positive, 3,3.50-17.4,Positive, 4,17.5-49.9,Strongly positive, 5,50.0-99.9,Strongly positive, 6,> or =100,Strongly positive, | Detection of IgE antibodies in serum (class 1 or greater) indicates an increased likelihood of allergic disease as opposed to other etiologies and defines the allergens that may be responsible for eliciting signs and symptoms. The level of IgE antibodies in serum varies directly with the concentration of IgE antibodies expressed as a class score or kU/L. | Testing for IgE antibodies is not useful in patients previously treated with immunotherapy to determine if residual clinical sensitivity exists or in patients in whom the medical management does not depend upon identification of allergen specificity. Some individuals with clinically insignificant sensitivity to allergens may have measurable levels of IgE antibodies in serum, and test results must be interpreted in the clinical context. False-positive results for IgE antibodies may occur in patients with markedly elevated serum IgE (>2500 kU/L) due to nonspecific binding to allergen solid phases. | Homburger HA, Hamilton RG: Allergic diseases. In: McPherson RA, Pincus MR, eds. Henry's Clinical Diagnosis and Management by Laboratory Methods. 23rd ed.Elsevier; 2017:1057-1070 | Specific IgE from the patient's serum reacts with the allergen of interest, which is covalently coupled to an ImmunoCAP. After washing away nonspecific IgE, enzyme-labeled anti-IgE antibody is added to form a complex. After incubation, unbound anti-IgE is washed away, and the bound complex incubated with a developing agent. After stopping the reaction, the fluorescence of the eluate is measured. Fluorescence is proportional to the amount of specific IgE present in the patient's sample (ie, the higher the fluorescence value, the more IgE antibody is present).(Package insert: ImmunoCAP System Specific IgE FEIA. Phadia; Rev 06/2020) | Same day/1 to 3 days | 14 days | This test has been cleared, approved, or is exempt by the US Food and Drug Administration and is used per manufacturer's instructions. Performance characteristics were verified by Mayo Clinic in a manner consistent with CLIA requirements. | 86003 | Glycyphagus Domesticus, IgE | 6126-7 | GDOM | Glycyphagus Domesticus, IgE | 6126-7
GLYP3 | Glypican-3 Immunostain, Technical Component Only | Differentiating hepatocellular carcinomas from other malignancies and hepatic adenomas | Immunohistochemistry (IHC) | Yes | Glypican-3 IHC, Tech Only | For the initial technical component only immunohistochemical (IHC) stain performed, the appropriate bill-only test ID will be reflexed and charged (IHTOI). For each additional technical component only IHC stain performed, an additional bill-only test ID will be reflexed and charged (IHTOA). | Supplies:Immunostain Technical Only Envelope (T693) Specimen Type:Tissue Container/Tube:Immunostain Technical Only Envelope Preferred:2 Unstained positively charged glass slide (25- x 75- x 1-mm) per test ordered; sections 4-micron thick Acceptable:Formalin-fixed, paraffin-embedded tissue block |  | Glypican-3 (GPC3) protein is a member of the glypican family of heparin sulfate proteoglycans that are phosphatidylinositol-anchored to the cytoplasmic membrane. GPC3 acts as a coreceptor for heparin-binding growth factors, which play an important role in cell growth and differentiation. Diagnostically, GPC3 will aid in separating hepatocellular carcinomas from other malignancies and hepatic adenomas. It is expressed in 70% to 90% of hepatocellular carcinomas. | N/A | This test does not include pathologist interpretation, only technical performance of the stain. If interpretation is required, order PATHC / Pathology Consultation for a full diagnostic evaluation or second opinion of the case. The positive and negative controls are verified as showing appropriate immunoreactivity. If a control tissue is not included on the slide, a scanned image of the relevant quality control tissue is available upon request; call 855-516-8404. Interpretation of this test should be performed in the context of the patient's clinical history and other diagnostic tests by a qualified pathologist. | Age of a cut paraffin section can affect immunoreactivity. Stability thresholds vary widely among published literature and are antigen dependent. Best practice is for paraffin sections to be cut within 6 weeks. | 1. Zhang J, Zhang M, Ma H, et al. Overexpression of glypican-3 is a predictor of poor prognosis in hepatocellular carcinoma: An updated meta-analysis. Medicine (Baltimore). 2018;97(2):e11130 2. Montalbano M, Georgiadis J, Masterson AL, et al. Biology and function of glypican-3 as a candidate for early cancerous transformation of hepatocytes in hepatocellular carcinoma. Oncol Rep. 2017;37(3):1291-1300 3. Haruyama Y, Kataoka H. Glypican-3 is a prognostic factor and an immunotherapeutic target in hepatocellular carcinoma. World J Gastroenterol. 2016;22(1):275-283 4. Magaki S, Hojat SA, Wei B, So A, Yong WH. An introduction to the performance of immunohistochemistry. Methods Mol Biol. 2019;1897:289-298. doi:10.1007/978-1-4939-8935-5_25 | Immunohistochemistry on sections of paraffin-embedded tissue.(Unpublished Mayo method) | 1 to 3 days | Until staining is complete. | This test has been cleared, approved, or is exempt by the US Food and Drug Administration and is used per manufacturer's instructions. Performance characteristics were verified by Mayo Clinic in a manner consistent with CLIA requirements. | 88342-TC, primary88341-TC, if additional IHC | Glypican-3 IHC, Tech Only | Order only;no result | 70760 | Glypican-3 IHC, Tech Only | Bill only; no result
GOAT | Goat Epithelium, IgE, Serum | Establishing a diagnosis of an allergy to goat epithelium Defining the allergen responsible for eliciting signs and symptoms Identifying allergens: -Responsible for allergic response and/or anaphylactic episode -To confirm sensitization prior to beginning immunotherapy -To investigate the specificity of allergic reactions to insect venom allergens, drugs, or chemical allergens | Fluorescence Enzyme Immunoassay (FEIA) | Yes | Goat Epithelium, IgE | Serum | Collection Container/Tube: Preferred:Serum gel Acceptable:Red top Submission Container/Tube:Plastic vial Specimen Volume:0.5 mL for every 5 allergens requested Collection Instructions:Centrifuge and aliquot serum into a plastic vial. | For 1 allergen: 0.3 mL For more than 1 allergen: (0.05 mL x number of allergens) + 0.25 mL deadspace | Clinical manifestations of immediate hypersensitivity (allergic) diseases are caused by the release of proinflammatory mediators (histamine, leukotrienes, and prostaglandins) from IgE-sensitized effector cells (mast cells and basophils) when cell-bound IgE antibodies interact with an allergen. In vitro serum testing for IgE antibodies provides an indication of the immune response to allergens that may be associated with allergic disease. The allergens chosen for testing often depend upon the age of the patient, history of allergen exposure, season of the year, and clinical manifestations. In individuals predisposed to develop allergic disease, the sequence of sensitization and clinical manifestations proceed as follows: eczema and respiratory disease (rhinitis and bronchospasm) in infants and children less than 5 years due to food sensitivity (milk, egg, soy, and wheat proteins) followed by respiratory disease (rhinitis and asthma) in older children and adults due to sensitivity to inhalant allergens (dust mite, mold, and pollen inhalants). | Class,IgE kU/L,Interpretation, 0,<0.10,Negative, 0/1,0.10-0.34,Borderline/equivocal, 1,0.35-0.69,Equivocal, 2,0.70-3.49,Positive, 3,3.50-17.4,Positive, 4,17.5-49.9,Strongly positive, 5,50.0-99.9,Strongly positive, 6,> or =100,Strongly positive, | Detection of IgE antibodies in serum (class 1 or greater) indicates an increased likelihood of allergic disease as opposed to other etiologies and defines the allergens that may be responsible for eliciting signs and symptoms. The level of IgE antibodies in serum varies directly with the concentration of IgE antibodies expressed as a class score or kU/L. | Testing for IgE antibodies is not useful in patients previously treated with immunotherapy to determine if residual clinical sensitivity exists or in patients in whom the medical management does not depend upon identification of allergen specificity. Some individuals with clinically insignificant sensitivity to allergens may have measurable levels of IgE antibodies in serum, and test results must be interpreted in the clinical context. False-positive results for IgE antibodies may occur in patients with markedly elevated serum IgE (>2500 kU/L) due to nonspecific binding to allergen solid phases. | Homburger HA, Hamilton RG: Allergic diseases. In: McPherson RA, Pincus MR, eds. Henry's Clinical Diagnosis and Management by Laboratory Methods. 23rd ed.Elsevier; 2017:1057-1070 | Specific IgE from the patient's serum reacts with the allergen of interest, which is covalently coupled to an ImmunoCAP. After washing away nonspecific IgE, enzyme-labeled anti-IgE antibody is added to form a complex. After incubation, unbound anti-IgE is washed away, and the bound complex incubated with a developing agent. After stopping the reaction, the fluorescence of the eluate is measured. Fluorescence is proportional to the amount of specific IgE present in the patient's sample (ie, the higher the fluorescence value, the more IgE antibody is present).(Package insert: ImmunoCAP System Specific IgE FEIA. Phadia; Rev 06/2020) | 1 to 3 days | 14 days | This test has been cleared, approved, or is exempt by the US Food and Drug Administration and is used per manufacturer's instructions. Performance characteristics were verified by Mayo Clinic in a manner consistent with CLIA requirements. | 86003 | Goat Epithelium, IgE | 6127-5 | GOAT | Goat Epithelium, IgE | 6127-5
GMILK | Goat's Milk, IgE, Serum | Establishing the diagnosis of an allergy to goat's milk Defining the allergen responsible for eliciting signs and symptoms Identifying allergens: -Responsible for allergic response and/or anaphylactic episode -To confirm sensitization prior to beginning immunotherapy -To investigate the specificity of allergic reactions to insect venom allergens, drugs, or chemical allergens Testing for IgE antibodies isnot usefulin patients previously treated with immunotherapy to determine if residual clinical sensitivity exists, or in patients in whom the medical management does not depend upon identification of allergen specificity. | Fluorescence Enzyme Immunoassay (FEIA) | Yes | Goat's Milk, IgE | Serum | Collection Container/Tube: Preferred:Serum gel Acceptable:Red top Submission Container/Tube:Plastic vial Specimen Volume:0.5 mL for every 5 allergens requested Collection Instructions:Centrifuge and aliquot serum into a plastic vial. | For 1 allergen: 0.3 mL More than 1 allergen: (0.05 mL x number of allergens) + 0.25 mL dead space | Clinical manifestations of immediate hypersensitivity (allergic) diseases are caused by the release of proinflammatory mediators (histamine, leukotrienes, and prostaglandins) from IgE-sensitized effector cells (mast cells and basophils) when cell-bound IgE antibodies interact with an allergen. In vitro serum testing for IgE antibodies provides an indication of the immune response to allergens that may be associated with allergic disease. The allergens chosen for testing often depend upon the age of the patient, history of allergen exposure, season of the year, and clinical manifestations. In individuals predisposed to develop allergic disease, the sequence of sensitization and clinical manifestations proceed as follows: eczema and respiratory disease (rhinitis and bronchospasm) in infants and children less than 5 years due to food sensitivity (milk, egg, soy, and wheat proteins) followed by respiratory disease (rhinitis and asthma) in older children and adults due to sensitivity to inhalant allergens (dust mite, mold, and pollen inhalants). | Class,IgE kU/L,Interpretation, 0,<0.10,Negative, 0/1,0.10-0.34,Borderline/equivocal, 1,0.35-0.69,Equivocal, 2,0.70-3.49,Positive, 3,3.50-17.4,Positive, 4,17.5-49.9,Strongly positive, 5,50.0-99.9,Strongly positive, 6,> or =100,Strongly positive, | Detection of IgE antibodies in serum (class 1 or greater) indicates an increased likelihood of allergic disease as opposed to other etiologies and defines the allergens that may be responsible for eliciting signs and symptoms. The level of IgE antibodies in serum varies directly with the concentration of IgE antibodies expressed as a class score or kU/L. | Some individuals with clinically insignificant sensitivity to allergens may have measurable levels of IgE antibodies in serum, and test results must be interpreted in the clinical context. False-positive results for IgE antibodies may occur in patients with markedly elevated serum IgE (>2500 kU/L) due to nonspecific binding to allergen solid phases. | Homburger HA, Hamilton RG: Allergic diseases. In: McPherson RA, Pincus MR, eds. Henry's Clinical Diagnosis and Management by Laboratory Methods. 23rd ed.Elsevier; 2017:1057-1070 | Specific IgE from the patient's serum reacts with the allergen of interest, which is covalently coupled to an ImmunoCAP. After washing away nonspecific IgE, enzyme-labeled anti-IgE antibody is added to form a complex. After incubation, unbound anti-IgE is washed away, and the bound complex incubated with a developing agent. After stopping the reaction, the fluorescence of the eluate is measured. Fluorescence is proportional to the amount of specific IgE present in the patient's sample (ie, the higher the fluorescence value, the more IgE antibody is present).(Package insert: ImmunoCAP System Specific IgE FEIA. Phadia; Rev 06/2020) | Same day/1 to 3 days | 14 days | This test was developed and its performance characteristics determined by Mayo Clinic in a manner consistent with CLIA requirements. It has not been cleared or approved by the US Food and Drug Administration. | 86003 | Goat's Milk, IgE | 7340-3 | GMILK | Goat's Milk, IgE | 7340-3
GLDR | Goldenrod, IgE, Serum | Establishing a diagnosis of an allergy to goldenrod Defining the allergen responsible for eliciting signs and symptoms Identifying allergens: -Responsible for allergic response and/or anaphylactic episode -To confirm sensitization prior to beginning immunotherapy -To investigate the specificity of allergic reactions to insect venom allergens, drugs, or chemical allergens | Fluorescence Enzyme Immunoassay (FEIA) | Yes | Goldenrod, IgE | Serum | Collection Container/Tube: Preferred:Serum gel Acceptable:Red top Submission Container/Tube:Plastic vial Specimen Volume:0.5 mL for every 5 allergens requested Collection Instructions:Centrifuge and aliquot serum into a plastic vial. | For 1 allergen: 0.3 mL For more than 1 allergen: (0.05 mL x number of allergens) + 0.25 mL deadspace | Clinical manifestations of immediate hypersensitivity (allergic) diseases are caused by the release of proinflammatory mediators (histamine, leukotrienes, and prostaglandins) from IgE-sensitized effector cells (mast cells and basophils) when cell-bound IgE antibodies interact with an allergen. In vitro serum testing for IgE antibodies provides an indication of the immune response to allergens that may be associated with allergic disease. The allergens chosen for testing often depend upon the age of the patient, history of allergen exposure, season of the year, and clinical manifestations. In individuals predisposed to develop allergic disease, the sequence of sensitization and clinical manifestations proceed as follows: eczema and respiratory disease (rhinitis and bronchospasm) in infants and children less than 5 years due to food sensitivity (milk, egg, soy, and wheat proteins) followed by respiratory disease (rhinitis and asthma) in older children and adults due to sensitivity to inhalant allergens (dust mite, mold, and pollen inhalants). | Class,IgE kU/L,Interpretation, 0,<0.10,Negative, 0/1,0.10-0.34,Borderline/equivocal, 1,0.35-0.69,Equivocal, 2,0.70-3.49,Positive, 3,3.50-17.4,Positive, 4,17.5-49.9,Strongly positive, 5,50.0-99.9,Strongly positive, 6,> or =100,Strongly positive, | Detection of IgE antibodies in serum (class 1 or greater) indicates an increased likelihood of allergic disease as opposed to other etiologies and defines the allergens that may be responsible for eliciting signs and symptoms. The level of IgE antibodies in serum varies directly with the concentration of IgE antibodies expressed as a class score or kU/L. | Testing for IgE antibodies is not useful in patients previously treated with immunotherapy to determine if residual clinical sensitivity exists or in patients in whom the medical management does not depend upon identification of allergen specificity. Some individuals with clinically insignificant sensitivity to allergens may have measurable levels of IgE antibodies in serum, and test results must be interpreted in the clinical context. False-positive results for IgE antibodies may occur in patients with markedly elevated serum IgE (>2500 kU/L) due to nonspecific binding to allergen solid phases. | Homburger HA, Hamilton RG: Allergic diseases. In: McPherson RA, Pincus MR, eds. Henry's Clinical Diagnosis and Management by Laboratory Methods. 23rd ed.Elsevier; 2017:1057-1070 | Specific IgE from the patient's serum reacts with the allergen of interest, which is covalently coupled to an ImmunoCAP. After washing away nonspecific IgE, enzyme-labeled anti-IgE antibody is added to form a complex. After incubation, unbound anti-IgE is washed away, and the bound complex incubated with a developing agent. After stopping the reaction, the fluorescence of the eluate is measured. Fluorescence is proportional to the amount of specific IgE present in the patient's sample (ie, the higher the fluorescence value, the more IgE antibody is present).(Package insert: ImmunoCAP System Specific IgE FEIA. Phadia; Rev 06/2020) | Same day/1 to 3 days | 14 days | This test has been cleared, approved, or is exempt by the US Food and Drug Administration and is used per manufacturer's instructions. Performance characteristics were verified by Mayo Clinic in a manner consistent with CLIA requirements. | 86003 | Goldenrod, IgE | 6128-3 | GLDR | Goldenrod, IgE | 6128-3
FGAGA | Golimumab and Anti-Golimumab Antibody, DoseASSURE GOL |  | Electrochemiluminescence immunoassay (ECLIA) | Yes | Golimumab and Anti-Gol Ab | Serum | Specimen Type:Serum Container/Tube:SST or Red Specimen Volume:3 mL Collection Instructions:Draw blood in a serum gel tube(s), plain red-top tube(s) is acceptable.Serum must be separated from cells within 45 minutes of venipuncture. Spin down and send 3 mL of serum frozen in a plastic vial. To avoid delays in turnaround time when requesting multiple tests,please submit separate frozen specimens for each test requested. | 1 mL (Note: This volume does not allow for repeat testing.) |  | Golimumab: Quantitation Limit: <0.5 ug/mL Results of 0.5 ug/mL or higher indicate detection of Golimumab In the presence of serum anti-golimumab antibodies, the golimumab drug level reflects the antibody-unbound (free) fraction of golimumab in serum Anti-Golimumab Antibody: Quantitation Limit: <20 ng/mL Results of 20 or higher indicate detection of anti-Golimumab antibodies. |  | Failure of golimumab therapy may not always be due to the presence of anti-golimumab antibodies. Conversely, the absence of anti-golimumab antibodies does not guarantee response to treatment. |  |  | 7 to 18 days |  | These tests were developed and their performance characteristics determined by LabCorp. They have not been cleared or approved by the Food and Drug Administration. | 8029982397 | Golimumab and Anti-Gol Ab | Not Provided | Z5640 | Anti-Golimumab Antibody | 87407-3
FGNRH | Gonadotropin Releasing Hormone (Gn-RH, Luteinizing Hormone-Releasing Hormone LH-RH) |  | Direct Radioimmunoassay | No | Gonadotropin Releasing Hormone | Serum | Patient preparation: Patient should not be on any Steroid, ACTH, Gonadotropin, or Estrogen medications, if possible, for at least 48 hours prior to collection of specimen. Specimen Type:Serum Container/Tube:Red top or SST Specimen Volume:3 mL Collection Instructions:Draw blood in a plain, red-top tube(s), serum-gel tube(s) is acceptable. Separate immediately and send 3 mL of serum frozen in a plastic vial. | 1 mL | Gonadotropin-Releasing Hormone (Gn-RH), also known asLuteinizing Hormone-Releasing Hormone (LH-RH), is a decapeptide secreted pulsatily from the hypothalamus. It stimulates the release ofthe Gonadotropins - Luteinizing Hormone and Follicle StimulatingHormone - exerting a stronger effect on Luteinizing Hormone.Testosterone and Estradiol, whose release is stimulated by theGonadotropins, exert a negative feedback control on LH-RH both atthe hypothalamic site and by decreasing pituitary receptor binding.LH-RH levels are low in patients with hypothalamic hypogonadismdifferentiating them from the high levels usually found in primaryhypopituitary hypogonadism. Accentuation of the LH-RH pulseoccurs at the onset of puberty triggering the release of LH and FSHrequired in pubertal development. LH-RH is stimulated by Epinephrineand suppressed by Dopamine and opiates. LH-RH and some of itsagonists are frequently used to induce ovulation. | AdultReferenceRange(s): Males:4.0 - 8.0 pg/mL Females:2.0 - 10.0 pg/mL No pediatric reference ranges available for this test. |  |  | 1. J Schopohl, G Mehltretter, R von Zumbusch, T Eversmann, and L von Werder. Comparison of Gonadotropin-Releasing Hormone and Gonadotropin Therapy in Male Patients with Idiopathic Hypogonadism.Fertility and Sterility 56: 1143-1150, 1991. 2. CB Lambalk, J Schoemaker, GP van Rees, J de Koning, and HAMJ van Dieten. Exogenous versus Endogenous Pulses of Luteinizing Hormone-Releasing Hormone and Secretory Patterns of Gonadotropins. Fertility and Sterility 56: 446-452, 1991. |  | 7 to 11 days |  | This test was developed and its performance characteristics determined by Inter Science Institute. It has not been cleared or approved by the US Food and Drug Administration. The FDA has determined that such clearance or approval is not necessary. | 83727 | Gonadotropin Releasing Hormone | 13660-6 | Z0929 | Gonadotropin Releasing Hormone | 13660-6
FGNDR | Gonadotropin Releasing Hormone (Gn-RH, Luteinizing Hormone-Releasing Hormone LT-RH) |  | Direct Radioimmunoassay | No | Gonadotropin Releasing Hormone | Serum | Patient Preparation:Patient should not be on any Steroids, ACTH, Gonadotropin, or Estrogen medications, if possible, for at 48 hours prior to collection of specimen. Collection Container/Tube: Preferred:Red Top Acceptable:Serum gel or EDTA Submission Container/Tube:Plastic vial Specimen Volume:3 mL Collection Instructions: 1. Draw blood in plain red-top tube(s), serum gel tube(s) or EDTA is acceptable. 2. Centrifuge and aliquot 3 mL serum in a plastic vial. 3. Send frozen. | 1 mL |  | Male: 4.0-8.0 pg/mL Female: 2.0-10.0 pg/mL |  |  |  |  | 9 to 11 days |  | This test was developed and its performance characteristics determined by Inter Science Institute. Values obtained with different methods, or kits cannot be used interchangeably with the results on this report. The result cannot be interpreted as absolute evidence of presence or absence of malignant disease. | 83727 | Gonadotropin Releasing Hormone | Not Provided | FGNDR | Gonadotropin Releasing Hormone | 13660-6
GOOS | Goose Feathers, IgE, Serum | Establishing a diagnosis of an allergy to goose feathers Defining the allergen responsible for eliciting signs and symptoms Identifying allergens: -Responsible for allergic response and/or anaphylactic episode -To confirm sensitization prior to beginning immunotherapy -To investigate the specificity of allergic reactions to insect venom allergens, drugs, or chemical allergens | Fluorescence Enzyme Immunoassay (FEIA) | Yes | Goose Feathers, IgE | Serum | Collection Container/Tube: Preferred:Serum gel Acceptable:Red top Submission Container/Tube:Plastic vial Specimen Volume:0.5 mL for every 5 allergens requested Collection Instructions:Centrifuge and aliquot serum into a plastic vial. | For 1 allergen: 0.3 mL For more than 1 allergen: (0.05 mL x number of allergens) + 0.25 mL deadspace | Clinical manifestations of immediate hypersensitivity (allergic) diseases are caused by the release of proinflammatory mediators (histamine, leukotrienes, and prostaglandins) from IgE-sensitized effector cells (mast cells and basophils) when cell-bound IgE antibodies interact with an allergen. In vitro serum testing for IgE antibodies provides an indication of the immune response to allergens that may be associated with allergic disease. The allergens chosen for testing often depend upon the age of the patient, history of allergen exposure, season of the year, and clinical manifestations. In individuals predisposed to develop allergic disease, the sequence of sensitization and clinical manifestations proceed as follows: eczema and respiratory disease (rhinitis and bronchospasm) in infants and children less than 5 years due to food sensitivity (milk, egg, soy, and wheat proteins) followed by respiratory disease (rhinitis and asthma) in older children and adults due to sensitivity to inhalant allergens (dust mite, mold, and pollen inhalants). | Class,IgE kU/L,Interpretation, 0,<0.10,Negative, 0/1,0.10-0.34,Borderline/equivocal, 1,0.35-0.69,Equivocal, 2,0.70-3.49,Positive, 3,3.50-17.4,Positive, 4,17.5-49.9,Strongly positive, 5,50.0-99.9,Strongly positive, 6,> or =100,Strongly positive, | Detection of IgE antibodies in serum (class 1 or greater) indicates an increased likelihood of allergic disease as opposed to other etiologies and defines the allergens that may be responsible for eliciting signs and symptoms. The level of IgE antibodies in serum varies directly with the concentration of IgE antibodies expressed as a class score or kU/L. | Testing for IgE antibodies is not useful in patients previously treated with immunotherapy to determine if residual clinical sensitivity exists or in patients in whom the medical management does not depend upon identification of allergen specificity. Some individuals with clinically insignificant sensitivity to allergens may have measurable levels of IgE antibodies in serum, and test results must be interpreted in the clinical context. False-positive results for IgE antibodies may occur in patients with markedly elevated serum IgE (>2500 kU/L) due to nonspecific binding to allergen solid phases. | Homburger HA, Hamilton RG: Allergic diseases. In: McPherson RA, Pincus MR, eds. Henry's Clinical Diagnosis and Management by Laboratory Methods. 23rd ed.Elsevier; 2017:1057-1070 | Specific IgE from the patient's serum reacts with the allergen of interest, which is covalently coupled to an ImmunoCAP. After washing away nonspecific IgE, enzyme-labeled anti-IgE antibody is added to form a complex. After incubation, unbound anti-IgE is washed away, and the bound complex incubated with a developing agent. After stopping the reaction, the fluorescence of the eluate is measured. Fluorescence is proportional to the amount of specific IgE present in the patient's sample (ie, the higher the fluorescence value, the more IgE antibody is present).(Package insert: ImmunoCAP System Specific IgE FEIA. Phadia; Rev 06/2020) | Same day/1 to 3 days | 14 days | This test has been cleared, approved, or is exempt by the US Food and Drug Administration and is used per manufacturer's instructions. Performance characteristics were verified by Mayo Clinic in a manner consistent with CLIA requirements. | 86003 | Goose Feathers, IgE | 6129-1 | GOOS | Goose Feathers, IgE | 6129-1
GP210 | GP210 Antibody, IgG, Serum | Evaluating the risk of primary biliary cholangitis in anti-mitochondrial antibody (AMA)-negative patients by identification of gp210 antibodies Estimating risk in AMA-positive patients with incomplete feature of disease | Enzyme-Linked Immunosorbent Assay (ELISA) | Yes | GP210 Antibody, IgG, S | Serum | Collection Container/Tube: Preferred:Serum gel Acceptable:Red top Submission Container/Tube:Plastic vial Specimen Volume:0.5 mL Collection Instructions:Centrifuge and aliquot serum into a plastic vial. | 0.4 mL | Primary biliary cholangitis (PBC) is a chronic and progressive autoimmune liver disease characterized by the destruction of the small intrahepatic bile ducts and a variable clinical course, which may include fatigue and pruritus. Untreated patients with PBC have a high risk of liver cirrhosis and related complications, liver failure, and death.(1,2) The serological hallmark of PBC is the presence of anti-mitochondrial antibody (AMA) characterized by cytoplasmic reticular/AMA (anti-cell 21 [AC-21] based on the International Consensus on Antinuclear Antibody Patterns [ICAP] nomenclature) staining pattern on HEp-2 substrate by indirect immunofluorescence assay (IFA).(3) In addition, autoantibodies associated with the HEp-2 IFA nuclear patterns have been reported in a subset of patients with PBC who are seronegative for AMA or may be positive for AMA but have uncertain clinical or phenotypic attributes.(1,2,4,5) The HEp-2 IFA nuclear patterns in PBC include multiple nuclear dots (MND or AC-6) and punctate nuclear envelope (AC-12), which are associated with anti-Sp100 and anti-gp210 antibodies, respectively.(3) The diagnosis of PBC can be established if two out of the three following criteria are met: sustained elevated levels of alkaline phosphatase (ALP), evidence AMA or specific antinuclear antibody (ANA) (anti-Sp100 and anti-gp210 antibodies) and diagnostic liver histology.(2) Based on these criteria, a biopsy can be avoided in case of high ALP levels and detection of these PBC-specific autoantibodies.(1,2) Therefore, reliable and accurate serologic determination of PBC-specific autoantibodies play a critical role in disease evaluation. Of the PBC-specific antibodies, the AMA is the most common, with the M2-type AMA (AMA-M2) the dominant target of the 9 subunits of the mitochondrial antigenic complex.(1,2) In addition to AMA, anti-gp210 IgG antibodies can be found in PBC patients who are seropositive or seronegative for AMA. In the context AMA-negative PBC, the presence of anti-gp210 IgG antibody associated with clinical and laboratory features of disease is of diagnostic significance.(1,2) The likelihood of PBC is also increased in at-risk or asymptomatic patients who test positive for both AMA and anti-gp210 IgG antibodies.(5)In addition to the diagnostic relevance of anti-gp210 IgG antibody, a few studies have suggested a role for their use in the risk stratification and prognosis in PBC, however, the significance of these remain contentious. In one study, the presence of anti-gp210 antibodies was reported to pose a significant risk for hepatic failure type progression, more severe interface hepatitis and lobular inflammation compared to those with centromere antibodies who had relatively higher ductular reaction.(6) Anti-gp210 antibodies can be detected and/or quantified using solid-phase immunoassays (SPA), such asenzyme-linked immunosorbent assay line blot immunoassay, and dot immunoassay.(4-8) Although anti-gp210 antibodies have been reported be associated with a positive punctate nuclear envelope (AC-12) HEp-2 IFA pattern, a recent investigation by the Antibody Immunology Laboratory at Mayo Clinic showed no positive correlation between anti-gp210 IgG and the punctate nuclear envelope pattern. These observations suggest testing for anti-gp210 IgG antibodies in the absence of a positive punctate nuclear envelope pattern when clinical suspicion for PBC is high. While HEp-2 IFA is not reliable for the detection of anti-gp210 IgG antibodies, it offers the possibility to identify patients at-risk for PBCwho may present with coexisting systemic autoimmune rheumatic diseases (systemic lupus erythematosus, systemic sclerosis, and Sjogren syndrome) or autoimmune liver disease (autoimmune hepatitis) through additional pattern recognition. The use of SPA for ANA testing do not provide these additional diagnostic insights. | Negative: < or =20.0 Units Equivocal: 20.1-24.9 Units Positive: > or =25.0 Units | A positive result for anti-gp210 antibodies in the setting of chronic cholestasis after exclusion of other causes of liver disease is highly suggestive of primary biliary cholangitis. | Serologic tests for autoantibodies, including anti-gp210, should not be relied upon exclusively to determine the etiology or prognosis of patients with primary biliary cholangitis (PBC). A negative result for anti-gp210 antibodies does not exclude a diagnosis of PBC. Results of this assay should be used in conjunction with clinical findings and other serological tests. | 1. Younossi ZM, Bernstein D, Shiffman ML, et al. Diagnosis and management of primary biliary cholangitis. Am J Gastroenterol. 2019;114(1):48-63 2. Lindor KD, Bowlus CL, Boyer J, Levy C, Mayo M. Primary biliary cholangitis: 2018 practice guidance update from the American Association for the Study of Liver Diseases. Hepatology. 2019;69(1):394-419 3. International Consensus on ANA Patterns. AC-20 Cytoplasmic fine speckled. ICAP; 2015. Accessed August 18, 2023. Available at www.anapatterns.org/view_pattern.php?pattern=20 4. Zhang Q, Liu Z, Wu S, et al. Meta-analysis of antinuclear antibodies in the diagnosis of antimitochondrial antibody-negative primary biliary cholangitis. Gastroenterol Res Pract. 2019;2019:8959103 5. Dahlqvist G, Gaouar F, Carrat F, et al. Large-scale characterization study of patients with antimitochondrial antibodies but nonestablished primary biliary cholangitis. Hepatology. 2017;65(1):152-163 6. Nakamura M, Kondo H, Mori T, et al. Anti-gp210 and anti-centromere antibodies are different risk factors for the progression of primary biliary cirrhosis. Hepatology. 2007;45(1):118-127 7. Jaskowski TD, Nandakumar V, Novis CL, Palmer M, Tebo AE. Presence of anti-gp210 or anti-sp100 antibodies in AMA-positive patients may help support a diagnosis of primary biliary cholangitis. Clin Chim Acta. 2023;540:117219 8. Munoz-Sanchez G, Perez-Isidro A, Ortiz de Landazuri I, et al. Working algorithms and detection methods of autoantibodies in autoimmune liver disease: A nationwide study. Diagnostics (Basel). 2022;12:697 9. Favoino E, Grapsi E, Barbuti G, et al. Systemic sclerosis and primary biliary cholangitis share an antibody population with identical specificity. Clin Exp Immunol. 2023;212(1):32-38 10. Wei Q, Jiang Y, Xie J, et al. Investigation and analysis of HEp 2 indirect immunofluorescence titers and patterns in various liver diseases [published correction appears in Clin Rheumatol. 2021 Apr;40(4):1667].Clin Rheumatol. 2020;39(8):2425-2432. doi:10.1007/s10067-020-04950-7 | This test is intended for the semi-quantitative detection of anti-gp210 antibody of the IgG class in human serum. A purified peptide corresponding to a portion of the gp210 protein is bound to the wells of a polystyrene microwell plate. Pre-diluted controls and diluted patient sera are added to separate wells, allowing any gp210 antibodies present to bind to the immobilized antigen. Unbound sample is washed away, and an enzyme labeled anti-human IgG conjugate is added to each well. A second incubation allows the enzyme labeled anti-human IgG to bind to any patient antibodies, which have become attached to the microwells. After washing away any unbound enzyme labeled anti-human IgG, the remaining enzyme activity is measured by adding a chromogenic substrate and measuring the intensity of the color that develops. The assay can be evaluated spectrophotometrically by measuring and comparing the color intensity that develops in the patient wells with the control in the control wells.(Package insert: QUANTA Lite gp210 ELISA 708995. INOVA Diagnostics; Rev. 5, 04/2019) | 2 to 8 days | 14 days | This test has been cleared, approved, or is exempt by the US Food and Drug Administration and is used per manufacturer's instructions. Performance characteristics were verified by Mayo Clinic in a manner consistent with CLIA requirements. | 83516 | GP210 Antibody, IgG, S | 96560-8 | GP210 | GP210 Antibody, IgG, S | 96560-8
LAGGT | Granulocyte Antibodies, Serum | Work-up of individuals having febrile, nonhemolytic transfusion reactions Detection of individuals with autoimmune neutropenia This test isnot useful forthe diagnosis of neutropenia caused by marrow suppression by drugs or tumors. | Indirect Immunofluorescence | Yes | Granulocyte Ab, S | Serum Red | Collection Container/Tube:Red top Submission Container/Tube:Plastic vial Specimen Volume:1.5 mL Collection Instructions: Centrifuge and aliquot serum into a plastic vial. Additional Information: Only pretransfusion reaction specimen is acceptable. | 0.3 mL | Granulocyte antibodies are induced by pregnancy or prior transfusion and are associated with febrile, nonhemolytic transfusion reactions. Patients who have been immunized by previous transfusions, pregnancies, or allografts frequently experience febrile, nonhemolytic transfusion reactions that must be distinguished from hemolysis before further transfusions can be safely administered. Granulocyte antibodies may also be present in autoimmune neutropenia. | Not applicable | A positive result in an individual being worked up for a febrile transfusion reaction indicates the need for leukocyte-poor(filtered) red blood cells. This test cannot distinguish between allo- and autoantibodies | No significant cautionary statements | 1. Flesch BK, Reil A. Molecular genetics of the human neutrophil antigens. Transfus Med Hemother. 2018;45(5):300-309. doi:10.1159/000491031 2. Gottschall JL, Triulzi DJ, Curtis B, et al. The frequency and specificity of human neutrophil antigen antibodies in a blood donor population. Transfusion. 2011;51(4):820-827. doi:10.1111/j.1537-2995.2010.02913.x | Purified granulocyte preparations from normal donors are incubated with patient's test serum and then with fluorescein-tagged antihuman globulin reagent. Sera containing the antibodies deposit immunoglobulin on the target cell membrane, which is detected by the second stage antibody and visualized by fluorescence microscopy.(Verheugt FW, von dem Borne AE, Decary F, Engelfreit CP. The detection of granulocyte alloantibodies with an indirect immunofluorescence test. Br J Haematol. 1997;36(4):533-534) | 7 to 15 days | 7 days | This test was developed and its performance characteristics determined by Mayo Clinic in a manner consistent with CLIA requirements. It has not been cleared or approved by the US Food and Drug Administration. | 86021 | Granulocyte Ab, S | 35279-9 | LAGG | Granulocyte Ab, S | 35279-9
GMCSF | Granulocyte Monocyte-Colony Stimulating Factor, Plasma | Measuring the concentration of granulocyte macrophage-colony stimulating factor (GM-CSF) in plasma Understanding the etiology of chronic inflammatory diseases or infections, when used in conjunction with clinical information and other laboratory testing Research studies in which an assessment of the GM-CSF response is needed | Bead-Based Multiplex Immunoassay | Yes | GM-CSF, P | Plasma EDTA | Supplies:Sarstedt Aliquot Tube, 5 mL (T914) Collection Container/Tube:Lavender-top (EDTA) Submission Container/Tube:Plastic vial Specimen Volume:0.5 mL Collection Instructions: 1. Immediately after specimen collection, place tube on wet ice. 2. Centrifuge at 4 degrees C, 1500 x g for 10 minutes. 3. Aliquot plasma into plastic vial. 4. Freeze specimen within 2 hours of collection. | 0.3 mL | Granulocyte macrophage-colony stimulating factor (GM-CSF) was initially characterized as a hematopoietic growth factor, acting on bone marrow progenitor and inducing differentiation and proliferation of myeloid cells.(1) GM-CSF gene-deficient mice, however, displayed no changes in steady state myelopoiesis. In contrast, the predominant phenotype of the GM-CSF knock-out mouse was similar to that of human pulmonary alveolar proteinosis (PAP), a condition which is characterized by an accumulation of pulmonary surfactant.(2) Subsequently, it was observed that approximately 90% of human PAP, referred to as autoimmune PAP, is associated with autoantibodies specific for GM-CSF.(3) Taken together, evidence from mice and humans point to a critical role for GM-CSF in maintenance of proper alveolar macrophage function. GM-CSF has also been shown to play an important role in the regulation of innate and adaptive immune responses. These observations led to additional studies probing the role of this molecule in chronic inflammatory and autoimmune diseases. One of the first studies in this area demonstrated that patients with severe and moderate rheumatoid arthritis (RA) had plasma GM-CSF concentrations that were significantly elevated compared to healthy controls.(5) In addition, treatment of patients with Felty syndrome and RA with GM-CSF, which was administered in an attempt to increase neutrophil counts, led to exacerbation of the inflammatory arthritis.(6) In a recent study, elevated serum concentrations of GM-CSF were detected in patients with radiographic axial spondyloarthropathy (SpA) compared to controls, and concentrations of this cytokine correlated with disease activity score.(7) It is now well accepted that GM-CSF plays a role in the pathology of a variety of chronic inflammatory diseases and, as such, is a viable therapeutic target.(9) There are currently 4 monoclonal antibodies targeting the GM-CSF pathway.(8) One of the first, mavrilimumab, is specific for the alpha-chain of the GM-CSF receptor. Two phase IIb clinical trials in RA showed significant improvements in disease activity compared to placebo without any significant side effects or adverse events. Improvements were rapid (within 2 weeks) and dose dependent. The remaining 3 biologics, otilimab, namilumab, and lenzilumab, target GM-CSF directly. Several phase II clinical trials of namilumab in RA and plaque psoriasis have been completed, and a phase IIa trial in axial spondyloarthropathy is currently recruiting. Otilimab is being evaluated in 2 phase II clinical trials specifically targeting RA patients who have shown poor response to disease-modifying antirheumatic drugs or other treatments. Lenzilumab is currently being evaluated as a novel therapeutic in asthma. | <15.0 pg/mL | Elevated granulocyte macrophage-colony stimulating factor (GM-CSF) concentrations could be consistent with the presence of an inflammatory process or infection. | Results from granulocyte macrophage-colony stimulating factor (GM-CSF) testing should not be used to establish or exclude a specific diagnosis. GM-CSF testing should only be used in conjunction with clinical information and other laboratory testing as part of a patient's overall assessment. Normal concentration of GM-CSF does not exclude the possibility of infection or other inflammatory condition. GM-CSF concentrations could be affected by immunomodulatory agents. GM-CSF is a myelopoietic growth factor with pleiotropic effects; a comprehensive cytokine evaluation, such as CYPAN / Cytokine Panel, Plasma may be more useful in overall disease assessment or pathophysiology. | 1. Hamilton JA. GM-CSF in inflammation. J Exp Med. 2020;21(1):e20190945 2. Stanley E, Lieschke GJ, Grail D, et al. Granulocyte/macrophage colony-stimulating factor-deficient mice show no major perturbation of hematopoiesis but develop a characteristic pulmonary pathology. Proc Natl Acad Sci USA. 1994;91(12):5592-5596 3. Sakagami T, Uchida K, Suzuk T, et al. Human GM-CSF autoantibodies and reproduction of pulmonary alveolar proteinosis. N Eng J Med. 2009;361(27):2679-2681 4. Wicks IP, Roberts AW. Targeting GM-CSF in inflammatory diseases. Nat Rev Rheumatol. 2016;12(1);37-48 5. Fiehn C, Wermann M, Pezzutto A, Hufner M, Heilig B. Plasma GM-CSF concentrations in rheumatoid arthritis, systemic lupus erythematosus and spondyloarthropathy. Z Rheumatol. 1992;51(3);121-126 6. Hazenberg BP, Van Leeuwen MA, Van Rijswijk MH, Stern AC, Vellenga E. Correction of granulocytopenia in Felty's syndrome by granulocyte-macrophage colony-stimulating factor. Simultaneous induction of interleukin-6 and flare-up of the arthritis. Blood. 1989;74(8);2769-2770 7. Papagoras C, Tsiami S, Chrysanthopoulou A, Mitroulis I, Baraliakos X. Serum granulocyte-macrophage colony-stimulating factor (GM-CSF) is increased in patients with active radiographic axial spondyloarthritis and persists despite anti-TNF treatment. Arthritis Res Ther. 2022;24(1):195 8. Lee KMC, Achuthan AA, Hamilton JA. GM-CSF: A promising target in inflammation and autoimmunity. Immunotargets Ther. 2020;9:225-240 9. Lazarus HM, Ragsdale CE, Gale RP, Lyman GH. Sargramostim (rhu GM-CSF) as cancer therapy (systematic review) and an immunomodulator. A drug before its time? Front Immunol. 2021;12:706186 | Analyte-specific antibodies are precoated onto color-coded magnetic microparticles. Samples are diluted 1:2 in a mixing plate. Then standards, samples, and microparticles are pipetted into wells, and the immobilized antibodies capture the analytes of interest. Unbound substances are washed away while the magnetic microparticles are immobilized. Next, a biotinylated analyte specific antibody cocktail is added to each well. Following a wash to remove any unbound biotinylated antibody, streptavidin-phycoerythrin conjugate (Streptavidin-PE), is added to each well. After removal of unbound Streptavidin-PE and resuspension of the microparticles in buffer, the plate is analyzed using a Luminex FLEXMAP 3D analyzer. A charged-coupled device camera captures an image of each well and data reduction is performed using the XPONENT software.(Unpublished Mayo method) | 2 to 8 days | 14 days | This test was developed and its performance characteristics determined by Mayo Clinic in a manner consistent with CLIA requirements. It has not been cleared or approved by the US Food and Drug Administration. | 83520 | GM-CSF, P | 97054-1 | 618775 | GM-CSF | 97054-1
GRANB | Granzyme B Immunostain, Technical Component Only | Classification of lymphomas | Immunohistochemistry (IHC) | Yes | Granzyme B IHC, Tech Only | For the initial technical component only immunohistochemical (IHC) stain performed, the appropriate bill-only test ID will be reflexed and charged (IHTOI). For each additional technical component only IHC stain performed, an additional bill-only test ID will be reflexed and charged (IHTOA). | Supplies:Immunostain Technical Only Envelope (T693) Specimen Type:Tissue Container/Tube:Immunostain Technical Only Envelope Preferred:2 Unstained positively charged glass slide (25- x 75- x 1-mm) per test ordered; sections 4-microns thick Acceptable:Formalin-fixed, paraffin-embedded tissue block |  | Granzyme B is a cytotoxic granule-associated protein, expressed constitutively in natural killer cells and in activated cytotoxic T cells. The immunostain is used to characterize T-cell lymphomas with a cytotoxic phenotype. | NA | This test does not include pathologist interpretation, only technical performance of the stain. If interpretation is required, order PATHC / Pathology Consultation for a full diagnostic evaluation or second opinion of the case. The positive and negative controls are verified as showing appropriate immunoreactivity. If a control tissue is not included on the slide, a scanned image of the relevant quality control tissue is available upon request; call 855-516-8404. Interpretation of this test should be performed in the context of the patient's clinical history and other diagnostic tests by a qualified pathologist. | Age of a cut paraffin section can affect immunoreactivity. Stability thresholds vary widely among published literature and are antigen dependent. Best practice is for paraffin sections to be cut within 6 weeks. | 1. Kadara H, Choi M, Zhang J, et al. Whole-exome sequencing and immune profiling of early-stage lung adenocarcinoma with fully annotated clinical follow-up. Ann Oncol. 2017;28(1):75-82. doi:10.1093/annonc/mdw436 2. Duan M, Goswami S, Shi JY, et al. Activated and exhausted MAIT cells foster disease progression and indicate poor outcome in hepatocellular carcinoma. Clin Cancer Res. 2019;25(11):3304-3316. doi:10.1158/1078-0432.CCR-18-3040 3. Pakish JB, Zhang Q, Chen Z, et al. Immune microenvironment in microsatellite-instable endometrial cancers: hereditary or sporadic origin matters. Clin Cancer Res. 2017;23(15):4473-4481. doi:10.1158/1078-0432.CCR-16-2655 4. Magaki S, Hojat SA, Wei B, So A, Yong WH. An introduction to the performance of immunohistochemistry. Methods Mol Biol. 2019;1897:289-298. doi:10.1007/978-1-4939-8935-5_25 | Immunohistochemistry on sections of paraffin-embedded tissue.(Unpublished Mayo method) | 1 to 3 days | Until staining is complete. | This test has been cleared, approved, or is exempt by the US Food and Drug Administration and is used per manufacturer's instructions. Performance characteristics were verified by Mayo Clinic in a manner consistent with CLIA requirements. |  | Granzyme B IHC, Tech Only | Order only;no result | 70762 | Granzyme B IHC, Tech Only | Bill only; no result
FGRPG | Grape IgG |  | Enzyme Immunoassay (FEIA) | No | Grape IgG | Serum | Draw blood in a plain red-top tube(s), serum gel tube(s) is acceptable. Spin down and send 0.5 mL of serum refrigerated in a plastic vial. | 0.5 mL |  | Reference ranges have not been established for food-specific IgG tests. The clinical utility of food-specific IgG tests has not been established. These tests can be used in special clinical situations to select foods for evaluation by diet elimination and challenge in patients who have food-related complaints. It should be recognized that the presence of food-specific IgG alone cannot be taken as evidence of food allergy and only indicates immunologic sensitization by the food allergen in question. This test should only be ordered by physicians who recognize the limitations of the test. |  |  |  |  | 3 to 7 days |  | This test was developed and its performance characteristics determined by Viracor Eurofins. It has not been cleared or approved by the U.S. Food and Drug Administration. | 86001 | Grape IgG | 60376-1 | FGRPG | Grape IgG | 60376-1
GRAP | Grape, IgE, Serum | Establishing a diagnosis of an allergy to grape Defining the allergen responsible for eliciting signs and symptoms Identifying allergens: -Responsible for allergic response and/or anaphylactic episode -To confirm sensitization prior to beginning immunotherapy -To investigate the specificity of allergic reactions to insect venom allergens, drugs, or chemical allergens | Fluorescence Enzyme Immunoassay (FEIA) | Yes | Grape, IgE | Serum | Collection Container/Tube: Preferred:Serum gel Acceptable:Red top Submission Container/Tube:Plastic vial Specimen Volume:0.5 mL for every 5 allergens requested Collection Instructions:Centrifuge and aliquot serum into a plastic vial. | For 1 allergen: 0.3 mL For more than 1 allergen: (0.05 mL x number of allergens) + 0.25 mL deadspace | Clinical manifestations of immediate hypersensitivity (allergic) diseases are caused by the release of proinflammatory mediators (histamine, leukotrienes, and prostaglandins) from IgE-sensitized effector cells (mast cells and basophils) when cell-bound IgE antibodies interact with an allergen. In vitro serum testing for IgE antibodies provides an indication of the immune response to allergens that may be associated with allergic disease. The allergens chosen for testing often depend upon the age of the patient, history of allergen exposure, season of the year, and clinical manifestations. In individuals predisposed to develop allergic disease, the sequence of sensitization and clinical manifestations proceed as follows: eczema and respiratory disease (rhinitis and bronchospasm) in infants and children less than 5 years due to food sensitivity (milk, egg, soy, and wheat proteins) followed by respiratory disease (rhinitis and asthma) in older children and adults due to sensitivity to inhalant allergens (dust mite, mold, and pollen inhalants). | Class,IgE kU/L,Interpretation, 0,<0.10,Negative, 0/1,0.10-0.34,Borderline/equivocal, 1,0.35-0.69,Equivocal, 2,0.70-3.49,Positive, 3,3.50-17.4,Positive, 4,17.5-49.9,Strongly positive, 5,50.0-99.9,Strongly positive, 6,> or =100,Strongly positive, | Detection of IgE antibodies in serum (class 1 or greater) indicates an increased likelihood of allergic disease as opposed to other etiologies and defines the allergens that may be responsible for eliciting signs and symptoms. The level of IgE antibodies in serum varies directly with the concentration of IgE antibodies expressed as a class score or kU/L. | Testing for IgE antibodies is not useful in patients previously treated with immunotherapy to determine if residual clinical sensitivity exists or in patients in whom the medical management does not depend upon identification of allergen specificity. Some individuals with clinically insignificant sensitivity to allergens may have measurable levels of IgE antibodies in serum, and test results must be interpreted in the clinical context. False-positive results for IgE antibodies may occur in patients with markedly elevated serum IgE (>2500 kU/L) due to nonspecific binding to allergen solid phases. | Homburger HA, Hamilton RG: Allergic diseases. In: McPherson RA, Pincus MR, eds. Henry's Clinical Diagnosis and Management by Laboratory Methods. 23rd ed.Elsevier; 2017:1057-1070 | Specific IgE from the patient's serum reacts with the allergen of interest, which is covalently coupled to an ImmunoCAP. After washing away nonspecific IgE, enzyme-labeled anti-IgE antibody is added to form a complex. After incubation, unbound anti-IgE is washed away, and the bound complex incubated with a developing agent. After stopping the reaction, the fluorescence of the eluate is measured. Fluorescence is proportional to the amount of specific IgE present in the patient's sample (ie, the higher the fluorescence value, the more IgE antibody is present).(Package insert: ImmunoCAP System Specific IgE FEIA. Phadia; Rev 06/2020) | Same day/1 to 3 days | 14 days | This test has been cleared, approved, or is exempt by the US Food and Drug Administration and is used per manufacturer's instructions. Performance characteristics were verified by Mayo Clinic in a manner consistent with CLIA requirements. | 86003 | Grape, IgE | 6841-1 | GRAP | Grape, IgE | 6841-1
GRFR | Grapefruit, IgE, Serum | Establishing a diagnosis of an allergy to grapefruit Defining the allergen responsible for eliciting signs and symptoms Identifying allergens: -Responsible for allergic response and/or anaphylactic episode -To confirm sensitization prior to beginning immunotherapy -To investigate the specificity of allergic reactions to insect venom allergens, drugs, or chemical allergens | Fluorescence Enzyme Immunoassay (FEIA) | Yes | Grapefruit, IgE | Serum | Collection Container/Tube: Preferred:Serum gel Acceptable:Red top Submission Container/Tube:Plastic vial Specimen Volume:0.5 mL for every 5 allergens requested Collection Instructions:Centrifuge and aliquot serum into a plastic vial. | For 1 allergen: 0.3 mL For more than 1 allergen: (0.05 mL x number of allergens) + 0.25 mL deadspace | Clinical manifestations of immediate hypersensitivity (allergic) diseases are caused by the release of proinflammatory mediators (histamine, leukotrienes, and prostaglandins) from IgE-sensitized effector cells (mast cells and basophils) when cell-bound IgE antibodies interact with an allergen. In vitro serum testing for IgE antibodies provides an indication of the immune response to allergens that may be associated with allergic disease. The allergens chosen for testing often depend upon the age of the patient, history of allergen exposure, season of the year, and clinical manifestations. In individuals predisposed to develop allergic disease, the sequence of sensitization and clinical manifestations proceed as follows: eczema and respiratory disease (rhinitis and bronchospasm) in infants and children less than 5 years due to food sensitivity (milk, egg, soy, and wheat proteins) followed by respiratory disease (rhinitis and asthma) in older children and adults due to sensitivity to inhalant allergens (dust mite, mold, and pollen inhalants). | Class,IgE kU/L,Interpretation, 0,<0.10,Negative, 0/1,0.10-0.34,Borderline/equivocal, 1,0.35-0.69,Equivocal, 2,0.70-3.49,Positive, 3,3.50-17.4,Positive, 4,17.5-49.9,Strongly positive, 5,50.0-99.9,Strongly positive, 6,> or =100,Strongly positive, | Detection of IgE antibodies in serum (class 1 or greater) indicates an increased likelihood of allergic disease as opposed to other etiologies and defines the allergens that may be responsible for eliciting signs and symptoms. The level of IgE antibodies in serum varies directly with the concentration of IgE antibodies expressed as a class score or kU/L. | Testing for IgE antibodies is not useful in patients previously treated with immunotherapy to determine if residual clinical sensitivity exists or in patients in whom the medical management does not depend upon identification of allergen specificity. Some individuals with clinically insignificant sensitivity to allergens may have measurable levels of IgE antibodies in serum, and test results must be interpreted in the clinical context. False-positive results for IgE antibodies may occur in patients with markedly elevated serum IgE (>2500 kU/L) due to nonspecific binding to allergen solid phases. | Homburger HA, Hamilton RG: Allergic diseases. In: McPherson RA, Pincus MR, eds. Henry's Clinical Diagnosis and Management by Laboratory Methods. 23rd ed.Elsevier; 2017:1057-1070 | Specific IgE from the patient's serum reacts with the allergen of interest, which is covalently coupled to an ImmunoCAP. After washing away nonspecific IgE, enzyme-labeled anti-IgE antibody is added to form a complex. After incubation, unbound anti-IgE is washed away, and the bound complex incubated with a developing agent. After stopping the reaction, the fluorescence of the eluate is measured. Fluorescence is proportional to the amount of specific IgE present in the patient's sample (ie, the higher the fluorescence value, the more IgE antibody is present).(Package insert: ImmunoCAP System Specific IgE FEIA. Phadia; Rev 06/2020) | Same day/1 to 3 days | 14 days | This test has been cleared, approved, or is exempt by the US Food and Drug Administration and is used per manufacturer's instructions. Performance characteristics were verified by Mayo Clinic in a manner consistent with CLIA requirements. | 86003 | Grapefruit, IgE | 6131-7 | GRFR | Grapefruit, IgE | 6131-7
GRAS1 | Grass Panel # 1, Serum | Establishing a diagnosis of an allergy toJune/Kentucky blue, meadow fescue, orchard,rye, and timothy Defining the allergen responsible for eliciting signs and symptoms Identifying allergens: -Responsible for allergic response and/or anaphylactic episode -To confirm sensitization prior to beginning immunotherapy -To investigate the specificity of allergic reactions to insect venom allergens, drugs, or chemical allergens Testing for IgE antibodies isnot usefulin patients previously treated with immunotherapy to determine if residual clinical sensitivity exists, or in patients in whom the medical management does not depend upon identification of allergen specificity. | Fluorescence Enzyme Immunoassay (FEIA) | Yes | Grass Panel # 1 | Includes testing for June/Kentucky blue, meadow fescue, orchard,rye, and timothy allergen. | Collection Container/Tube: Preferred:Serum gel Acceptable:Red top Submission Container/Tube:Plastic vial Specimen Volume:0.5 mL for every 5 allergens requested Collection Instructions:Centrifuge and aliquot serum into a plastic vial. | 0.3 mL | Clinical manifestations of immediate hypersensitivity (allergic) diseases are caused by the release of proinflammatory mediators (histamine, leukotrienes, and prostaglandins) from IgE-sensitized effector cells (mast cells and basophils) when cell-bound IgE antibodies interact with an allergen. In vitro serum testing for IgE antibodies provides an indication of the immune response to allergens that may be associated with allergic disease. The allergens chosen for testing often depend upon the age of the patient, history of allergen exposure, season of the year, and clinical manifestations. In individuals predisposed to develop allergic disease, the sequence of sensitization and clinical manifestations proceed as follows: eczema and respiratory disease (rhinitis and bronchospasm) in infants and children less than 5 years due to food sensitivity (milk, egg, soy, and wheat proteins) followed by respiratory disease (rhinitis and asthma) in older children and adults due to sensitivity to inhalant allergens (dust mite, mold, and pollen inhalants). | Class,IgE kU/L,Interpretation, 0,<0.10,Negative, 0/1,0.10-0.34,Borderline/equivocal, 1,0.35-0.69,Equivocal, 2,0.70-3.49,Positive, 3,3.50-17.4,Positive, 4,17.5-49.9,Strongly positive, 5,50.0-99.9,Strongly positive, 6,> or =100,Strongly positive, | Detection of IgE antibodies in serum (class 1 or greater) indicates an increased likelihood of allergic disease as opposed to other etiologies and defines the allergens that may be responsible for eliciting signs and symptoms. The level of IgE antibodies in serum varies directly with the concentration of IgE antibodies expressed as a class score or kU/L. | Testing for IgE antibodies is not useful in patients previously treated with immunotherapy to determine if residual clinical sensitivity exists or in patients in whom the medical management does not depend upon identification of allergen specificity. Some individuals with clinically insignificant sensitivity to allergens may have measurable levels of IgE antibodies in serum, and test results must be interpreted in the clinical context. False-positive results for IgE antibodies may occur in patients with markedly elevated serum IgE (>2500 kU/L) due to nonspecific binding to allergen solid phases. | Homburger HA, Hamilton RG: Allergic diseases. In: McPherson RA, Pincus MR, eds. Henry's Clinical Diagnosis and Management by Laboratory Methods. 23rd ed.Elsevier; 2017:1057-1070 | Specific IgE from the patient's serum reacts with the allergen of interest, which is covalently coupled to an ImmunoCAP. After washing away nonspecific IgE, enzyme-labeled anti-IgE antibody is added to form a complex. After incubation, unbound anti-IgE is washed away, and the bound complex incubated with a developing agent. After stopping the reaction, the fluorescence of the eluate is measured. Fluorescence is proportional to the amount of specific IgE present in the patient's sample (ie, the higher the fluorescence value, the more IgE antibody is present).(Package insert: ImmunoCAP System Specific IgE FEIA. Phadia; Rev 06/2020) | Same day/1 to 3 days | 14 days | This test has been cleared, approved, or is exempt by the US Food and Drug Administration and is used per manufacturer's instructions. Performance characteristics were verified by Mayo Clinic in a manner consistent with CLIA requirements. | 86003 | Grass Panel # 1 | 30189-5 | GRAS1 | Grass Panel # 1 | 30189-5
GRAS2 | Grass Panel # 2, Serum | Establishing a diagnosis of an allergy toBahia, Bermuda,Johnson, June/Kentucky blue,rye, and timothy Defining the allergen responsible for eliciting signs and symptoms Identifying allergens: -Responsible for allergic response and/or anaphylactic episode -To confirm sensitization prior to beginning immunotherapy -To investigate the specificity of allergic reactions to insect venom allergens, drugs, or chemical allergens Testing for IgE antibodies isnot usefulin patients previously treated with immunotherapy to determine if residual clinical sensitivity exists, or in patients in whom the medical management does not depend upon identification of allergen specificity. | Fluorescence Enzyme Immunoassay (FEIA) | Yes | Grass Panel # 2 | Includes testing for Bahia, Bermuda,Johnson, June/Kentucky blue,rye, and timothy allergen. | Collection Container/Tube: Preferred:Serum gel Acceptable:Red top Submission Container/Tube:Plastic vial Specimen Volume:0.5 mL for every 5 allergens requested Collection Instructions:Centrifuge and aliquot serum into a plastic vial. | 0.3 mL | Clinical manifestations of immediate hypersensitivity (allergic) diseases are caused by the release of proinflammatory mediators (histamine, leukotrienes, and prostaglandins) from IgE-sensitized effector cells (mast cells and basophils) when cell-bound IgE antibodies interact with an allergen. In vitro serum testing for IgE antibodies provides an indication of the immune response to allergens that may be associated with allergic disease. The allergens chosen for testing often depend upon the age of the patient, history of allergen exposure, season of the year, and clinical manifestations. In individuals predisposed to develop allergic disease, the sequence of sensitization and clinical manifestations proceed as follows: eczema and respiratory disease (rhinitis and bronchospasm) in infants and children less than 5 years due to food sensitivity (milk, egg, soy, and wheat proteins) followed by respiratory disease (rhinitis and asthma) in older children and adults due to sensitivity to inhalant allergens (dust mite, mold, and pollen inhalants). | Class,IgE kU/L,Interpretation, 0,<0.10,Negative, 0/1,0.10-0.34,Borderline/equivocal, 1,0.35-0.69,Equivocal, 2,0.70-3.49,Positive, 3,3.50-17.4,Positive, 4,17.5-49.9,Strongly positive, 5,50.0-99.9,Strongly positive, 6,> or =100,Strongly positive, | Detection of IgE antibodies in serum (class 1 or greater) indicates an increased likelihood of allergic disease as opposed to other etiologies and defines the allergens that may be responsible for eliciting signs and symptoms. The level of IgE antibodies in serum varies directly with the concentration of IgE antibodies expressed as a class score or kU/L. | Testing for IgE antibodies is not useful in patients previously treated with immunotherapy to determine if residual clinical sensitivity exists or in patients in whom the medical management does not depend upon identification of allergen specificity. Some individuals with clinically insignificant sensitivity to allergens may have measurable levels of IgE antibodies in serum, and test results must be interpreted in the clinical context. False-positive results for IgE antibodies may occur in patients with markedly elevated serum IgE (>2500 kU/L) due to nonspecific binding to allergen solid phases. | Homburger HA, Hamilton RG: Allergic diseases. In: McPherson RA, Pincus MR, eds. Henry's Clinical Diagnosis and Management by Laboratory Methods. 23rd ed.Elsevier; 2017:1057-1070 | Specific IgE from the patient's serum reacts with the allergen of interest, which is covalently coupled to an ImmunoCAP. After washing away nonspecific IgE, enzyme-labeled anti-IgE antibody is added to form a complex. After incubation, unbound anti-IgE is washed away, and the bound complex incubated with a developing agent. After stopping the reaction, the fluorescence of the eluate is measured. Fluorescence is proportional to the amount of specific IgE present in the patient's sample (ie, the higher the fluorescence value, the more IgE antibody is present).(Package insert: ImmunoCAP System Specific IgE FEIA. Phadia; Rev 06/2020) | Same day/1 to 3 days | 14 days | This test has been cleared, approved, or is exempt by the US Food and Drug Administration and is used per manufacturer's instructions. Performance characteristics were verified by Mayo Clinic in a manner consistent with CLIA requirements. | 86003 | Grass Panel # 2 | 30188-7 | GRAS2 | Grass Panel # 2 | 30188-7
GRAS3 | Grass Panel # 3, Serum | Establishing a diagnosis of an allergy tocultivatedrye,rye, sweet vernal, timothy, and velvet leaf Defining the allergen responsible for eliciting signs and symptoms Identifying allergens: -Responsible for allergic response and/or anaphylactic episode -To confirm sensitization prior to beginning immunotherapy -To investigate the specificity of allergic reactions to insect venom allergens, drugs, or chemical allergens Testing for IgE antibodies isnot usefulin patients previously treated with immunotherapy to determine if residual clinical sensitivity exists, or in patients in whom the medical management does not depend upon identification of allergen specificity. | Fluorescence Enzyme Immunoassay (FEIA) | Yes | Grass Panel # 3 | Includes testing for cultivatedrye,rye, sweet vernal, timothy, and velvet leaf allergen. | Collection Container/Tube: Preferred:Serum gel Acceptable:Red top Submission Container/Tube:Plastic vial Specimen Volume:0.5 mL for every 5 allergens requested Collection Instructions:Centrifuge and aliquot serum into a plastic vial. | 0.3 mL | Clinical manifestations of immediate hypersensitivity (allergic) diseases are caused by the release of proinflammatory mediators (histamine, leukotrienes, and prostaglandins) from IgE-sensitized effector cells (mast cells and basophils) when cell-bound IgE antibodies interact with an allergen. In vitro serum testing for IgE antibodies provides an indication of the immune response to allergens that may be associated with allergic disease. The allergens chosen for testing often depend upon the age of the patient, history of allergen exposure, season of the year, and clinical manifestations. In individuals predisposed to develop allergic disease, the sequence of sensitization and clinical manifestations proceed as follows: eczema and respiratory disease (rhinitis and bronchospasm) in infants and children less than 5 years due to food sensitivity (milk, egg, soy, and wheat proteins) followed by respiratory disease (rhinitis and asthma) in older children and adults due to sensitivity to inhalant allergens (dust mite, mold, and pollen inhalants). | Class,IgE kU/L,Interpretation, 0,<0.10,Negative, 0/1,0.10-0.34,Borderline/equivocal, 1,0.35-0.69,Equivocal, 2,0.70-3.49,Positive, 3,3.50-17.4,Positive, 4,17.5-49.9,Strongly positive, 5,50.0-99.9,Strongly positive, 6,> or =100,Strongly positive, | Detection of IgE antibodies in serum (class 1 or greater) indicates an increased likelihood of allergic disease as opposed to other etiologies and defines the allergens that may be responsible for eliciting signs and symptoms. The level of IgE antibodies in serum varies directly with the concentration of IgE antibodies expressed as a class score or kU/L. | Testing for IgE antibodies is not useful in patients previously treated with immunotherapy to determine if residual clinical sensitivity exists or in patients in whom the medical management does not depend upon identification of allergen specificity. Some individuals with clinically insignificant sensitivity to allergens may have measurable levels of IgE antibodies in serum, and test results must be interpreted in the clinical context. False-positive results for IgE antibodies may occur in patients with markedly elevated serum IgE (>2500 kU/L) due to nonspecific binding to allergen solid phases. | Homburger HA, Hamilton RG: Allergic diseases. In: McPherson RA, Pincus MR, eds. Henry's Clinical Diagnosis and Management by Laboratory Methods. 23rd ed.Elsevier; 2017:1057-1070 | Specific IgE from the patient's serum reacts with the allergen of interest, which is covalently coupled to an ImmunoCAP. After washing away nonspecific IgE, enzyme-labeled anti-IgE antibody is added to form a complex. After incubation, unbound anti-IgE is washed away, and the bound complex incubated with a developing agent. After stopping the reaction, the fluorescence of the eluate is measured. Fluorescence is proportional to the amount of specific IgE present in the patient's sample (ie, the higher the fluorescence value, the more IgE antibody is present).(Package insert: ImmunoCAP System Specific IgE FEIA. Phadia; Rev 06/2020) | Same day/1 to 3 days | 14 days | This test has been cleared, approved, or is exempt by the US Food and Drug Administration and is used per manufacturer's instructions. Performance characteristics were verified by Mayo Clinic in a manner consistent with CLIA requirements. | 86003 | Grass Panel # 3 | 50654-3 | GRAS3 | Grass Panel # 3 | 50654-3
GAB1 | GRB2-Associated Binding Protein 1 (GAB1) Immunostain, Technical Component Only | Identification and differentiation of medulloblastomas | Immunohistochemistry (IHC) | Yes | GAB1 IHC, Tech Only | For the initial technical component only immunohistochemical (IHC) stain performed, the appropriate bill-only test ID will be reflexed and charged (IHTOI). For each additional technical component only IHC stain performed, an additional bill-only test ID will be reflexed and charged (IHTOA). | Supplies:Immunostain Technical Only Envelope (T693) Specimen Type:Tissue Container/Tube:Immunostain Technical Only Envelope Preferred:2 Unstained positively charged glass slide (25- x 75- x 1-mm) per test ordered; sections 4-microns thick Acceptable:Formalin-fixed, paraffin-embedded tissue block |  | GAB1 (growth factor receptor bound protein 2-associated protein) is an adapter protein that is involved in growth, transformation, and apoptosis. GAB1 can be used with a panel of immunohistochemical markers in the classification of medulloblastomas into SHH (sonic hedgehog), WNT (wingless-type murine mammary tumor), or non-SHH/WNT subgroups. |  | This test does not include pathologist interpretation, only technical performance of the stain. If interpretation is required, order PATHC / Pathology Consultation for a full diagnostic evaluation or second opinion of the case. The positive and negative controls are verified as showing appropriate immunoreactivity. If a control tissue is not included on the slide, a scanned image of the relevant quality control tissue is available upon request; call 855-516-8404. Interpretation of this test should be performed in the context of the patient's clinical history and other diagnostic tests by a qualified pathologist. | Age of a cut paraffin section can affect immunoreactivity. Stability thresholds vary widely among published literature and are antigen dependent. Best practice is for paraffin sections to be cut within 6 weeks. | 1. Ellison DW, Dalton J, Kocak M, et al. Medulloblastoma clinicopathological correlates of SHH, WNT, and non-SHH/WNT molecular subgroups. Acta Neuropathol. 2011;121(3):381-396 2. Northcott PA, Korshunov A, Witt H, et al. Medulloblastoma comprises four distinct molecular variants. J Clin Oncol. 2011 10;29(11):1408-1414 3. Fan Y, Yang F, Cao X, et al. Gab1 regulates SDF-1-induced progression via inhibition of apoptosis pathway induced by PI3K/AKT/Bcl-2/BAX pathway in human chondrosarcoma. Tumour Biol. 2016;37(1):1141-1149 4. Magaki S, Hojat SA, Wei B, So A, Yong WH. An introduction to the performance of immunohistochemistry. Methods Mol Biol. 2019;1897:289-298. doi:10.1007/978-1-4939-8935-5_25 | Immunohistochemistry on sections of paraffin-embedded tissue.(Unpublished Mayo method) | 1 to 3 days | Until staining is complete. | This test has been cleared, approved, or is exempt by the US Food and Drug Administration and is used per manufacturer's instructions. Performance characteristics were verified by Mayo Clinic in a manner consistent with CLIA requirements. | 88342-TC, primary88341-TC, if additional IHC | GAB1 IHC, Tech Only | Order only;no result | 70750 | GAB1 IHC, Tech Only | Bill only; no result
GRFE | Greek Fennel, IgE, Serum | Establishing the diagnosis of an allergy to greek fennel Defining the allergen responsible for eliciting signs and symptoms Identifying allergens: -Responsible for allergic response and/or anaphylactic episode -To confirm sensitization prior to beginning immunotherapy -To investigate the specificity of allergic reactions to insect venom allergens, drugs, or chemical allergens Testing for IgE antibodies isnot usefulin patients previously treated with immunotherapy to determine if residual clinical sensitivity exists, or in patients in whom the medical management does not depend upon identification of allergen specificity. | Fluorescence Enzyme Immunoassay (FEIA) | Yes | Greek Fennel, IgE | Serum | Collection Container/Tube: Preferred:Serum gel Acceptable:Red top Submission Container/Tube:Plastic vial Specimen Volume:0.5 mL for every 5 allergens requested Collection Instructions:Centrifuge and aliquot serum into a plastic vial. | For 1 allergen: 0.3 mL More than 1 allergen: (0.05 mL x number of allergens) + 0.25 mL dead space | Clinical manifestations of immediate hypersensitivity (allergic) diseases are caused by the release of proinflammatory mediators (histamine, leukotrienes, and prostaglandins) from IgE-sensitized effector cells (mast cells and basophils) when cell-bound IgE antibodies interact with an allergen. In vitro serum testing for IgE antibodies provides an indication of the immune response to allergens that may be associated with allergic disease. The allergens chosen for testing often depend upon the age of the patient, history of allergen exposure, season of the year, and clinical manifestations. In individuals predisposed to develop allergic disease, the sequence of sensitization and clinical manifestations proceed as follows: eczema and respiratory disease (rhinitis and bronchospasm) in infants and children less than 5 years due to food sensitivity (milk, egg, soy, and wheat proteins) followed by respiratory disease (rhinitis and asthma) in older children and adults due to sensitivity to inhalant allergens (dust mite, mold, and pollen inhalants). | Class,IgE kU/L,Interpretation, 0,<0.10,Negative, 0/1,0.10-0.34,Borderline/equivocal, 1,0.35-0.69,Equivocal, 2,0.70-3.49,Positive, 3,3.50-17.4,Positive, 4,17.5-49.9,Strongly positive, 5,50.0-99.9,Strongly positive, 6,> or =100,Strongly positive, | Detection of IgE antibodies in serum (class 1 or greater) indicates an increased likelihood of allergic disease as opposed to other etiologies and defines the allergens that may be responsible for eliciting signs and symptoms. The level of IgE antibodies in serum varies directly with the concentration of IgE antibodies expressed as a class score or kU/L. | Testing for IgE antibodies is not useful in patients previously treated with immunotherapy to determine if residual clinical sensitivity exists or in patients in whom the medical management does not depend upon identification of allergen specificity. Some individuals with clinically insignificant sensitivity to allergens may have measurable levels of IgE antibodies in serum, and test results must be interpreted in the clinical context. False-positive results for IgE antibodies may occur in patients with markedly elevated serum IgE (>2500 kU/L) due to nonspecific binding to allergen solid phases. | Homburger HA, Hamilton RG: Allergic diseases. In: McPherson RA, Pincus MR, eds. Henry's Clinical Diagnosis and Management by Laboratory Methods. 23rd ed.Elsevier; 2017:1057-1070 | Specific IgE from the patient's serum reacts with the allergen of interest, which is covalently coupled to an ImmunoCAP. After washing away nonspecific IgE, enzyme-labeled anti-IgE antibody is added to form a complex. After incubation, unbound anti-IgE is washed away, and the bound complex incubated with a developing agent. After stopping the reaction, the fluorescence of the eluate is measured. Fluorescence is proportional to the amount of specific IgE present in the patient's sample (ie, the higher the fluorescence value, the more IgE antibody is present).(Package insert: ImmunoCAP System Specific IgE FEIA. Phadia; Rev 06/2020) | Same day/1 to 3 days | 14 days | This test was developed and its performance characteristics determined by Mayo Clinic in a manner consistent with CLIA requirements. It has not been cleared or approved by the US Food and Drug Administration. | 86003 | Greek Fennel, IgE | 19739-2 | GRFE | Greek Fennel, IgE | 19739-2
GPEA | Green Pea, IgE, Serum | Establishing a diagnosis of an allergy to green pea Defining the allergen responsible for eliciting signs and symptoms Identifying allergens: -Responsible for allergic response and/or anaphylactic episode -To confirm sensitization prior to beginning immunotherapy -To investigate the specificity of allergic reactions to insect venom allergens, drugs, or chemical allergens | Fluorescence Enzyme Immunoassay (FEIA) | Yes | Green Pea, IgE | Serum | Collection Container/Tube: Preferred:Serum gel Acceptable:Red top Submission Container/Tube:Plastic vial Specimen Volume:0.5 mL for every 5 allergens requested Collection Instructions:Centrifuge and aliquot serum into a plastic vial. | For 1 allergen: 0.3 mL For more than 1 allergen: (0.05 mL x number of allergens) + 0.25 mL deadspace | Clinical manifestations of immediate hypersensitivity (allergic) diseases are caused by the release of proinflammatory mediators (histamine, leukotrienes, and prostaglandins) from IgE-sensitized effector cells (mast cells and basophils) when cell-bound IgE antibodies interact with an allergen. In vitro serum testing for IgE antibodies provides an indication of the immune response to allergens that may be associated with allergic disease. The allergens chosen for testing often depend upon the age of the patient, history of allergen exposure, season of the year, and clinical manifestations. In individuals predisposed to develop allergic disease, the sequence of sensitization and clinical manifestations proceed as follows: eczema and respiratory disease (rhinitis and bronchospasm) in infants and children less than 5 years due to food sensitivity (milk, egg, soy, and wheat proteins) followed by respiratory disease (rhinitis and asthma) in older children and adults due to sensitivity to inhalant allergens (dust mite, mold, and pollen inhalants). | Class,IgE kU/L,Interpretation, 0,<0.10,Negative, 0/1,0.10-0.34,Borderline/equivocal, 1,0.35-0.69,Equivocal, 2,0.70-3.49,Positive, 3,3.50-17.4,Positive, 4,17.5-49.9,Strongly positive, 5,50.0-99.9,Strongly positive, 6,> or =100,Strongly positive, | Detection of IgE antibodies in serum (class 1 or greater) indicates an increased likelihood of allergic disease as opposed to other etiologies and defines the allergens that may be responsible for eliciting signs and symptoms. The level of IgE antibodies in serum varies directly with the concentration of IgE antibodies expressed as a class score or kU/L. | Testing for IgE antibodies is not useful in patients previously treated with immunotherapy to determine if residual clinical sensitivity exists or in patients in whom the medical management does not depend upon identification of allergen specificity. Some individuals with clinically insignificant sensitivity to allergens may have measurable levels of IgE antibodies in serum, and test results must be interpreted in the clinical context. False-positive results for IgE antibodies may occur in patients with markedly elevated serum IgE (>2500 kU/L) due to nonspecific binding to allergen solid phases. | Homburger HA, Hamilton RG: Allergic diseases. In: McPherson RA, Pincus MR, eds. Henry's Clinical Diagnosis and Management by Laboratory Methods. 23rd ed.Elsevier; 2017:1057-1070 | Specific IgE from the patient's serum reacts with the allergen of interest, which is covalently coupled to an ImmunoCAP. After washing away nonspecific IgE, enzyme-labeled anti-IgE antibody is added to form a complex. After incubation, unbound anti-IgE is washed away, and the bound complex incubated with a developing agent. After stopping the reaction, the fluorescence of the eluate is measured. Fluorescence is proportional to the amount of specific IgE present in the patient's sample (ie, the higher the fluorescence value, the more IgE antibody is present).(Package insert: ImmunoCAP System Specific IgE FEIA. Phadia; Rev 06/2020) | Same day/1 to 3 days | 14 days | This test has been cleared, approved, or is exempt by the US Food and Drug Administration and is used per manufacturer's instructions. Performance characteristics were verified by Mayo Clinic in a manner consistent with CLIA requirements. | 86003 | Green Pea, IgE | 6204-2 | GPEA | Green Pea, IgE | 6204-2
GPEP | Green Pepper, IgE, Serum | Establishing the diagnosis of an allergy togreen pepper Defining the allergen responsible for eliciting signs and symptoms Identifying allergens: -Responsible for allergic response and/or anaphylactic episode -To confirm sensitization prior to beginning immunotherapy -To investigate the specificity of allergic reactions to insect venom allergens, drugs, or chemical allergens Testing for IgE antibodies isnot usefulin patients previously treated with immunotherapy to determine if residual clinical sensitivity exists, or in patients in whom the medical management does not depend upon identification of allergen specificity. | Fluorescence Enzyme Immunoassay (FEIA) | Yes | Green Pepper, IgE | Serum | Collection Container/Tube: Preferred:Serum gel Acceptable:Red top Submission Container/Tube:Plastic vial Specimen Volume:0.5 mL for every 5 allergens requested Collection Instructions:Centrifuge and aliquot serum into a plastic vial. | For 1 allergen: 0.3 mL For more than 1 allergen: (0.05 mL x number of allergens) + 0.25 mL dead space | Clinical manifestations of immediate hypersensitivity (allergic) diseases are caused by the release of proinflammatory mediators (histamine, leukotrienes, and prostaglandins) from IgE-sensitized effector cells (mast cells and basophils) when cell-bound IgE antibodies interact with an allergen. In vitro serum testing for IgE antibodies provides an indication of the immune response to allergens that may be associated with allergic disease. The allergens chosen for testing often depend upon the age of the patient, history of allergen exposure, season of the year, and clinical manifestations. In individuals predisposed to develop allergic disease, the sequence of sensitization and clinical manifestations proceed as follows: eczema and respiratory disease (rhinitis and bronchospasm) in infants and children less than 5 years due to food sensitivity (milk, egg, soy, and wheat proteins) followed by respiratory disease (rhinitis and asthma) in older children and adults due to sensitivity to inhalant allergens (dust mite, mold, and pollen inhalants). | Class,IgE kU/L,Interpretation, 0,<0.10,Negative, 0/1,0.10-0.34,Borderline/equivocal, 1,0.35-0.69,Equivocal, 2,0.70-3.49,Positive, 3,3.50-17.4,Positive, 4,17.5-49.9,Strongly positive, 5,50.0-99.9,Strongly positive, 6,> or =100,Strongly positive, | Detection of IgE antibodies in serum (class 1 or greater) indicates an increased likelihood of allergic disease as opposed to other etiologies and defines the allergens that may be responsible for eliciting signs and symptoms. The level of IgE antibodies in serum varies directly with the concentration of IgE antibodies expressed as a class score or kU/L. | Some individuals with clinically insignificant sensitivity to allergens may have measurable levels of IgE antibodies in serum, and test results must be interpreted in the clinical context. False-positive results for IgE antibodies may occur in patients with markedly elevated serum IgE (>2500 kU/L) due to nonspecific binding to allergen solid phases. | Homburger HA, Hamilton RG: Allergic diseases. In: McPherson RA, Pincus MR, eds. Henry's Clinical Diagnosis and Management by Laboratory Methods. 23rd ed.Elsevier; 2017:1057-1070 | Specific IgE from the patient's serum reacts with the allergen of interest, which is covalently coupled to an ImmunoCAP. After washing away nonspecific IgE, enzyme-labeled anti-IgE antibody is added to form a complex. After incubation, unbound anti-IgE is washed away, and the bound complex incubated with a developing agent. After stopping the reaction, the fluorescence of the eluate is measured. Fluorescence is proportional to the amount of specific IgE present in the patient's sample (ie, the higher the fluorescence value, the more IgE antibody is present).(Package insert: ImmunoCAP System Specific IgE FEIA. Phadia; Rev 06/2020) | Same day/1 to 3 days | 14 days | This test was developed and its performance characteristics determined by Mayo Clinic in a manner consistent with CLIA requirements. It has not been cleared or approved by the US Food and Drug Administration. | 86003 | Green Pepper, IgE | 6852-8 | GPEP | Green Pepper, IgE | 6852-8
GSTB | Green String Bean, IgE, Serum | Establishing the diagnosis of an allergy to green string bean Defining the allergen responsible for eliciting signs and symptoms Identifying allergens: -Responsible for allergic response and/or anaphylactic episode -To confirm sensitization prior to beginning immunotherapy -To investigate the specificity of allergic reactions to insect venom allergens, drugs, or chemical allergens Testing for IgE antibodies isnot usefulin patients previously treated with immunotherapy to determine if residual clinical sensitivity exists, or in patients in whom the medical management does not depend upon identification of allergen specificity. | Fluorescence Enzyme Immunoassay (FEIA) | Yes | Green String Bean, IgE | Serum | Collection Container/Tube: Preferred:Serum gel Acceptable:Red top Submission Container/Tube:Plastic vial Specimen Volume:0.5 mL for every 5 allergens requested Collection Instructions:Centrifuge and aliquot serum into a plastic vial. | For 1 allergen: 0.3 mL More than 1 allergen: (0.05 mL x number of allergens) + 0.25 mL dead space | Clinical manifestations of immediate hypersensitivity (allergic) diseases are caused by the release of proinflammatory mediators (histamine, leukotrienes, and prostaglandins) from IgE-sensitized effector cells (mast cells and basophils) when cell-bound IgE antibodies interact with an allergen. In vitro serum testing for IgE antibodies provides an indication of the immune response to allergens that may be associated with allergic disease. The allergens chosen for testing often depend upon the age of the patient, history of allergen exposure, season of the year, and clinical manifestations. In individuals predisposed to develop allergic disease, the sequence of sensitization and clinical manifestations proceed as follows: eczema and respiratory disease (rhinitis and bronchospasm) in infants and children less than 5 years due to food sensitivity (milk, egg, soy, and wheat proteins) followed by respiratory disease (rhinitis and asthma) in older children and adults due to sensitivity to inhalant allergens (dust mite, mold, and pollen inhalants). | Class,IgE kU/L,Interpretation, 0,<0.10,Negative, 0/1,0.10-0.34,Borderline/equivocal, 1,0.35-0.69,Equivocal, 2,0.70-3.49,Positive, 3,3.50-17.4,Positive, 4,17.5-49.9,Strongly positive, 5,50.0-99.9,Strongly positive, 6,> or =100,Strongly positive, | Detection of IgE antibodies in serum (class 1 or greater) indicates an increased likelihood of allergic disease as opposed to other etiologies and defines the allergens that may be responsible for eliciting signs and symptoms. The level of IgE antibodies in serum varies directly with the concentration of IgE antibodies expressed as a class score or kU/L. | Testing for IgE antibodies is not useful in patients previously treated with immunotherapy to determine if residual clinical sensitivity exists or in patients in whom the medical management does not depend upon identification of allergen specificity. Some individuals with clinically insignificant sensitivity to allergens may have measurable levels of IgE antibodies in serum, and test results must be interpreted in the clinical context. False-positive results for IgE antibodies may occur in patients with markedly elevated serum IgE (>2500 kU/L) due to nonspecific binding to allergen solid phases. | Homburger HA, Hamilton RG: Allergic diseases. In: McPherson RA, Pincus MR, eds. Henry's Clinical Diagnosis and Management by Laboratory Methods. 23rd ed.Elsevier; 2017:1057-1070 | Specific IgE from the patient's serum reacts with the allergen of interest, which is covalently coupled to an ImmunoCAP. After washing away nonspecific IgE, enzyme-labeled anti-IgE antibody is added to form a complex. After incubation, unbound anti-IgE is washed away, and the bound complex incubated with a developing agent. After stopping the reaction, the fluorescence of the eluate is measured. Fluorescence is proportional to the amount of specific IgE present in the patient's sample (ie, the higher the fluorescence value, the more IgE antibody is present).(Package insert: ImmunoCAP System Specific IgE FEIA. Phadia; Rev 06/2020) | 1 to 3 days | 14 days | This test was developed and its performance characteristics determined by Mayo Clinic in a manner consistent with CLIA requirements. It has not been cleared or approved by the US Food and Drug Administration. | 86003 | Green String Bean, IgE | 6831-2 | GSTB | Green String Bean, IgE | 6831-2
ALDR | Grey Alder, IgE, Serum | Establishing the diagnosis of an allergy to grey alder trees Defining the allergen responsible for eliciting signs and symptoms Identifying allergens: -Responsible for allergic response and/or anaphylactic episode -To confirm sensitization prior to beginning immunotherapy -To investigate the specificity of allergic reactions to insect venom allergens, drugs, or chemical allergens | Fluorescence Enzyme Immunoassay (FEIA) | Yes | Grey Alder, IgE | Serum | Collection Container/Tube: Preferred:Serum gel Acceptable:Red top Submission Container/Tube:Plastic vial Specimen Volume:0.5 mL for every 5 allergens requested Collection Instructions:Centrifuge and aliquot serum into a plastic vial. | For 1 allergen: 0.3 mL For more than 1 allergen: (0.05 mL x number of allergens) + 0.25 mL deadspace | Clinical manifestations of immediate hypersensitivity (allergic) diseases are caused by the release of proinflammatory mediators (histamine, leukotrienes, and prostaglandins) from IgE-sensitized effector cells (mast cells and basophils) when cell-bound IgE antibodies interact with an allergen. In vitro serum testing for IgE antibodies provides an indication of the immune response to allergens that may be associated with allergic disease. The allergens chosen for testing often depend upon the age of the patient, history of allergen exposure, season of the year, and clinical manifestations. In individuals predisposed to develop allergic disease, the sequence of sensitization and clinical manifestations proceed as follows: eczema and respiratory disease (rhinitis and bronchospasm) in infants and children less than 5 years due to food sensitivity (milk, egg, soy, and wheat proteins) followed by respiratory disease (rhinitis and asthma) in older children and adults due to sensitivity to inhalant allergens (dust mite, mold, and pollen inhalants). | Class,IgE kU/L,Interpretation, 0,<0.10,Negative, 0/1,0.10-0.34,Borderline/equivocal, 1,0.35-0.69,Equivocal, 2,0.70-3.49,Positive, 3,3.50-17.4,Positive, 4,17.5-49.9,Strongly positive, 5,50.0-99.9,Strongly positive, 6,> or =100,Strongly positive, | Detection of IgE antibodies in serum (class 1 or greater) indicates an increased likelihood of allergic disease as opposed to other etiologies and defines the allergens that may be responsible for eliciting signs and symptoms. The level of IgE antibodies in serum varies directly with the concentration of IgE antibodies expressed as a class score or kU/L. | Testing for IgE antibodies is not useful in patients previously treated with immunotherapy to determine if residual clinical sensitivity exists or in patients in whom the medical management does not depend upon identification of allergen specificity. Some individuals with clinically insignificant sensitivity to allergens may have measurable levels of IgE antibodies in serum, and test results must be interpreted in the clinical context. False-positive results for IgE antibodies may occur in patients with markedly elevated serum IgE (>2500 kU/L) due to nonspecific binding to allergen solid phases. | Homburger HA, Hamilton RG: Allergic diseases. In: McPherson RA, Pincus MR, eds. Henry's Clinical Diagnosis and Management by Laboratory Methods. 23rd ed. Elsevier; 2017:1057-1070 | Specific IgE from the patient's serum reacts with the allergen of interest, which is covalently coupled to an ImmunoCAP. After washing away nonspecific IgE, enzyme-labeled anti-IgE antibody is added to form a complex. After incubation, unbound anti-IgE is washed away, and the bound complex incubated with a developing agent. After stopping the reaction, the fluorescence of the eluate is measured. Fluorescence is proportional to the amount of specific IgE present in the patient's sample (ie, the higher the fluorescence value, the more IgE antibody is present).(Package insert: ImmunoCAP System Specific IgE FEIA. Phadia; Rev 06/2020) | Same day/1 to 3 days | 14 days | This test has been cleared, approved, or is exempt by the US Food and Drug Administration and is used per manufacturer's instructions. Performance characteristics were verified by Mayo Clinic in a manner consistent with CLIA requirements. | 86003 | Grey Alder, IgE | 15284-3 | ALDR | Grey Alder, IgE | 15284-3
GDF15 | Growth Differentiation Factor 15, Plasma | Acirculatingbiomarker inmyopathy-relatedmitochondrialdiseaseaswellasotherconditions Investigation of patients suspected of having a mitochondrial myopathy Thisassayisnotsuitableforcarrierdetection. | Enzyme-Linked Immunosorbent Assay (ELISA) | Yes | Growth Differentiation Factor 15, P | For more information seeEpilepsy: Unexplained Refractory and/or Familial Testing Algorithm | Collection Container/Tube: Preferred:Lavendertop(EDTA) Acceptable:Greentop(sodiumheparin) Submission Container/Tube:Plasticvial SpecimenVolume:0.5mL Collection Instructions: 1.Draw blood and centrifuge immediately. 2. Aliquot plasma into plastic vial. 3.Donotexposespecimentoheatordirect sunlight. | 0.2 mL | Mitochondria perform many important metabolic functions, the most vital being the production of energy in the form of adenosine triphosphate (ATP) through the electron-transport chain and the oxidative phosphorylation system, which consists of 5 complexes (complex I-V). Each of these complexes consists of 4 to 46 subunits encoded by both nuclear and mitochondrial DNA. Mitochondrial diseases are caused by defects in any of the relevant metabolic pathways and have an estimated prevalence of 1:8500. Mitochondrial diseases are varied and include mitochondrial DNA deletion syndromes such as Kearns-Sayre syndrome, mitochondrial depletion syndromes such as those caused by alterations in theTK2andSUCLA2orPOLGandC10orf2genes, and mitochondrial point mutation syndromes such as MELAS (mitochondrial encephalomyopathy, lactic acidosis, and stroke-like episodes), as well as others. The clinical features of mitochondrial diseases vary widely and include lactic acidosis, myopathy, ophthalmoplegia, ptosis, cardiomyopathy, sensorineural hearing loss, optic atrophy, pigmentary retinopathy, diabetes mellitus, encephalomyopathy, seizures, and stroke-like episodes. A diagnostic workup for a mitochondrial disorder may demonstrate elevations of the lactate-to-pyruvate ratio (LACS1 / Lactate, Plasma and PYR / Pyruvic Acid, Blood) and an elevated growth differentiation factor 15 (GDF15) level. GDF15 is a protein of the transforming growth factor beta superfamily. GDF15 is overexpressed in muscle and serum in patients with various types of mitochondrial diseases, including those with mitochondrial deletion, depletion, and point mutation syndromes. Therefore, increased levels of GDF15 can indicate the need for further investigations, including molecular studies and muscle biopsy, to confirm the presence of a possible neuromuscular mitochondrial disease. | 3months*andolder:<or=750pg/mL *Thistestisnotrecommendedfor infantsyounger than3monthsofageduetothehighlevelsof growth differentiation factor 15contributedfromtheplacentaduringpregnancy. | Abnormal results along with clinical findings may be suggestive of mitochondrial disease. Additional workup is indicated. | This isascreeningtestforneuromuscularmitochondrialdisease.Results canbe elevatedforotherreasons includinginindividualswithcancer,cardiovasculardisease,diabetes,andpregnancy. Resultsarenormallyelevatedinchildrenyounger than3monthsofageduetothehigh levelsfoundintheplacentaduringpregnancy. This test under-reportsgrowth differentiation factor 15plasma values in individuals with the H202D variant inGDF15. | 1. Poulsen NS, Madsen KL, Hornsyld TM, et al. Growth and differentiation factor 15 as a biomarker for mitochondrial myopathy. Mitochondrion. 2020;50:35-41 2. Kalko SG, Paco S, Jou C, et al. Transcriptomic profiling of TK2 deficient human skeletal muscle suggests a role for the p53 signalling pathway and identifies growth and differentiation factor-15 as a potential novel biomarker for mitochondrial myopathies. BMC Genomics. 2014;15:91 3. Sugulle M, Dechend R, Herse F, et al. Circulating and placental growth-differentiation factor 15 in preeclampsia and in pregnancy complicated by diabetes mellitus. Hypertension. 2009;54(1):106-112 4. Yatsuga S, Fujita Y, Ishii A, et al. Growth differentiation factor 15 as a useful biomarker for mitochondrial disorders. Ann Neurol. 2015;78(5):814-823 | Growth differentiation factor 15 (GDF15) enzyme-linked immunosorbent assay is a quantitative sandwich enzyme immunoassay technique. Specimen is incubated in wells that have been coated with anti-GDF15 antibody. After incubation and washing, the wells are incubated with an enzyme-linked polyclonal antibody specific for human GDF15. After a second incubation and washing step, the wells are incubated with a substrate solution producing a blue color. A stop solution is added turning the blue color to yellow, which is then read on a microplate reader. The resulting absorbance is directly proportional to the level of GDF15 in the specimen.(Unpublished Mayo method) | 2 to 6 days | 1 month | This test was developed and its performance characteristics determined by Mayo Clinic in a manner consistent with CLIA requirements. It has not been cleared or approved by the US Food and Drug Administration. | 83520 | Growth Differentiation Factor 15, P | 92665-9 | 64637 | Growth Differentiation Factor 15, P | 92665-9
GRH | Growth Hormone Immunostain, Technical Component Only | Aids in the identification of growth hormone adenomas | Immunohistochemistry (IHC) | Yes | Growth Hormone IHC, Tech Only | For the initial technical component only immunohistochemical (IHC) stain performed, the appropriate bill-only test ID will be reflexed and charged (IHTOI). For each additional technical component only IHC stain performed, an additional bill-only test ID will be reflexed and charged (IHTOA). | Supplies:Immunostain Technical Only Envelope (T693) Specimen Type:Tissue Container/Tube:Immunostain Technical Only Envelope Preferred:2 Unstained positively charged glass slide (25- x 75- x 1-mm) per test ordered; sections 4- microns thick Acceptable:Formalin-fixed, paraffin-embedded tissue block |  | Growth hormone (GH) is a 21-kD polypeptide hormone that stimulates protein synthesis and may act primarily via the somatomedins. Somatotroph cells produce GH and constitute a high proportion of anterior pituitary cells (50%). GH shows cytoplasmic staining of normal pituitary somatotroph cells and GH adenomas. Globular juxtanuclear staining may be present in some adenomas. |  | This test does not include pathologist interpretation, only technical performance of the stain. If interpretation is required, order PATHC / Pathology Consultation for a full diagnostic evaluation or second opinion of the case. The positive and negative controls are verified as showing appropriate immunoreactivity. If a control tissue is not included on the slide, a scanned image of the relevant quality control tissue is available upon request; call 855-516-8404. Interpretation of this test should be performed in the context of the patient's clinical history and other diagnostic tests by a qualified pathologist. | Age of a cut paraffin section can affect immunoreactivity. Stability thresholds vary widely among published literature and are antigen dependent. Best practice is for paraffin sections to be cut within 6 weeks. | 1. Lea RW, Dawson T, Martinez-Moreno CG, El-Abry N, Harvey S. Growth hormone and cancer: GH production and action in glioma? Gen Comp Endocrinol. 2015;220:119-123. doi:10.1016/j.ygcen.2015.06.011 2. Mete O, Cintosun A, Pressman I, Asa SL: Epidemiology and biomarker profile of pituitary adenohypophysial tumors. Mod Pathol. 2018 Jun;31(6):900-909. doi: 10.1038/s41379-018-0016-8 3. Proudan N, Peroski M, Grignol G, Merchenthaler I, Dudas B. Juxtapositions between the somatostatinergic and growth hormone-releasing hormone (GHRH) neurons in the human hypothalamus. Neuroscience. 2015;297:205-210. doi:10.1016/j.neuroscience.2015.03.054 4. Magaki S, Hojat SA, Wei B, So A, Yong WH. An introduction to the performance of immunohistochemistry. Methods Mol Biol. 2019;1897:289-298. doi:10.1007/978-1-4939-8935-5_25 | Immunohistochemistry on sections of paraffin-embedded tissue.(Unpublished Mayo method) | 1 to 3 days | Until staining is complete. | This test has been cleared, approved, or is exempt by the US Food and Drug Administration and is used per manufacturer's instructions. Performance characteristics were verified by Mayo Clinic in a manner consistent with CLIA requirements. | 88342-TC, primary88341-TC, if additional IHC | Growth Hormone IHC, Tech Only | Order only;no result | 70757 | Growth Hormone IHC, Tech Only | Bill only; no result
HGH | Growth Hormone, Serum | Diagnosis of acromegaly and assessment of treatment efficacy when interpreted in conjunction with results from glucose suppression test Diagnosis of human growth hormone deficiency when interpreted in conjunction with results from growth hormone stimulation test This test isnotintended for use as a screen for acromegaly. This test haslimited valuein assessing growth hormone secretion in normal children. | Immunoenzymatic Assay | Yes | Growth Hormone, S | Serum | Patient Preparation:For at least 8 hours, patient should befasting. Container/Tube: Preferred:Serum gel Acceptable:Red top Specimen Volume:0.6 mL Collection Instructions: 1.If multiple specimens are collected, submit each vial under a separate order. 2. Label specimens appropriately with the corresponding collection times. | 0.5 mL | The anterior pituitary secretes human growth hormone (hGH)in response to exercise, deep sleep, hypoglycemia, and proteiningestion. hGH stimulates hepatic insulin-like growth factor-1 and mobilizes fatty acids from fat deposits to the liver. Hyposecretion ofhGH causes dwarfism in children. Hypersecretion causes gigantism inchildren or acromegaly in adults. Because hGH levels in normal and diseased populations overlap,hGH suppression and stimulation tests are needed to evaluateconditions of hGH excess and deficiency; random hGH levelsare inadequate. | Males: 2-<7 years:* 0.05-5.11 ng/mL 7-<12 years:* 0.02-4.76 ng/mL 12-<14 years:* 0.01-6.20 ng/mL 14-<18 years:* 0.02-3.81 ng/mL > or =18 years: 0.01-0.97 ng/mL Females: 2-<7 years:* 0.05-5.11 ng/mL 7-<12 years:* 0.02-4.76 ng/mL 12-<14 years:* 0.01-6.20 ng/mL 14-<18 years:* 0.03-5.22 ng/mL > or =18 years: 0.01-3.61 ng/mL *Source:Karbasy K, Lin DC, Stoianov A, et al. Pediatric reference value distributions and covariate-stratified reference intervals for 29 endocrine and special chemistry biomarkers on the Beckman Coulter Immunoassay Systems: a CALIPER study of healthy community children. Clin Chem Lab Med. 2016;54(4):643-657. doi:10.1515/cclm-2015-0558 Reference intervals for patients younger than 2 years have not been established. For International System of Units (SI) conversion for Reference Values, seewww.mayocliniclabs.com/order-tests/si-unit-conversion.html | Acromegaly: For suppression testing, normal subjects have a nadir human growth hormone (hGH) concentration below 0.3 ng/mL after ingestion of a 75-gram glucose dose. Patients with acromegaly fail to show normal suppression. Using theAccess ultrasensitive hGH assay, acutoff of 0.53 ng/mL for nadir hGH was found to differentiate patients most accurately with acromegaly in remission from active disease with a sensitivity of 97% (95% CI, 83%-100%) and a specificity of 100% (95% CI, 82%-100%).(1) Deficiency: A normal response following stimulation tests is a peak hGH concentration above 5 ng/mL in children and above 4 ng/mL in adults. For children, some experts consider hGH values between 5 ng/mL and 8 ng/mL equivocal and only GH peak values greater than 8 ng/mL as truly normal. Low levels, particularly under stimulation, indicate hGH deficiency. | As the human growth hormone (hGH) test has limited value in assessing growth hormone secretion in normal children, IGFMS / Insulin-Like Growth Factor 1, Mass Spectrometry, Serum is recommended as the first test for assessing deficient or excess growth during childhood and adolescent development. IGF1 reference intervals for Tanner stages are available. Suspected causes of dwarfism should be diagnosed with the aid of provocative testing. Elevated levels of hGH indicate the possibility of gigantism or acromegaly but must be confirmed with stimulation and suppression testing. Growth hormone is secreted in surges; single measurements are of limited diagnostic value. | 1. Bancos I, Algeciras-Schimnich A, Woodmansee WW, et al. Determination of nadir growth hormone concentration cutoff in patients with acromegaly. Endocr Pract. 2013;19(6):937-945. doi:10.4158/EP12435.OR 2. Camacho-Hubner C. Assessment of growth hormone status in acromegaly: what biochemical markers to measure and how? Growth Hormone IGF Res. 2000;10 Suppl B:S125-299 3. Nilsson AG. Effects of growth hormone replacement therapy on bone markers and bone mineral density in growth hormone-deficient adults. Horm Res. 2000;54 Suppl 1:52-57 4. Strasburger CJ, Dattani MT. New growth hormone assays: potential benefits. Acta Paediatr Suppl. 1997;423:5-11 5. Okada S, Kopchick JJ. Biological effects of growth hormone and its antagonist. Trends Mol Med. 2001;7(3):126-132 6. Veldhuis JD, Iranmanesh A. Physiological regulation of human growth hormone (GH)-insulin-like growth factor type I (IGF-I) axis: predominant impact of age, obesity, gonadal function, and sleep. Sleep. 1996;19(10 Suppl):S221-224 7. Melmed S: Pathogenesis and diagnosis of growth hormone deficiency in adults. N Engl J Med. 2019;380(26):2551-2562. doi:10.1056/NEJMra1817346 8.Karbasy K, Lin DC, Stoianov A, et al. Pediatric reference value distributions and covariate-stratified reference intervals for 29 endocrine and special chemistry biomarkers on the Beckman Coulter Immunoassay Systems: a CALIPER study of healthy community children. Clin Chem Lab Med. 2016;54(4):643-657. doi:10.1515/cclm-2015-0558 | The instrument used is the Beckman Coulter UniCel DXI 800.The Access ultrasensitive human growth hormone (hGH) assay is a simultaneous one-step immunoenzymatic ("sandwich") assay. A sample is added to a reaction vessel along with polyclonal goat anti-hGH alkaline phosphatase conjugate and paramagnetic particles coated with mouse monoclonal anti-hGH antibody. The patient sample hGH binds to the monoclonal anti-hGH on the solid phase, while the goat anti-hGH-alkaline phosphatase conjugate reacts with a different antigenic site on patient sample hGH. After incubation in a reaction vessel, materials bound to the solid phase are held in a magnetic field while unbound materials are washed away. Then, the chemiluminescent substrate Lumi-Phos 530 is added to the vessel, and light generated by the reaction is measured with a luminometer. The light production is directly proportional to the concentration of hGH in the sample. The amount of analyte in the sample is determined from a stored, multi-point calibration curve.(Package insert: Access Ultrasensitive hGH Growth Hormone. Beckman Coulter Inc.; 05/2020) | 1 to 3 days | 14 days | This test has been cleared, approved, or is exempt by the US Food and Drug Administration and is used per manufacturer's instructions. Performance characteristics were verified by Mayo Clinic in a manner consistent with CLIA requirements. | 83003 | Growth Hormone, S | 2963-7 | HGH | Growth Hormone, S | 2963-7
FIRGH | Growth Hormone-Releasing Hormone (IR-GH-RH) (Immunoreactive GH-RH) |  | Direct Enzyme Immunoassay (EIA) | No | Growth Hormone Releasing Hormone | Serum | Patient Preparation:Patient should not be on any medications that may influence pituitary secretion. Specimen Type:Serum Collection Container/Tube:Red top or SST Submission Container/Tube:Plastic vial Specimen Volume:3 mL Collection Instructions: 1. Draw blood in a plain, red-top tube(s), serum-gel tube(s) is acceptable. 2. Separate immediately and send 3 mL of serum frozen in a plastic vial. | 1 mL | Growth Hormone Releasing Hormone is a 44 amino acid peptideproduced primarily by the hypothalamus. It is a neurohumoral controlfor adenohypophyseal secretion of Growth Hormone. Otherhypothalamic hormones have a stimulatory effect on pituitary hormones,but Growth Hormone Releasing Hormone has no known effect on otherpituitary hormones. Somatostatin is the inhibitory counterpart of GrowthHormone Releasing Hormone. Growth Hormone Releasing Hormonehas structural similarities with the Secretin-Glucagon family ofgastrointestinal hormones. Growth Hormone Releasing Hormone hasbeen isolated from pancreatic islet cells and various cancer tumor cells. | Levels of IR-GH-RH Baseline ranges: 5 - 18 pg/mL |  |  |  |  | 10 to 14 days |  | This test was performed using a kit that has not been cleared orapproved by the FDA and is designated as research use only. The analytic performance characteristics of this test have beendetermined by Inter Science Institute. This test is not intended fordiagnosis or patient management decisions without confirmationby other medically established means. | 83520 | Growth Hormone Releasing Hormone | 14177-0 | Z0926 | Growth Hormone Releasing Hormone | 14177-0
GGUM | Guar Gum, IgE, Serum | Establishing the diagnosis of an allergy to guar gum Defining the allergen responsible for eliciting signs and symptoms Identifying allergens: -Responsible for allergic response and/or anaphylactic episode -To confirm sensitization prior to beginning immunotherapy -To investigate the specificity of allergic reactions to insect venom allergens, drugs, or chemical allergens Testing for IgE antibodies isnot usefulin patients previously treated with immunotherapy to determine if residual clinical sensitivity exists, or in patients in whom the medical management does not depend upon identification of allergen specificity. | Fluorescence Enzyme Immunoassay (FEIA) | Yes | Guar Gum, IgE | Serum | Collection Container/Tube: Preferred:Serum gel Acceptable:Red top Submission Container/Tube:Plastic vial Specimen Volume:0.5 mL for every 5 allergens requested Collection Instructions:Centrifuge and aliquot serum into a plastic vial. | For 1 allergen: 0.3 mL More than 1 allergen: (0.05 mL x number of allergens) + 0.25 mL dead space | Clinical manifestations of immediate hypersensitivity (allergic) diseases are caused by the release of proinflammatory mediators (histamine, leukotrienes, and prostaglandins) from IgE-sensitized effector cells (mast cells and basophils) when cell-bound IgE antibodies interact with an allergen. In vitro serum testing for IgE antibodies provides an indication of the immune response to allergens that may be associated with allergic disease. The allergens chosen for testing often depend upon the age of the patient, history of allergen exposure, season of the year, and clinical manifestations. In individuals predisposed to develop allergic disease, the sequence of sensitization and clinical manifestations proceed as follows: eczema and respiratory disease (rhinitis and bronchospasm) in infants and children less than 5 years due to food sensitivity (milk, egg, soy, and wheat proteins) followed by respiratory disease (rhinitis and asthma) in older children and adults due to sensitivity to inhalant allergens (dust mite, mold, and pollen inhalants). | Class,IgE kU/L,Interpretation, 0,<0.10,Negative, 0/1,0.10-0.34,Borderline/equivocal, 1,0.35-0.69,Equivocal, 2,0.70-3.49,Positive, 3,3.50-17.4,Positive, 4,17.5-49.9,Strongly positive, 5,50.0-99.9,Strongly positive, 6,> or =100,Strongly positive, | Detection of IgE antibodies in serum (class 1 or greater) indicates an increased likelihood of allergic disease as opposed to other etiologies and defines the allergens that may be responsible for eliciting signs and symptoms. The level of IgE antibodies in serum varies directly with the concentration of IgE antibodies expressed as a class score or kU/L. | Some individuals with clinically insignificant sensitivity to allergens may have measurable levels of IgE antibodies in serum, and test results must be interpreted in the clinical context. False-positive results for IgE antibodies may occur in patients with markedly elevated serum IgE (>2500 kU/L) due to nonspecific binding to allergen solid phases. | Homburger HA, Hamilton RG: Allergic diseases. In: McPherson RA, Pincus MR, eds. Henry's Clinical Diagnosis and Management by Laboratory Methods. 23rd ed.Elsevier; 2017:1057-1070 | Specific IgE from the patient's serum reacts with the allergen of interest, which is covalently coupled to an ImmunoCAP. After washing away nonspecific IgE, enzyme-labeled anti-IgE antibody is added to form a complex. After incubation, unbound anti-IgE is washed away, and the bound complex incubated with a developing agent. After stopping the reaction, the fluorescence of the eluate is measured. Fluorescence is proportional to the amount of specific IgE present in the patient's sample (ie, the higher the fluorescence value, the more IgE antibody is present).(Package insert: ImmunoCAP System Specific IgE FEIA. Phadia; Rev 06/2020) | Same day/1 to 3 days | 14 days | This test was developed and its performance characteristics determined by Mayo Clinic in a manner consistent with CLIA requirements. It has not been cleared or approved by the US Food and Drug Administration. | 86003 | Guar Gum, IgE | 10933-0 | GGUM | Guar Gum, IgE | 10933-0
GUIN | Guinea Pig Epithelium, IgE, Serum | Establishing a diagnosis of an allergy to guinea pig epithelium Defining the allergen responsible for eliciting signs and symptoms Identifying allergens: -Responsible for allergic response and/or anaphylactic episode -To confirm sensitization prior to beginning immunotherapy -To investigate the specificity of allergic reactions to insect venom allergens, drugs, or chemical allergens | Fluorescence Enzyme Immunoassay (FEIA) | Yes | Guinea Pig Epithelium, IgE | Serum | Collection Container/Tube: Preferred:Serum gel Acceptable:Red top Submission Container/Tube:Plastic vial Specimen Volume:0.5 mL for every 5 allergens requested Collection Instructions:Centrifuge and aliquot serum into a plastic vial. | For 1 allergen: 0.3 mL For more than 1 allergen: (0.05 mL x number of allergens) + 0.25 mL deadspace | Clinical manifestations of immediate hypersensitivity (allergic) diseases are caused by the release of proinflammatory mediators (histamine, leukotrienes, and prostaglandins) from IgE-sensitized effector cells (mast cells and basophils) when cell-bound IgE antibodies interact with an allergen. In vitro serum testing for IgE antibodies provides an indication of the immune response to allergens that may be associated with allergic disease. The allergens chosen for testing often depend upon the age of the patient, history of allergen exposure, season of the year, and clinical manifestations. In individuals predisposed to develop allergic disease, the sequence of sensitization and clinical manifestations proceed as follows: eczema and respiratory disease (rhinitis and bronchospasm) in infants and children less than 5 years due to food sensitivity (milk, egg, soy, and wheat proteins) followed by respiratory disease (rhinitis and asthma) in older children and adults due to sensitivity to inhalant allergens (dust mite, mold, and pollen inhalants). | Class,IgE kU/L,Interpretation, 0,<0.10,Negative, 0/1,0.10-0.34,Borderline/equivocal, 1,0.35-0.69,Equivocal, 2,0.70-3.49,Positive, 3,3.50-17.4,Positive, 4,17.5-49.9,Strongly positive, 5,50.0-99.9,Strongly positive, 6,> or =100,Strongly positive, | Detection of IgE antibodies in serum (class 1 or greater) indicates an increased likelihood of allergic disease as opposed to other etiologies and defines the allergens that may be responsible for eliciting signs and symptoms. The level of IgE antibodies in serum varies directly with the concentration of IgE antibodies expressed as a class score or kU/L. | Testing for IgE antibodies is not useful in patients previously treated with immunotherapy to determine if residual clinical sensitivity exists or in patients in whom the medical management does not depend upon identification of allergen specificity. Some individuals with clinically insignificant sensitivity to allergens may have measurable levels of IgE antibodies in serum, and test results must be interpreted in the clinical context. False-positive results for IgE antibodies may occur in patients with markedly elevated serum IgE (>2500 kU/L) due to nonspecific binding to allergen solid phases. | Homburger HA, Hamilton RG: Allergic diseases. In: McPherson RA, Pincus MR, eds. Henry's Clinical Diagnosis and Management by Laboratory Methods. 23rd ed.Elsevier; 2017:1057-1070 | Specific IgE from the patient's serum reacts with the allergen of interest, which is covalently coupled to an ImmunoCAP. After washing away nonspecific IgE, enzyme-labeled anti-IgE antibody is added to form a complex. After incubation, unbound anti-IgE is washed away, and the bound complex incubated with a developing agent. After stopping the reaction, the fluorescence of the eluate is measured. Fluorescence is proportional to the amount of specific IgE present in the patient's sample (ie, the higher the fluorescence value, the more IgE antibody is present).(Package insert: ImmunoCAP System Specific IgE FEIA. Phadia; Rev 06/2020) | Same day/1 to 3 days | 14 days | This test has been cleared, approved, or is exempt by the US Food and Drug Administration and is used per manufacturer's instructions. Performance characteristics were verified by Mayo Clinic in a manner consistent with CLIA requirements. | 86003 | Guinea Pig Epithelium, IgE | 6134-1 | GUIN | Guinea Pig Epithelium, IgE | 6134-1
GUM | Gum Arabic, IgE, Serum | Establishing the diagnosis of an allergy to gum arabic Defining the allergen responsible for eliciting signs and symptoms Identifying allergens: -Responsible for allergic response and/or anaphylactic episode -To confirm sensitization prior to beginning immunotherapy -To investigate the specificity of allergic reactions to insect venom allergens, drugs, or chemical allergens Testing for IgE antibodies isnot usefulin patients previously treated with immunotherapy to determine if residual clinical sensitivity exists, or in patients in whom the medical management does not depend upon identification of allergen specificity. | Fluorescence Enzyme Immunoassay (FEIA) | Yes | Gum Arabic, IgE | Serum | Collection Container/Tube: Preferred:Serum gel Acceptable:Red top Submission Container/Tube:Plastic vial Specimen Volume:0.5 mL for every 5 allergens requested Collection Instructions:Centrifuge and aliquot serum into a plastic vial. | For 1 allergen: 0.3 mL More than 1 allergen: (0.05 mL x number of allergens) + 0.25 mL dead space | Clinical manifestations of immediate hypersensitivity (allergic) diseases are caused by the release of proinflammatory mediators (histamine, leukotrienes, and prostaglandins) from IgE-sensitized effector cells (mast cells and basophils) when cell-bound IgE antibodies interact with an allergen. In vitro serum testing for IgE antibodies provides an indication of the immune response to allergens that may be associated with allergic disease. The allergens chosen for testing often depend upon the age of the patient, history of allergen exposure, season of the year, and clinical manifestations. In individuals predisposed to develop allergic disease, the sequence of sensitization and clinical manifestations proceed as follows: eczema and respiratory disease (rhinitis and bronchospasm) in infants and children less than 5 years due to food sensitivity (milk, egg, soy, and wheat proteins) followed by respiratory disease (rhinitis and asthma) in older children and adults due to sensitivity to inhalant allergens (dust mite, mold, and pollen inhalants). | Class,IgE kU/L,Interpretation, 0,<0.10,Negative, 0/1,0.10-0.34,Borderline/equivocal, 1,0.35-0.69,Equivocal, 2,0.70-3.49,Positive, 3,3.50-17.4,Positive, 4,17.5-49.9,Strongly positive, 5,50.0-99.9,Strongly positive, 6,> or =100,Strongly positive, | Detection of IgE antibodies in serum (class 1 or greater) indicates an increased likelihood of allergic disease as opposed to other etiologies and defines the allergens that may be responsible for eliciting signs and symptoms. The level of IgE antibodies in serum varies directly with the concentration of IgE antibodies expressed as a class score or kU/L. | Some individuals with clinically insignificant sensitivity to allergens may have measurable levels of IgE antibodies in serum, and test results must be interpreted in the clinical context. False-positive results for IgE antibodies may occur in patients with markedly elevated serum IgE (>2500 kU/L) due to nonspecific binding to allergen solid phases. | Homburger HA, Hamilton RG: Allergic diseases. In: McPherson RA, Pincus MR, eds. Henry's Clinical Diagnosis and Management by Laboratory Methods. 23rd ed.Elsevier; 2017:1057-1070 | Specific IgE from the patient's serum reacts with the allergen of interest, which is covalently coupled to an ImmunoCAP. After washing away nonspecific IgE, enzyme-labeled anti-IgE antibody is added to form a complex. After incubation, unbound anti-IgE is washed away, and the bound complex incubated with a developing agent. After stopping the reaction, the fluorescence of the eluate is measured. Fluorescence is proportional to the amount of specific IgE present in the patient's sample (ie, the higher the fluorescence value, the more IgE antibody is present).(Package insert: ImmunoCAP System Specific IgE FEIA. Phadia; Rev 06/2020) | Same day/1 to 3 days | 14 days | This test was developed and its performance characteristics determined by Mayo Clinic in a manner consistent with CLIA requirements. It has not been cleared or approved by the US Food and Drug Administration. | 86003 | Gum Arabic, IgE | 7382-5 | GUM | Gum Arabic, IgE | 7382-5
FCGUM | Gum Carageenan IgE |  | Enzyme Immunoassay (EIA) | Yes | Gum Carageenan IgE | Serum | Specimen Type:Serum Container/Tube:Serum Container/Tube:Red or SST Specimen Volume:0.5 mL Collection Instructions:Draw blood in a plain red-top tube(s), serum gel tube(s) is acceptable. Spin down and send 0.5 mL of serum refrigerated in a plastic vial. | 0.5 mL |  | <0.35 kU/L | Class IgE (kU/L) Comment 0 <0.35 Below Detection 1 0.35-0.69 Low Positive 2 0.70-3.49 Moderate Positive 3 3.50-17.49 Positive 4 17.50-49.99 Strong Positive 5 >49.99 Very Strong Positive |  |  |  | 4 to 7 days |  | This test was developed and its performance characteristics determined by Eurofins Viracor. It has not been cleared or approved by the U.S. Food and Drug Administration. | 86003 | Gum Carageenan IgE | 11163-3 | Z4057 | CLASS | 102700-2
FGUMX | Gum Xanthan IgE |  | Enzyme Immunoassay (EIA) | Yes | Gum Xanthan IgE | Serum | Draw blood in a plain red-top tube(s), serum gel tube(s) is acceptable. Spin down and send 0.5 mL of serum refrigerated in a plastic vial. | 0.5 mL |  | <0.35 kU/L | Class IgE (kU/L) Comment 0 <0.35 Below Detection 1 0.35-0.69 Low Positive 2 0.70-3.49 Moderate Positive 3 3.50-17.49 Positive 4 17.50-49.99 Strong Positive 5 >=50 Very Strong Positive |  |  | The conventional EIA uses allergen-coated discs from several suppliers and an enzyme-labeled anti-IgE. | 2 to 7 days |  | This test was developed and its performance characteristics determined by Viracor Eurofins. It has not been cleared or approved by the U.S. Food and Drug Administration. | 86003 | Gum Xanthan IgE | 41213-0 | Z4067 | CLASS | Not Provided
FHACK | Hackberry (Celtis occidentalis) IgE |  | ImmunoCAP FEIA | Yes | Hackberry (Celtis occidentalis) IgE | Serum | Specimen Type:Serum Container/Tube:Red or SST Specimen Volume:0.5 mL Collection Instructions:Draw blood in a plain red-top tube(s), serum gel tube is acceptable. Spin down and send 0.5 mL of serum refrigerated in a plastic vial. | 0.5 mL |  | <0.35 kU/L | ClassIgE (kU/L)Comment 0<0.10Negative 0/10.10 â€“ 0.34Equivocal/Borderline 10.35 â€“ 0.69Low Positive 20.70 â€“ 3.49Moderate Positive 33.50 â€“ 17.49High Positive 417.50 â€“ 49.99Very High Positive 550.00 â€“ 99.99Very High Positive 6>99.99Very High Positive |  |  |  | 3 to 6 days |  | This test was developed and its performance characteristics determined by Eurofins Viracor. It has not been cleared or approved by the U.S. Food and Drug Administration. | 86003 | Hackberry (Celtis occidentalis) IgE | 7383-3 | Z4021 | CLASS | 102357-1
FHADE | Haddock (Melanogrammus aeglefinus) IgE |  | ImmunoCAP FEIA | Yes | Haddock IgE | Serum | Specimen Type:Serum Container/Tube:Red Top Specimen Volume:0.5 mL Collection Instructions:Draw blood in a plain red-top tube(s), serum gel tube(s) is acceptable. Spin down and send 0.5 mL of serum refrigerated in a plastic vial. | 0.5 mL |  | <0.35 kU/L | Class IgE (kU/L Comment 0 <0.10 Negative 0/1 0.10 â€“ 0.34 Equivocal/Borderline 1 0.35 â€“ 0.69 Low Positive 2 0.70 â€“ 3.49 Moderate Positive 3 3.50 â€“ 17.49 High Positive 4 17.50 â€“ 49.99 Very High Positive 5 50.00 â€“ 99.99 Very High Positive 6 >99.99 Very High Positive |  |  |  | 3 to 6 days |  | This test was developed and its performance characteristics determined by Eurofins Viracor. It has not been cleared or approved by the U.S. Food and Drug Administration. | 86003 | Haddock IgE | 7384-1 | Z3113 | Class | 102358-9
HIBSG | Haemophilus influenzae Type B Antibody, IgG, Serum | Assessing a patient's immunological (IgG) response toHaemophilus influenzaetype B (HIB) vaccine Assessing immunity against HIB Aiding in the evaluation of immunodeficiency when the patient is tested pre- and post-vaccination | Enzyme Immunoassay (EIA) | Yes | Haemophilus influenzae B Ab, IgG, S | Serum | Supplies:Sarstedt Aliquot Tube 5 mL (T914) Collection Container/Tube: Preferred:Serum gel Acceptable:Red top Submission Container/Tube:Plastic vial Specimen Volume:0.5 mL Collection Instructions:Centrifuge and aliquot serum into a plastic vial. | 0.4 mL | Haemophilus influenzaetype B (HIB) is an encapsulated Gram-negative cocco-bacillary bacterium that can cause devastating disease in unvaccinated young children, including meningitis, bacteremia, cellulitis, epiglottitis, pneumonia, and septic arthritis. The outer surface ofH influenzaeis covered by a polyribosyl-ribitol-phosphate (PRP) polysaccharide that is responsible for both pathogenicity and immunity. There are currently 6 recognized PRP serotypes, referred to as a through f, among which serotype b, prior to the availability of a vaccine, accounted for up to 95% of infections. There are also unencapsulated or nontypable strains. Prior infection withH influenzaeis associated with protective immunity against reinfection. One of the great advances in modern medicine has been the development of an effective vaccine against HIB, which is based on use of an unconjugated, purified PRP antigen. A patient's immunological response to HIB vaccine can be determined by measuring anti-HIB IgG antibody levels using a standardized enzyme immunoassay(EIA). Antibody levels of1 mcg/mL or more at least 3 weeks after vaccination has been correlated with long-term protective immunity. | > or =0.15 mg/L Reference values apply to all ages. | An anti-Haemophilus influenzaetype B (HIB) IgG antibody concentration of 0.15 mcg/L is generally accepted as the minimum level for protection at a given time; however, it does not confer long-term protection. A study from Finland suggested that the optimum protective level is 1.0 mcg/L postimmunization.(1) Furthermore, studies have shown that the response to HIB vaccine is age-related. | This assay does not provide diagnostic proof of the presence or absence of immune deficiency. Results must be confirmed by clinical findings and other laboratory tests. | 1. Peltola H, Kayhty H, Virtanen M, Makela PH l. Prevention ofHaemophilus influenzaetype B bacteremic infections with the capsular polysaccharide vaccine. N Engl J Med. 1984;310(24):1561-1566. doi: 10.1056/NEJM198406143102404 2. Berger M. Immunoglobulin G subclass determination in diagnosis and management of antibody deficiency syndromes. J Pediatr. 1987;110(2):325-328. doi: 10.1016/s0022-3476(87)80182-8 3. Murphy TF.Haemophilusspecies, includingH influenzaeandH ducreyi(Chancroid). In:Bennett JE, Dolin R, Blaser MJ, eds. Mandell, Douglas, and Bennett's Principles and Practice of Infectious Diseases. 9th ed. Elsevier; 2020:2743-2752 | Microwells are precoated with theHaemophilus influenzaetype B (HIB) capsular polysaccharide antigen conjugated to human serum albumin. The calibrators, controls, and diluted patient specimens are added to the wells and antibodies recognizing the HIB antigen bind during the first incubation. After washing the wells to remove all unbound proteins, purified peroxidase-labeled rabbit antihuman IgG (gamma chain specific) conjugate is added. The conjugate binds to the captured human antibody and the excess unbound conjugate is removed by a further wash step. The bound conjugate is visualized with 3,3',5,5' tetramethylbenzidine (TMB) substrate, which gives a blue reaction product, the intensity of which is proportional to the concentration of antibody in the specimen. Phosphoric acid is added to each well to stop the reaction. This produces a yellow end point color, which is read at 450 nm.(Madore DV, Anderson P, Baxter BD, et al. Interlaboratory study evaluating quantitation of antibodies toHaemophilus influenzaetype B polysaccharide by enzyme-linked immunosorbent assay. Clin Diagn Lab Immunol. 1996;3[1]:84-88. doi: 10.1128/cdli.3.1.84-88.1996.;Bennett JE, Dolin R, Blaser MJ, eds. Mandell, Douglas, and Bennett's Principles and Practice of Infectious Diseases. 9th ed. Elsevier; 2020) | Same day / 1 to 4 days | 2 weeks | This test has been cleared, approved, or is exempt by the US Food and Drug Administration and is used per manufacturer's instructions. Performance characteristics were verified by Mayo Clinic in a manner consistent with CLIA requirements. | 86684 | Haemophilus influenzae B Ab, IgG, S | 11257-3 | HIBSG | Haemophilus influenzae B Ab, IgG, S | 11257-3
HAKE | Hake, Fish, IgE, Serum | Establishing the diagnosis of an allergy to hake Defining the allergen responsible for eliciting signs and symptoms Identifying allergens: -Responsible for allergic response and/or anaphylactic episode -To confirm sensitization prior to beginning immunotherapy -To investigate the specificity of allergic reactions to insect venom allergens, drugs, or chemical allergens Testing for IgE antibodies isnot usefulin patients previously treated with immunotherapy to determine if residual clinical sensitivity exists, or in patients in whom the medical management does not depend upon identification of allergen specificity. | Fluorescence Enzyme Immunoassay (FEIA) | Yes | Hake, Fish, IgE | Serum | Collection Container/Tube: Preferred:Serum gel Acceptable:Red top Submission Container/Tube:Plastic vial Specimen Volume:0.5 mL for every 5 allergens requested Collection Instructions:Centrifuge and aliquot serum into a plastic vial. | For 1 allergen: 0.3 mL More than 1 allergen: (0.05 mL x number of allergens) + 0.25 mL dead space | Clinical manifestations of immediate hypersensitivity (allergic) diseases are caused by the release of proinflammatory mediators (histamine, leukotrienes, and prostaglandins) from IgE-sensitized effector cells (mast cells and basophils) when cell-bound IgE antibodies interact with an allergen. In vitro serum testing for IgE antibodies provides an indication of the immune response to allergens that may be associated with allergic disease. The allergens chosen for testing often depend upon the age of the patient, history of allergen exposure, season of the year, and clinical manifestations. In individuals predisposed to develop allergic disease, the sequence of sensitization and clinical manifestations proceed as follows: eczema and respiratory disease (rhinitis and bronchospasm) in infants and children less than 5 years due to food sensitivity (milk, egg, soy, and wheat proteins) followed by respiratory disease (rhinitis and asthma) in older children and adults due to sensitivity to inhalant allergens (dust mite, mold, and pollen inhalants). | Class,IgE kU/L,Interpretation, 0,<0.10,Negative, 0/1,0.10-0.34,Borderline/equivocal, 1,0.35-0.69,Equivocal, 2,0.70-3.49,Positive, 3,3.50-17.4,Positive, 4,17.5-49.9,Strongly positive, 5,50.0-99.9,Strongly positive, 6,> or =100,Strongly positive, | Detection of IgE antibodies in serum (class 1 or greater) indicates an increased likelihood of allergic disease as opposed to other etiologies and defines the allergens that may be responsible for eliciting signs and symptoms. The level of IgE antibodies in serum varies directly with the concentration of IgE antibodies expressed as a class score or kU/L. | Some individuals with clinically insignificant sensitivity to allergens may have measurable levels of IgE antibodies in serum, and test results must be interpreted in the clinical context. False-positive results for IgE antibodies may occur in patients with markedly elevated serum IgE (>2500 kU/L) due to nonspecific binding to allergen solid phases. | Homburger HA, Hamilton RG: Allergic diseases. In: McPherson RA, Pincus MR, eds. Henry's Clinical Diagnosis and Management by Laboratory Methods. 23rd ed.Elsevier; 2017:1057-1070 | Specific IgE from the patient's serum reacts with the allergen of interest, which is covalently coupled to an ImmunoCAP. After washing away nonspecific IgE, enzyme-labeled anti-IgE antibody is added to form a complex. After incubation, unbound anti-IgE is washed away, and the bound complex incubated with a developing agent. After stopping the reaction, the fluorescence of the eluate is measured. Fluorescence is proportional to the amount of specific IgE present in the patient's sample (ie, the higher the fluorescence value, the more IgE antibody is present).(Package insert: ImmunoCAP System Specific IgE FEIA. Phadia; Rev 06/2020) | Same day/1 to 3 days | 14 days | This test was developed and its performance characteristics determined by Mayo Clinic in a manner consistent with CLIA requirements. It has not been cleared or approved by the US Food and Drug Administration. | 86003 | Hake, Fish, IgE | 19741-8 | HAKE | Hake, Fish, IgE | 19741-8
FHALG | Halibut IgG |  | Enzyme Immunoassay (FEIA) | No | Halibut IgG | Serum | Draw blood in a plain, red-top tube(s), serum gel tube(s) is acceptable. Spin down and send 0.5 mL of serum refrigerated in a plastic vial. | 0.5 mL |  | Reference ranges have not been established for food-specific IgG tests. The clinical utility of food-specific IgG tests has not been established. These tests can be used in special clinical situations to select foods for evaluation by diet elimination and challenge in patients who have food-related complaints. It should be recognized that the presence of food-specific IgG alone cannot be taken as evidence of food allergy and only indicates immunologic sensitization by the food allergen in question. This test should only be ordered by physicians who recognize the limitations of the test. |  |  |  |  | 3 to 7 days |  | This test was developed and its performance characteristics determined by Viracor Eurofins. It has not been cleared or approved by the U.S. Food and Drug Administration. | 86001 | Halibut IgG | 60379-5 | FHALG | Halibut IgG | 60379-5
HALI | Halibut, IgE, Serum | Establishing the diagnosis of an allergy to halibut Defining the allergen responsible for eliciting signs and symptoms Identifying allergens: -Responsible for allergic response and/or anaphylactic episode -To confirm sensitization prior to beginning immunotherapy -To investigate the specificity of allergic reactions to insect venom allergens, drugs, or chemical allergens Testing for IgE antibodies isnot usefulin patients previously treated with immunotherapy to determine if residual clinical sensitivity exists, or in patients in whom the medical management does not depend upon identification of allergen specificity. | Fluorescence Enzyme Immunoassay (FEIA) | Yes | Halibut, IgE | Serum | Collection Container/Tube: Preferred:Serum gel Acceptable:Red top Submission Container/Tube:Plastic vial Specimen Volume:0.5 mL for every 5 allergens requested Collection Instructions:Centrifuge and aliquot serum into a plastic vial. | For 1 allergen: 0.3 mL More than 1 allergen: (0.05 mL x number of allergens) + 0.25 mL dead space | Clinical manifestations of immediate hypersensitivity (allergic) diseases are caused by the release of proinflammatory mediators (histamine, leukotrienes, and prostaglandins) from IgE-sensitized effector cells (mast cells and basophils) when cell-bound IgE antibodies interact with an allergen. In vitro serum testing for IgE antibodies provides an indication of the immune response to allergens that may be associated with allergic disease. The allergens chosen for testing often depend upon the age of the patient, history of allergen exposure, season of the year, and clinical manifestations. In individuals predisposed to develop allergic disease, the sequence of sensitization and clinical manifestations proceed as follows: eczema and respiratory disease (rhinitis and bronchospasm) in infants and children less than 5 years due to food sensitivity (milk, egg, soy, and wheat proteins) followed by respiratory disease (rhinitis and asthma) in older children and adults due to sensitivity to inhalant allergens (dust mite, mold, and pollen inhalants). | Class,IgE kU/L,Interpretation, 0,<0.10,Negative, 0/1,0.10-0.34,Borderline/equivocal, 1,0.35-0.69,Equivocal, 2,0.70-3.49,Positive, 3,3.50-17.4,Positive, 4,17.5-49.9,Strongly positive, 5,50.0-99.9,Strongly positive, 6,> or =100,Strongly positive, | Detection of IgE antibodies in serum (class 1 or greater) indicates an increased likelihood of allergic disease as opposed to other etiologies and defines the allergens that may be responsible for eliciting signs and symptoms. The level of IgE antibodies in serum varies directly with the concentration of IgE antibodies expressed as a class score or kU/L. | Some individuals with clinically insignificant sensitivity to allergens may have measurable levels of IgE antibodies in serum, and test results must be interpreted in the clinical context. False-positive results for IgE antibodies may occur in patients with markedly elevated serum IgE (>2500 kU/L) due to nonspecific binding to allergen solid phases. | Homburger HA, Hamilton RG: Allergic diseases. In: McPherson RA, Pincus MR, eds. Henry's Clinical Diagnosis and Management by Laboratory Methods. 23rd ed.Elsevier; 2017:1057-1070 | Specific IgE from the patient's serum reacts with the allergen of interest, which is covalently coupled to an ImmunoCAP. After washing away nonspecific IgE, enzyme-labeled anti-IgE antibody is added to form a complex. After incubation, unbound anti-IgE is washed away, and the bound complex incubated with a developing agent. After stopping the reaction, the fluorescence of the eluate is measured. Fluorescence is proportional to the amount of specific IgE present in the patient's sample (ie, the higher the fluorescence value, the more IgE antibody is present).(Package insert: ImmunoCAP System Specific IgE FEIA. Phadia; Rev 06/2020) | Same day/1 to 3 days | 14 days | This test was developed and its performance characteristics determined by Mayo Clinic in a manner consistent with CLIA requirements. It has not been cleared or approved by the US Food and Drug Administration. | 86003 | Halibut, IgE | 6842-9 | HALI | Halibut, IgE | 6842-9
HALO | Haloperidol, Serum | Optimizing haloperidol dosage Monitoring patient compliance Assessing toxicity | Liquid Chromatography Tandem Mass Spectrometry (LC-MS/MS) | Yes | Haloperidol, S | Serum Red | Supplies:Sarstedt Aliquot Tube 5 mL (T914) Collection Container/Tube:Red top (serum gel/SST arenotacceptable) Submission Container/Tube:Plastic vial Specimen Volume:1 mL Collection Instructions: 1. Draw blood immediately before next scheduled dose. 2. Within 2 hours of collection, centrifuge and aliquot serum into a plastic vial. | 0.3 mL | Haloperidol (Haldol) is a member of the butyrophenone class of neuroleptic drugs used to treat psychotic disorders (eg, schizophrenia). It is also used to control the tics and verbal utterances associated with Tourette syndrome and in the management of intensely hyperexcitable children who fail to respond to other treatment modalities. The daily recommended oral dose for patients with moderate symptoms is 0.5 to 2.0 mg; for patients with severe symptoms, 3 to 5 mg may be used. However, some patients will respond only at significantly higher doses. Haloperidol is metabolized in the liver to reduced haloperidol, its major metabolite.(1,2) Use of haloperidol is associated with significant toxic side effects, the most serious of which include tardive dyskinesia, which can be irreversible, extrapyramidal reactions with Parkinson-like symptoms, and neuroleptic malignant syndrome. Less serious side effects can include hypotension, anticholinergic effects (blurred vision, dry mouth, constipation, urinary retention), and sedation. The risk of developing serious, irreversible side effects seems to increase with increasing cumulative doses over time.(1,3) | Haloperidol: 5-17 ng/mL Reduced Haloperidol: 10-80 ng/mL | Studies show a strong relationship between dose and serum concentration(4); however, there is a modest relationship of clinical response or risk of developing long-term side effects to either dose or serum concentration. A therapeutic window exists for haloperidol, but some patients may respond to concentrations outside of this range. Patients who respond at serum concentrations between 5 ng/mL and 17 ng/mL show no additional improvement at concentrations between 18 ng/mL and 20 ng/mL.(3,5) Some patients may respond at concentrations less than 5 ng/mL, and others may require concentrations significantly greater than 20 ng/mL before an adequate response is attained. Due to interindividual variation, the serum concentration should only be used as one factor in determining the appropriate dose and must be interpreted in conjunction with the clinical status. Although the metabolite, reduced haloperidol, has minimal pharmacologic activity, evidence has been presented suggesting that an elevated ratio of reduced haloperidol-to-haloperidol (ie, >5) is predictive of a poor clinical response.(3,6) A reduced haloperidol-to-haloperidol ratio of less than 0.5 indicates noncompliance; the metabolite does not accumulate except during steady-state conditions. | Potentially interfering drugs include hydroxyzine (interferes withhaloperidol), tiagabine (interferes with reduced haloperidol),and quetiapine (interferes with internal standard resulting inartificially low haloperidol). | 1. Lawson GM. Monitoring of serum haloperidol. Mayo Clin Proc. 1994;69(2):189-190 2. Ereshefsky L, Davis CM, Harrington CA, et al. Haloperidol and reduced haloperidol plasma levels in selected schizophrenic patients. J Clin Psychopharmacol. 1984;4(3):138-142 3. Volavka J, Cooper TB: Review of haloperidol blood level and clinical response: looking through the window. J Clin Psychopharmacol. 1987;7(1):25-30 4. Moulin MA, Davy JP, Debruyne D, et al. Serum level monitoring and therapeutic effect of haloperidol in schizophrenic patients. Psychopharmacology. 1982;76(4):346-350 5. van Putten T, Marder SR, Mintz J, Polant RE. Haloperidol plasma levels and clinical response: a therapeutic window relationship. Am J Psychiatry. 1992;149 (4):500-505 6. Shostak M, Perel JM, Stiller RL, Wyman W, Curran S. Plasma haloperidol and clinical response: a role for reduced haloperidol in antipsychotic activity? J Clin Psychopharmacol. 1987;7(6):394-400 7. Hiemke C, Bergemann N, Clement HW, et al. Consensus guidelines for therapeutic drug monitoring in neuropsychopharmacology: Update 2017. Pharmacopsychiatry. 2018;51(1-02):9-62. doi: 10.1055/s-0043-116492 8.Milone MC, Shaw LM. Therapeutic drugs and their management. In: Rifai N, Chiu RWK, Young I, Burnham CAD, Wittwer CT, eds. Tietz Textbook of Laboratory Medicine. 7th ed. Elsevier; 2023:420-453 | Liquid-liquid extraction with liquid chromatography tandem mass spectrometry detection.(Unpublished Mayo method) | 2 to 8 days | 14 days | This test was developed and its performance characteristics determined by Mayo Clinic in a manner consistent with CLIA requirements. It has not been cleared or approved by the US Food and Drug Administration. | 80173 | Haloperidol, S | 87550-0 | 169 | Reduced Haloperidol | 38364-6
HEPI | Hamster Epithelium, IgE, Serum | Establishing a diagnosis of an allergy to hamster epithelium Defining the allergen responsible for eliciting signs and symptoms Identifying allergens: -Responsible for allergic response and/or anaphylactic episode -To confirm sensitization prior to beginning immunotherapy -To investigate the specificity of allergic reactions to insect venom allergens, drugs, or chemical allergens | Fluorescence Enzyme Immunoassay (FEIA) | Yes | Hamster Epithelium, IgE | Serum | Collection Container/Tube: Preferred:Serum gel Acceptable:Red top Submission Container/Tube:Plastic vial Specimen Volume:0.5 mL for every 5 allergens requested Collection Instructions:Centrifuge and aliquot serum into a plastic vial. | For 1 allergen: 0.3 mL For more than 1 allergen: (0.05 mL x number of allergens) + 0.25 mL deadspace | Clinical manifestations of immediate hypersensitivity (allergic) diseases are caused by the release of proinflammatory mediators (histamine, leukotrienes, and prostaglandins) from IgE-sensitized effector cells (mast cells and basophils) when cell-bound IgE antibodies interact with an allergen. In vitro serum testing for IgE antibodies provides an indication of the immune response to allergens that may be associated with allergic disease. The allergens chosen for testing often depend upon the age of the patient, history of allergen exposure, season of the year, and clinical manifestations. In individuals predisposed to develop allergic disease, the sequence of sensitization and clinical manifestations proceed as follows: eczema and respiratory disease (rhinitis and bronchospasm) in infants and children less than 5 years due to food sensitivity (milk, egg, soy, and wheat proteins) followed by respiratory disease (rhinitis and asthma) in older children and adults due to sensitivity to inhalant allergens (dust mite, mold, and pollen inhalants). | Class,IgE kU/L,Interpretation, 0,<0.10,Negative, 0/1,0.10-0.34,Borderline/equivocal, 1,0.35-0.69,Equivocal, 2,0.70-3.49,Positive, 3,3.50-17.4,Positive, 4,17.5-49.9,Strongly positive, 5,50.0-99.9,Strongly positive, 6,> or =100,Strongly positive, | Detection of IgE antibodies in serum (class 1 or greater) indicates an increased likelihood of allergic disease as opposed to other etiologies and defines the allergens that may be responsible for eliciting signs and symptoms. The level of IgE antibodies in serum varies directly with the concentration of IgE antibodies expressed as a class score or kU/L. | Testing for IgE antibodies is not useful in patients previously treated with immunotherapy to determine if residual clinical sensitivity exists or in patients in whom the medical management does not depend upon identification of allergen specificity. Some individuals with clinically insignificant sensitivity to allergens may have measurable levels of IgE antibodies in serum, and test results must be interpreted in the clinical context. False-positive results for IgE antibodies may occur in patients with markedly elevated serum IgE (>2500 kU/L) due to nonspecific binding to allergen solid phases. | Homburger HA, Hamilton RG: Allergic diseases. In: McPherson RA, Pincus MR, eds. Henry's Clinical Diagnosis and Management by Laboratory Methods. 23rd ed.Elsevier; 2017:1057-1070 | Specific IgE from the patient's serum reacts with the allergen of interest, which is covalently coupled to an ImmunoCAP. After washing away nonspecific IgE, enzyme-labeled anti-IgE antibody is added to form a complex. After incubation, unbound anti-IgE is washed away, and the bound complex incubated with a developing agent. After stopping the reaction, the fluorescence of the eluate is measured. Fluorescence is proportional to the amount of specific IgE present in the patient's sample (ie, the higher the fluorescence value, the more IgE antibody is present).(Package insert: ImmunoCAP System Specific IgE FEIA. Phadia; Rev 06/2020) | Same day/1 to 3 days | 14 days | This test has been cleared, approved, or is exempt by the US Food and Drug Administration and is used per manufacturer's instructions. Performance characteristics were verified by Mayo Clinic in a manner consistent with CLIA requirements. | 86003 | Hamster Epithelium, IgE | 6135-8 | HEPI | Hamster Epithelium, IgE | 6135-8
FHVGM | Hantavirus Antibody (IgG, IgM) |  | Enzyme Linked Immunosorbent Assay ELISA | Yes | Hantavirus Antibody (IgG, IgM) | Serum | Container/Tube: Preferred:Red top tube Acceptable:Serum gel tube Specimen Volume:0.5 mL Collection Instructions:Draw blood in a plain red-top tube(s), serum gel tube(s) is acceptable. Spin down and send 0.5 mL of serum refrigerated in a plastic vial. | 0.50 mL |  | Negative | This assay detects antibodies against recombinant Hantavirus antigens of both old world and new world Hantavirus types. The immune response to Hantavirus infection is not type-specific, and thus cross-reactivity may occur. All Hantavirus IgM-positive samples from US residents will be sent to a Public Health Laboratory for Sin Nombre Virus (SNV)-specific IgM testing. Samples that are Hantavirus IgG positive but IgM negative will not be subjected to further type-specific testing, since the lack of IgM rules out acute infection. |  |  |  | 3 to 9 days |  | This test was developed and its analytical performance characteristics have been determined by Quest Diagnostics. It has not been cleared or approved by FDA. This assay has been validated pursuant to the CLIA regulations and is used for clinical purposes. | 86790 x 2 | Hantavirus Antibody (IgG, IgM) | Not Provided | Z4934 | Hantavirus Ab (IgM) | 32131-5
HAPT | Haptoglobin, Serum | Confirmation of intravascularhemolysis | Nephelometry | Yes | Haptoglobin, S | Serum | Supplies:Sarstedt Aliquot Tube, 5 mL (T914) Collection Container/Tube: Preferred:Serum gel Acceptable:Red top Submission Container/Tube:Plastic vial Specimen Volume:1 mL Collection Instructions:Centrifuge and aliquot serum into a plastic vial. | 0.5 mL | Haptoglobin is an immunoglobulin-like plasma protein that binds hemoglobin. The haptoglobin-hemoglobin complex is removed from plasma by macrophages and the hemoglobin is catabolized. When the hemoglobin-binding capacity of haptoglobin is exceeded, hemoglobin passes through the renal glomeruli, resulting in hemoglobinuria. Chronic intravascular hemolysis causes persistently low haptoglobin concentration. Regular strenuous exercise may cause sustained low haptoglobin, presumably from low-grade hemolysis. Low serum haptoglobin may also be due to severe liver disease. Neonatal plasma or serum specimens usually do not contain measurable haptoglobin; adult levels are achieved by 6 months. Increase in plasma haptoglobin concentration occurs as an acute-phase reaction. Levels may appear to be increased in conditions such as burns and nephrotic syndrome. An acute-phase response may be confirmed and monitored by assay of other acute-phase reactants such as alpha-1-antitrypsin and C-reactive protein. | 30-200 mg/dL | Absence of plasma haptoglobin may indicate intravascular hemolysis. However, congenital anhaptoglobinemia is common, particularly in African Americans. For this reason, it may be difficult or impossible to interpret a single measurement of plasma haptoglobin. If the assay value is low, the test should be repeated after 1 to 2 weeks following an acute episode of hemolysis. If all the plasma haptoglobin is removed following an episode of intravascular hemolysis and if hemolysis ceases, the haptoglobin concentration should return to normal in a week. Low levels of plasma haptoglobin may indicate intravascular hemolysis. | Low haptoglobin is normal for the first 3 to 6 months of life. Haptoglobin is an acute-phase reactant and increases with inflammation or tissue necrosis. | 1. Shih AW, McFarlane A, Verhovsek M. Haptoglobin testing in hemolysis: measurement and interpretation. Am J Hematol. 2014;89(4):443-447. doi:10.1002/ajh.23623 2. di Masi A, De Simone G, Ciaccio C, D'Orso S, Coletta M, Ascenzi P. Haptoglobin: From hemoglobin scavenging to human health. Mol Aspects Med. 2020;73:100851. doi:10.1016/j.mam.2020.100851 3. Rifai N. Tietz Textbook of Laboratory Medicine. 7th ed. Elsevier; 2022:1584 | In this Siemens Nephelometer II method, the light scattered onto the antigen-antibody complexes is measured. The intensity of the measured scattered light is proportional to the amount of antigen-antibody complexes in the sample under certain conditions. If the antibody volume is kept constant, the signal behaves proportionally to the antigen volume. A reference curve is generated by a standard with a known antigen content on which the scattered light signals of the samples can be evaluated and calculated as an antigen concentration. Antigen-antibody complexes are formed when a sample containing antigen and the corresponding antiserum are put into a cuvette. A light beam is generated with a light emitting diode (LED), which is transmitted through the cuvette. The light is scattered onto the immuno-complexes that are present. Antigen and antibody are mixed in the initial measurement, but no complex is formed yet. An antigen-antibody complex is formed in the final measurement. The result is calculated by subtracting value of the final measurement from the initial measurement. The distribution of intensity of the scattered light depends on the ratio of the particle size of the antigen-antibody complexes to the radiated wavelength.(Instruction manual: Siemens Nephelometer II Operations Instruction Manual; Siemens, Inc; Version 2.4, 07/2019; Addendum to the Instruction Manual 2.3, 08/2017) | 1 to 3 days | 14 days | This test has been cleared, approved, or is exempt by the US Food and Drug Administration and is used per manufacturer's instructions. Performance characteristics were verified by Mayo Clinic in a manner consistent with CLIA requirements. | 83010 | Haptoglobin, S | 46127-7 | HAPT | Haptoglobin, S | 46127-7
FHZCP | Hazelnut Component Panel |  | ImmunoCAP FEIA | Yes | Hazelnut Component Panel | Serum | Specimen Type: Serum Container/Tube: Red or SST Specimen Volume: 1 mL Collection Instructions: Draw blood in a plain red-top tube(s), serum gel tube(s) is acceptable. Spin down and send 1 mL of serum refrigerated in a plastic vial. | 0.5 mL | This assay is used to detect allergen specific-IgE using the ImmunoCAP FEIA method. In vitro allergy testing is the primary testing mode for allergy diagnosis. | Class IgE,(kU/L),Comment, 0,<0.10,Negative, 0/1,0.10-0.34,Equivocal/Borderline, 1,0.35-0.69,Low Positive, 2,0.70-3.49,Moderate Positive, 3,3.50-17.49,High Positive, 4,17.50-49.99,Very High Positive, 5,50.00-99.99,Very High Positive, 6,>99.99,Very High Positive, |  |  |  | The ImmunoCAP FEIA method uses as the solid phase a flexible, hydrophobic cellulosic polymer to which allergen has been covalently linked. The advantage of this system is that it has a very high antigen binding capacity when compared to other systems and it has minimal non-specific binding with high total IgE. Viracor Eurofins provides an optional low range calibrator at 0.1 kU/L and a 0/1 class. This test has been cleared or approved for diagnostic use by the U.S. Food and Drug Administration. | 1 to 7 days |  | This test was developed and its performance characteristics determined by Viracor Eurofins. It has not been cleared or approved by the U.S. Food and Drug Administration. | 86008 x 4 | Hazelnut Component Panel | Not Provided | Z5648 | Class | 103120-2
FHCC1 | Hazelnut Component rCor a 1 |  | ImmunoCAP FEIA | Yes | Hazelnut Component rCor a 1 | Serum | Specimen Type: Serum Container/Tube: Red or SST Specimen Volume: 0.5 mL Collection Instructions: Draw blood in a plain red-top tube(s), serum gel tube is acceptable. Spin down and send 0.5 mL of serum refrigerated in a plastic vial. | 0.5 mL |  | <0.10 kU/L | Class IgE (kU/L) Comment 0 <0.10 Negative 0/1 0.10 - 0.34 Equivocal/Borderline 1 0.35 - 0.69 Low Positive 2 0.70 - 3.49 Moderate Positive 3 3.50 - 17.49 High Positive 4 17.50 - 49.99 Very High Positive 5 50.00 - 99.99 Very High Positive 6 >99.99 Very High Positive |  |  |  | 3 to 6 days |  | This test has been cleared or approved for diagnostic use by the U.S. Food and Drug Administration. | 86008 | Hazelnut Component rCor a 1 | Not Provided | Z5659 | Class | 103076-6
NUTHX | Hazelnut-Food Components, IgE, Serum | Evaluation of patients with suspected hazelnut-food allergy to one of 4 hazelnut-food components | Only orderable as a reflex. For more information see NUTHR / Hazelnut-Food, IgE with Reflex to Hazelnut-Food Components, IgE, Serum. Fluorescent Enzyme Immunoassay (FEIA) | Yes | Hazelnut-Food Components, IgE, S | If hazelnut-food specific total IgE is 0.10 kU/L or more, then testing for four hazelnut-food components (Cor a 1, Cor a 8, Cor a 9, Cor a 14) is performed at an additional charge. | Only orderable as a reflex. For more information see NUTHR / Hazelnut-Food, IgE with Reflex to Hazelnut-Food Components, IgE, Serum. Container/Tube: Preferred:Serum gel Acceptable:Red top Submission Container/Tube:Plastic vial Specimen Volume:1 mL Collection Instructions:Centrifuge and aliquot serum into a plastic vial. | 0.6 mL | Allergies to tree nuts are relatively prevalent and can result in severe reactions. The main culprits in tree nut allergies include walnut, almond, pistachio, cashew, pecan, hazelnut, macadamia, Brazil nut, and pine nuts. Tree nut allergy often appears in young children and estimates of prevalence range from 0.1% to greater than 5% of the population,dependent on geographical region. In the case of nut-induced allergic reactions, as with many other foods, symptoms usually present within minutes of ingestion. Over 80% of reactions to tree nuts involve allergy related respiratory symptoms. Tree nut allergies are one of the most dangerous types of allergic reaction with 20% to 40% of cases of related anaphylaxis and 70% to 90% of fatalities attributable to nut exposure, including peanut exposure. Hazelnut allergy can occur upon ingestion as a systemic food allergy that can be associated with severe reactions or as oral allergy syndrome, often associated with pollen allergy (pollen-food allergy syndrome). It is the most common tree nut allergy in Europe. Sensitization to birch pollen is strongly associated with hazelnut sensitization with 84% of those with birch pollen allergy being sensitized to hazelnuts. Components of hazelnut allergy can be used to stratify risk of severe systemic reactions. Hazelnut allergy can be severe or can be pollen related and less severe. The component protein Cor a 1 is heat and digestion labile and is often cross-reactive with birch pollen sensitivity due to cross-reactivity between homologous allergens of hazelnut and birch pollens (PR-10 proteins Cor a 1 and Bet v 1). Sensitization to Cor a 1 component protein is mainly associated with local reactions posing a lower risk of severe systemic reaction. Pollen-related hazelnut allergy is often observed in adults, with symptoms limited to the oropharyngeal cavity. However, systemic symptoms and even anaphylaxis have been infrequently reported with sensitivity to Cor a 1. Cor a 8 is a heat and digestion stabile nonspecific lipid transfer protein that exhibits sensitization in 8% to 17% of hazelnut allergy cases in the United States, with high prevalence in areas that lack birch trees. Cor a 8 sensitization can be associated with clinically silent hazelnut tolerant individuals, oral allergy syndrome or in some cases severe allergy. Peach allergy may be associated with sensitivity for Cor a 8. Cor a 9 and 14 are heat and digestion stable protein component that are associated with higher risks or severe, systemic reaction. Cor a 9 and Cor a 14 sensitization serve as excellent diagnostic markers for identifying direct hazelnut allergy and for prediction of potentially severe symptoms. Sensitization to Cor a 9 (a legume like globulin) was observed in 10% of hazelnut allergic individuals and has been established to be associated with severe systemic reactions. Other studies have put the sensitization rate or Cor a 9 to be as much as 35%. Cor a 9 may show crossreactivity to11S globulin protein components of walnut (Jug r 4), peanut (Ara h 3), Brazil nut (Ber e 2), soybean (Gly m 6), cashew (Ana o 2), almond (Pru du 6) and pistachio (Pis v 2).Sensitization to Cor a 14 (a 2S albumin allergen) has been observed in 6% of allergic individuals and is associated with moderate and severe systemic reactions. Cor a 14 is highly heat and digestion resistant and serves as an excellent prediction for clinical allergy. Cor a 14 sensitization has been reported in 15% of individuals with severe symptoms, 5.6% of individuals with moderate symptoms, and 4% of those with localized symptoms. Its cross reactivity is limited to walnut (Jug r 1) and pecan (Car i 1) protein components. Cor a 14-sIgE determination was a better predictor of oral food challenge sensitivity than other hazelnut component allergens (Cor a 1, Cor a 8 and Cor a 9). | Class,IgE kU/L,Interpretation, 0,<0.10,Negative, 0/1,0.10-0.34,Borderline / Equivocal, 1,0.35-0.69,Equivocal, 2,0.70-3.49,Positive, 3,3.50-17.4,Positive, 4,17.5-49.9,Strongly positive, 5,50.0-99.9,Strongly positive, 6,> or =100,Strongly positive, | When detectable total hazelnut-food IgE antibody is present (> or =0.10 IgE kUa/L), additional specific component IgE antibody testing will be performed. If a potential specific allergenic hazelnut-food component IgE is detectable (> or =0.10 IgE kUa/L), an interpretive report will be provided. When the sample is negative for total hazelnut-food IgE antibody (<0.10 IgE kUa/L), further testing for specific hazelnut-food component IgE antibodies will not be performed. A negative IgE result for total cashew antibody may indicate a lack of sensitization to the potential hazelnut-food allergenic components. | Clinical correlation of results from in vitro IgE testing with patient history of allergic or anaphylactic responses to hazelnut is recommended. Negative results for IgE antibodies to hazelnut or allergenic components do not completely exclude the possibility of clinically relevant allergic responses upon exposure. Positive results for IgE antibodies to hazelnut or any potential hazelnut- allergenic components are not diagnostic for allergy and only indicate patient may be sensitized to hazelnut-food or a cross-reactive allergen. Testing for IgE antibodies may not be useful in patients previously treated with immunotherapy to determine if residual clinical sensitivity exists or in patients whose medical management does not depend upon the identification of allergen specificity. False-positive results for IgE antibodies may occur in patients with markedly elevated serum IgE (>2500 kU/L) due to nonspecific binding to allergen solid phases. Cross-reacting carbohydrate determinants may also result in positive total walnut specific IgE testing. | 1. Salo PM, Arbes SJ Jr, Jaramillo R, et al. Prevalence of allergic sensitization in the United States: results from the National Health and Nutrition Examination Survey (NHANES) 2005-2006. J Allergy Clin Immunol. 2014;134(2):350-359. doi: 10.1016/j.jaci.2013.12.1071 2. Waserman S, Watson W. Food allergy. Allergy Asthma & Clin Immuno.2011, 7 Suppl1 (Suppl 1):S7 3. Abrams EM, Sicherer SH. Diagnosis and management of food allergy. CMAJ. 2016;188(15):1087–1093 4. Weinberger T, Sicherer S. Current perspectives on tree nut allergy: a review. J Asthma Allergy. 2018;11:41–51 5. Lomas JM, Jarvinen KM. Managing nut-induced anaphylaxis: challenges and solutions.J Asthma Allergy. 2015;8:115–123 6. Maloney J,Rudengren M, Ahlstedt S, Bock SA, Sampson HA. The use of serum-specific IgE measurements for the diagnosis of peanut, tree nut, and seed allergy. J Allergy Clin Immunol. 2008;122(1):145-151 7. Sicherer SH, Burks AW, Sampson HA. Clinical features of acute allergic reactions to peanut and tree nuts in children. Pediatrics. 1998;102(1):e6 8. Crespo JF, James JM. Fernandez-Rodriguez C, Rodriguez J. Food allergy: Nuts and tree nuts. British J Nutrition. 2006;96 Suppl 2:S95-S102 9. Yang L, Clements S, Joks R. A retrospective study of peanut and tree nut allergy: Sensitization and correlations with clinical manifestations. Allergy Rhinol. 2015;doi:10.2500/ar.20105.6.0108 10. Masthoff L, Hoff R, Verhoeckx KC, et al. A systematic review of the effect of thermal processing on the allergenicity of tree nuts. Allergy 2013;68(8):983-993 11. Ebo DG, Verweij MM, Sabato V, Hagendorens MM, Bridts CH, De Clerck LS. Hazelnut allergy: A multi-faced condition with demographic and geographic characteristics. Acta clinica Belgica. 2012;67(5):317-321 12 .Calamelli E, Trozzo A, Di Blasi E, Serra L, Bottau P. Hazelnut allergy. Medicina (Kaunas). 2021;57(1):67 13. Uotila R, Kukkonen AK, Pelkonen AS, Makela MJ. Cross-sensitization profiles of edible nuts in a birch-endemic area. Allergy. 2016;71(4):514-521 14. Datema MR, van Ree R, Asero R, et al. Component-resolved diagnosis and beyond: Multivariable regression models to predict severity of hazelnut allergy. Allergy. 2018;73(3):549-559 15. Hofmann C, Scheurer S, Rost K, et al. Cor a 1-reactive T cells and IgE are predominantly cross-reactive to Bet v 1 in patients with birch pollen-associated food allergy to hazelnut. The J Allergy Clin Immunol. 2013;131(5):1384-1392.e6 16. Nilsson C, Berthold M, Mascialino B, Orme M, Sjölander S, Hamilton R. Allergen components in diagnosing childhood hazelnut allergy: Systematic literature review and meta-analysis. Pediatr Allergy Immunol. 2020;31(2):186-96. 17. Inoue Y, Sato S, Takahashi K, et al. Component-resolved diagnostics can be useful for identifying hazelnut allergy in Japanese children. Allergol Int. 2020;69(2):239-245 18. Faber MA, De Graag M, Van Der Heijden C, et al. Cor a 14: missing link in the molecular diagnosis of hazelnut allergy? Int Arch Allergy Immunol. 2014;164(3):200-206 19. Costa J, Mafra I, Carrapatoso I, Oliveira MB. Hazelnut allergens: Molecular characterization, detection, and clinical relevance. Crit Rev Food Sci Nutr. 2016;56(15):2579-2605 20. Buyuktiryaki B, Cavkaytar O, Sahiner UM, et al. Cor a 14, hazelnut-specific IgE, and SPT as a reliable tool in hazelnut allergy diagnosis in Eastern Mediterranean Children. J Allergy Clin Immunol Pract. 2016;4(2):265-72.e3 21. Brough HA, Caubet JC, Mazon A, et al. Defining challenge-proven coexistent nut and sesame seed allergy: A prospective multicenter European study. J Allergy Clin Immunol. 2020;145(4):1231-1239 22. Datema MR, Zuidmeer-Jongejan L, Asero R, et al. Hazelnut allergy across Europe dissected molecularly: A EuroPrevall outpatient clinic survey. J Allergy Clin Immunol. 2015;136(2):382-391 23. Masthoff LJ, van Hoffen E, Mattsson L, et al. Peanut allergy is common among hazelnut-sensitized subjects but is not primarily the result of IgE cross-reactivity. Allergy. 2015;70(3):265-274 24. Bastiaan-Net S, Batstra MR, Aazamy N, et al. IgE cross-reactivity measurement of cashew nut, hazelnut and peanut using a novel IMMULITE inhibition method. Clin Chem Lab Med. 2020;58(11):1875-1883 25. Carraro S, Berardi M, Bozzetto S, Baraldi E, Zanconato S. COR a 14-specific IgE predicts symptomatic hazelnut allergy in children. Pediatr Allergy Immunol. 2016;27(3):322-324 26. Buyuktiryaki B, Cavkaytar O, Sahiner UM, et al. Cor a 14, hazelnut-specific IgE, and SPT as a reliable tool in hazelnut allergy diagnosis in Eastern Mediterranean children. J Allergy Clin Immunol Pract. 2016;4(2):265-72.e3 27. Uotila R, Rontynen P, Pelkonen AS, Voutilainen H, Kaarina Kukkonen A, Makela MJ. For hazelnut allergy, component testing of Cor a 9 and Cor a 14 is relevant also in birch-endemic areas. Allergy. 2020;75(11):2977-2980 | Specific IgE from the patient's serum reacts with the allergen of interest, which is covalently coupled to an ImmunoCAP. After washing away nonspecific IgE, enzyme-labeled anti-IgE antibody is added to form a complex. After incubation, unbound anti-IgE is washed away, and the bound complex is then incubated with a developing agent. After stopping the reaction, the fluorescence of the eluate is measured. Fluorescence is proportional to the amount of specific IgE present in the patient's sample (ie, the higher the fluorescence value, the more IgE antibody is present).(Package insert: ImmunoCAP System Specific IgE FEIA. Phadia: Rev 06/2020) | Same day/1 to 3 days | 14 days | This test has been cleared, approved, or is exempt by the US Food and Drug Administration and is used per manufacturer's instructions. Performance characteristics were verified by Mayo Clinic in a manner consistent with CLIA requirements. | 8600386008 x 3 | Hazelnut-Food Components, IgE, S | 63486-5 | A14CO | Cor a 14 (Hazelnut-Food), IgE, S | 81788-2
NUTHR | Hazelnut-Food, IgE with Reflex to Hazelnut-Food Components, IgE, Serum | Evaluation of patients with suspected hazelnut-food allergy | Fluorescent Enzyme Immunoassay (FEIA) | Yes | Hazelnut-Food Component Reflex, S | Testing begins with analysis of hazelnut-food-specific total IgE. If hazelnut food-specific total IgE is negative (<0.10 kU/L), testing is complete. | Collection Container/Tube: Preferred:Serum gel Acceptable:Red top Submission Container/Tube:Plastic vial Specimen Volume:1 mL Collection Instructions:Centrifuge and aliquot serum into a plastic vial. | 0.6 mL | Allergies to tree nuts are relatively prevalent and can result in severe reactions. The main culprits in tree nut allergies include: walnut, almond, pistachio, cashew, pecan, hazelnut, macadamia, Brazil nut, and pine nuts. Tree nut allergy often appears in young children and estimates of prevalence range from 0.1% to greater than 5% of the population dependent on geographical region. In the case of nut-induced allergic reactions, as with many other foods, symptoms usually present within minutes of ingestion. Over 80% of reactions to tree nuts involve allergy related respiratory symptoms. Tree nut allergies are one of the most dangerous types of allergic reaction with 20% to 40% of cases of related anaphylaxis and 70% to 90% of fatalities attributable to nut exposure, including peanut exposure. Hazelnut allergy can occur upon ingestion as a systemic food allergy that can be associated with severe reactions or as oral allergy syndrome, often associated with pollen allergy (pollen-food allergy syndrome). It is the most common tree nut allergy in Europe. Sensitization to birch pollen is strongly associated with hazelnut sensitization, with 84% of those with birch pollen allergy being sensitized to hazelnuts. Components of hazelnut allergy can be used to stratify risk of severe systemic reactions. Hazelnut allergy can be severe or can be pollen related and less severe. The component protein Cor a 1 is heat and digestion labile and is often cross-reactive with birch pollen sensitivity due to cross-reactivity between homologous allergens of hazelnut and birch pollens (PR-10 proteins Cor a 1 and Bet v 1). Sensitization to Cor a 1 component protein is mainly associated with local reactions, posing a lower risk of severe systemic reaction. Pollen-related hazelnut allergy is often observed in adults, with symptoms limited to the oropharyngeal cavity. However, systemic symptoms and even anaphylaxis have been infrequently reported with sensitivity to Cor a 1. Cor a 8 is a heat and digestion stabile nonspecific lipid transfer protein that exhibits sensitization in 8% to 17% of hazelnut allergy cases in the United States, with high prevalence in areas that lack birch trees. Cor a 8 sensitization can be associated with clinically silent hazelnut tolerant individuals, oral allergy syndrome or in some cases severe allergy. Peach allergy may be associated with sensitivity for Cor a 8. Cor a 9 and 14 are heat and digestion stable protein components that are associated with higher risks or severe, systemic reaction. Cor a 9 and Cor a 14 sensitization serve as excellent diagnostic markers for identifying direct hazelnut allergy and for prediction of potentially severe symptoms. Sensitization to Cor a 9 (a legume like globulin) was observed in 10% of hazelnut allergic individuals and has been established to be associated with severe systemic reactions. Other studies have put the sensitization rate or Cor a 9 to be as much as 35%. Cor a 9 may show crossreactivity to 11S globulin protein components of walnut (Jug r 4), peanut (Ara h 3), Brazil nut (Ber e 2), soybean (Gly m 6), cashew (Ana o 2), almond (Pru du 6) and pistachio (Pis v 2). Sensitization to Cor a 14 (a 2S albumin allergen) has been observed in 6% of allergic individuals and is associated with moderate and severe systemic reactions. Cor a 14 is highly heat and digestion resistant and serves as an excellent predictor for clinical allergy. Cor a 14 sensitization has been reported in 15% of individuals with severe symptoms, 5.6% of individuals with moderate symptoms, and 4% of those with localized symptoms. Its cross reactivity is limited to walnut (Jug r 1) and pecan (Car i 1) protein components. Cor a 14-sIgE determination was a better predictor of oral food challenge sensitivity than other hazelnut component allergens (Cor a 1, Cor a 8, and Cor a 9). | Class,IgE kU/L,Interpretation, 0,<0.10,Negative, 0/1,0.10-0.34,Borderline/Equivocal, 1,0.35-0.69,Equivocal, 2,0.70-3.49,Positive, 3,3.50-17.4,Positive, 4,17.5-49.9,Strongly positive, 5,50.0-99.9,Strongly positive, 6,> or =100,Strongly positive, | When detectable total hazelnut-food IgE antibody is present (> or =0.10 IgE kUa/L), additional specific component IgE antibody testing will be performed. If at least one potential specific allergenic hazelnut-food component IgE is detectable (> or =0.10 IgE kUa/L), an interpretive report will be provided. When the sample is negative for total hazelnut-food IgE antibody (<0.10 IgE kUa/L), further testing for specific hazelnut-food component IgE antibodies will not be performed. Negative IgE results for total hazelnut-food antibody may indicate a lack of sensitization to potential hazelnut-food allergenic components. | Clinical correlation of results from in vitro IgE testing with patient history of allergic or anaphylactic responses to hazelnut is recommended. Negative results for IgE antibodies against hazelnut extract or allergenic components do not completely exclude the possibility of clinically relevant allergic responses upon exposure. Positive results for IgE to hazelnut or any potential hazelnut allergenic components are not diagnostic for allergy and only indicate patient may be sensitized to hazelnut or a cross-reactive allergen. Testing for IgE antibodies may not be useful in patients previously treated with immunotherapy to determine if residual clinical sensitivity exists or in patients whose medical management does not depend upon the identification of allergen specificity. False-positive results for IgE antibodies may occur in patients with markedly elevated serum IgE (>2500 kU/L) due to nonspecific binding to allergen solid phases. Cross-reacting carbohydrate determinants may also result in positive total hazelnut specific IgE testing. | 1. Salo PM, Arbes SJ Jr, Jaramillo R, et al. Prevalence of allergic sensitization in the United States: results from the National Health and Nutrition Examination Survey (NHANES) 2005-2006. J Allergy Clin Immunol. 2014;134(2):350-359 2. Waserman S, Watson W. Food allergy. Allergy Asthma Clin Immunol. 2011;7 Suppl 1(Suppl 1):S7 3. Abrams EM, Sicherer SH. Diagnosis and management of food allergy. CMAJ. 2016;188(15):1087-1093 4. Weinberger T, Sicherer S. Current perspectives on tree nut allergy: a review. J Asthma Allergy. 2018;11:41-51 5. Lomas JM, Jarvinen KM. Managing nut-induced anaphylaxis: challenges and solutions. J Asthma Allergy. 2015;8:115-123 6. Maloney JM, Rudengren M, Ahlstedt S, Bock SA, Sampson HA. The use of serum-specific IgE measurements for the diagnosis of peanut, tree nut, and seed allergy. J Allergy Clin Immunol. 2008;122(1):145-151 7. Sicherer SH, Burks AW, Sampson HA. Clinical features of acute allergic reactions to peanut and tree nuts in children. Pediatrics. 1998;102(1):e6 8. Crespo JF, James JM, Fernandez-Rodriguez C, Rodriguez J. Food allergy: nuts and tree nuts [published correction appears in Br J Nutr. 2008 Feb;99(2):447-8]. Br J Nutr. 2006;96 Suppl 2:S95-S102 9. Yang L, Clements S, Joks R. A retrospective study of peanut and tree nut allergy: Sensitization and correlations with clinical manifestations [published online ahead of print, 2015 Feb 27]. Allergy Rhinol (Providence). 2015; doi:10.2500/ar.20105.6.0108 10. Masthoff LJ, Hoff R, Verhoeckx KC, et al. A systematic review of the effect of thermal processing on the allergenicity of tree nuts. Allergy. 2013;68(8):983-993 11. Ebo DG, Verweij MM, Sabato V, Hagendorens MM, Bridts CH, De Clerck LS. Hazelnut allergy: a multi-faced condition with demographic and geographic characteristics. Acta Clin Belg. 2012;67(5):317-321 12. Calamelli E, Trozzo A, Di Blasi E, Serra L, Bottau P. Hazelnut Allergy. Medicina (Kaunas). 2021;57(1):67 13. Uotila R, Kukkonen AK, Pelkonen AS, Makela MJ. Cross-sensitization profiles of edible nuts in a birch-endemic area. Allergy. 2016;71(4):514-521 14. Datema MR, van Ree R, Asero R, et al. Component-resolved diagnosis and beyond: Multivariable regression models to predict severity of hazelnut allergy [published correction appears in Allergy. 2020 Aug;75(8):2145-2145]. Allergy. 2018;73(3):549-559 15. Hofmann C, Scheurer S, Rost K, et al. Cor a 1-reactive T cells and IgE are predominantly cross-reactive to Bet v 1 in patients with birch pollen-associated food allergy to hazelnut. J Allergy Clin Immunol. 2013;131(5):1384-92.e6 16. Nilsson C, Berthold M, Mascialino B, Orme M, Sjolander S, Hamilton R. Allergen components in diagnosing childhood hazelnut allergy: Systematic literature review and meta-analysis. Pediatr Allergy Immunol. 2020;31(2):186-196 17. Inoue Y, Sato S, Takahashi K, et al. Component-resolved diagnostics can be useful for identifying hazelnut allergy in Japanese children. Allergol Int. 2020;69(2):239-245 18. Faber MA, De Graag M, Van Der Heijden C, et al. Cor a 14: missing link in the molecular diagnosis of hazelnut allergy?. Int Arch Allergy Immunol. 2014;164(3):200-206 19. Costa J, Mafra I, Carrapatoso I, Oliveira MB. Hazelnut Allergens: Molecular Characterization, Detection, and Clinical Relevance. Crit Rev Food Sci Nutr. 2016;56(15):2579-2605 20. Buyuktiryaki B, Cavkaytar O, Sahiner UM, et al. Cor a 14, Hazelnut-Specific IgE, and SPT as a Reliable Tool in Hazelnut Allergy Diagnosis in Eastern Mediterranean Children. J Allergy Clin Immunol Pract. 2016;4(2):265-72.e3 21. Brough HA, Caubet JC, Mazon A, et al. Defining challenge-proven coexistent nut and sesame seed allergy: A prospective multicenter European study. J Allergy Clin Immunol. 2020;145(4):1231-1239 22. Datema MR, Zuidmeer-Jongejan L, Asero R, et al. Hazelnut allergy across Europe dissected molecularly: A EuroPrevall outpatient clinic survey. J Allergy Clin Immunol. 2015;136(2):382-391 23. Masthoff LJ, van Hoffen E, Mattsson L, et al. Peanut allergy is common among hazelnut-sensitized subjects but is not primarily the result of IgE cross-reactivity. Allergy. 2015;70(3):265-274 24. Bastiaan-Net S, Batstra MR, Aazamy N, et al. IgE cross-reactivity measurement of cashew nut, hazelnut and peanut using a novel IMMULITE inhibition method. Clin Chem Lab Med. 2020;58(11):1875-1883 25. Carraro S, Berardi M, Bozzetto S, Baraldi E, Zanconato S. COR a 14-specific IgE predicts symptomatic hazelnut allergy in children. Pediatr Allergy Immunol. 2016;27(3):322-324 26. Buyuktiryaki B, Cavkaytar O, Sahiner UM, et al. Cor a 14, Hazelnut-Specific IgE, and SPT as a Reliable Tool in Hazelnut Allergy Diagnosis in Eastern Mediterranean Children. J Allergy Clin Immunol Pract. 2016;4(2):265-72.e3 27. Uotila R, Rontynen P, Pelkonen AS, Voutilainen H, Kaarina Kukkonen A, Mäkelä MJ. For hazelnut allergy, component testing of Cor a 9 and Cor a 14 is relevant also in birch-endemic areas. Allergy. 2020;75(11):2977-2980 | Specific IgE from the patient's serum reacts with the allergen of interest, which is covalently coupled to an ImmunoCAP. After washing away nonspecific IgE, enzyme-labeled anti-IgE antibody is added to form a complex. After incubation, unbound anti-IgE is washed away, and the bound complex is then incubated with a developing agent. After stopping the reaction, the fluorescence of the eluate is measured. Fluorescence is proportional to the amount of specific IgE present in the patient's sample (ie, the higher the fluorescence value, the more IgE antibody is present).(Package insert: ImmunoCAP System Specific IgE FEIA. Phadia; Rev 06/2020) | Same day/1 to 3 days | 14 days | This test has been cleared, approved, or is exempt by the US Food and Drug Administration and is used per manufacturer's instructions. Performance characteristics were verified by Mayo Clinic in a manner consistent with CLIA requirements. | 86003 | Hazelnut-Food Component Reflex, S | 6136-6 | NUTH1 | Hazelnut-Food, IgE, S | 6136-6
NUTH | Hazelnut-Food, IgE, Serum | Establishing a diagnosis of an allergy to hazelnut Defining the allergen responsible for eliciting signs and symptoms Identifying allergens: -Responsible for allergic response and/or anaphylactic episode -To confirm sensitization prior to beginning immunotherapy -To investigate the specificity of allergic reactions to insect venom allergens, drugs, or chemical allergens | Fluorescence Enzyme Immunoassay (FEIA) | Yes | Hazelnut-Food, IgE | Serum | Collection Container/Tube: Preferred:Serum gel Acceptable:Red top Submission Container/Tube:Plastic vial Specimen Volume:0.5 mL for every 5 allergens requested Collection Instructions:Centrifuge and aliquot serum into a plastic vial. | For 1 allergen: 0.3 mL For more than 1 allergen: (0.05 mL x number of allergens) + 0.25 mL deadspace | Clinical manifestations of immediate hypersensitivity (allergic) diseases are caused by the release of proinflammatory mediators (histamine, leukotrienes, and prostaglandins) from IgE-sensitized effector cells (mast cells and basophils) when cell-bound IgE antibodies interact with an allergen. In vitro serum testing for IgE antibodies provides an indication of the immune response to allergens that may be associated with allergic disease. The allergens chosen for testing often depend upon the age of the patient, history of allergen exposure, season of the year, and clinical manifestations. In individuals predisposed to develop allergic disease, the sequence of sensitization and clinical manifestations proceed as follows: eczema and respiratory disease (rhinitis and bronchospasm) in infants and children less than 5 years due to food sensitivity (milk, egg, soy, and wheat proteins) followed by respiratory disease (rhinitis and asthma) in older children and adults due to sensitivity to inhalant allergens (dust mite, mold, and pollen inhalants). | Class,IgE kU/L,Interpretation, 0,<0.10,Negative, 0/1,0.10-0.34,Borderline/equivocal, 1,0.35-0.69,Equivocal, 2,0.70-3.49,Positive, 3,3.50-17.4,Positive, 4,17.5-49.9,Strongly positive, 5,50.0-99.9,Strongly positive, 6,> or =100,Strongly positive, | Detection of IgE antibodies in serum (class 1 or greater) indicates an increased likelihood of allergic disease as opposed to other etiologies and defines the allergens that may be responsible for eliciting signs and symptoms. The level of IgE antibodies in serum varies directly with the concentration of IgE antibodies expressed as a class score or kU/L. | Testing for IgE antibodies is not useful in patients previously treated with immunotherapy to determine if residual clinical sensitivity exists or in patients in whom the medical management does not depend upon identification of allergen specificity. Some individuals with clinically insignificant sensitivity to allergens may have measurable levels of IgE antibodies in serum, and test results must be interpreted in the clinical context. False-positive results for IgE antibodies may occur in patients with markedly elevated serum IgE (>2500 kU/L) due to nonspecific binding to allergen solid phases. | Homburger HA, Hamilton RG: Allergic diseases. In: McPherson RA, Pincus MR, eds. Henry's Clinical Diagnosis and Management by Laboratory Methods. 23rd ed.Elsevier; 2017:1057-1070 | Specific IgE from the patient's serum reacts with the allergen of interest, which is covalently coupled to an ImmunoCAP. After washing away nonspecific IgE, enzyme-labeled anti-IgE antibody is added to form a complex. After incubation, unbound anti-IgE is washed away, and the bound complex incubated with a developing agent. After stopping the reaction, the fluorescence of the eluate is measured. Fluorescence is proportional to the amount of specific IgE present in the patient's sample (ie, the higher the fluorescence value, the more IgE antibody is present).(Package insert: ImmunoCAP System Specific IgE FEIA. Phadia; Rev 06/2020) | Same day/1 to 3 days | 14 days | This test has been cleared, approved, or is exempt by the US Food and Drug Administration and is used per manufacturer's instructions. Performance characteristics were verified by Mayo Clinic in a manner consistent with CLIA requirements. | 86003 | Hazelnut-Food, IgE | 6136-6 | NUTH | Hazelnut-Food, IgE | 6136-6
HAZ | Hazelnut-Tree, IgE, Serum | Establishing a diagnosis of an allergy to hazelnut-tree Defining the allergen responsible for eliciting signs and symptoms Identifying allergens: -Responsible for allergic response and/or anaphylactic episode -To confirm sensitization prior to beginning immunotherapy -To investigate the specificity of allergic reactions to insect venom allergens, drugs, or chemical allergens | Fluorescence Enzyme Immunoassay (FEIA) | Yes | Hazelnut-Tree, IgE | Serum | Collection Container/Tube: Preferred:Serum gel Acceptable:Red top Submission Container/Tube:Plastic vial Specimen Volume:0.5 mL for every 5 allergens requested Collection Instructions:Centrifuge and aliquot serum into a plastic vial. | For 1 allergen: 0.3 mL For more than 1 allergen: (0.05 mL x number of allergens) + 0.25 mL deadspace | Clinical manifestations of immediate hypersensitivity (allergic) diseases are caused by the release of proinflammatory mediators (histamine, leukotrienes, and prostaglandins) from IgE-sensitized effector cells (mast cells and basophils) when cell-bound IgE antibodies interact with an allergen. In vitro serum testing for IgE antibodies provides an indication of the immune response to allergens that may be associated with allergic disease. The allergens chosen for testing often depend upon the age of the patient, history of allergen exposure, season of the year, and clinical manifestations. In individuals predisposed to develop allergic disease, the sequence of sensitization and clinical manifestations proceed as follows: eczema and respiratory disease (rhinitis and bronchospasm) in infants and children less than 5 years due to food sensitivity (milk, egg, soy, and wheat proteins) followed by respiratory disease (rhinitis and asthma) in older children and adults due to sensitivity to inhalant allergens (dust mite, mold, and pollen inhalants). | Class,IgE kU/L,Interpretation, 0,<0.10,Negative, 0/1,0.10-0.34,Borderline/equivocal, 1,0.35-0.69,Equivocal, 2,0.70-3.49,Positive, 3,3.50-17.4,Positive, 4,17.5-49.9,Strongly positive, 5,50.0-99.9,Strongly positive, 6,> or =100,Strongly positive, | Detection of IgE antibodies in serum (class 1 or greater) indicates an increased likelihood of allergic disease as opposed to other etiologies and defines the allergens that may be responsible for eliciting signs and symptoms. The level of IgE antibodies in serum varies directly with the concentration of IgE antibodies expressed as a class score or kU/L. | Testing for IgE antibodies is not useful in patients previously treated with immunotherapy to determine if residual clinical sensitivity exists or in patients in whom the medical management does not depend upon identification of allergen specificity. Some individuals with clinically insignificant sensitivity to allergens may have measurable levels of IgE antibodies in serum, and test results must be interpreted in the clinical context. False-positive results for IgE antibodies may occur in patients with markedly elevated serum IgE (>2500 kU/L) due to nonspecific binding to allergen solid phases. | Homburger HA, Hamilton RG: Allergic diseases. In: McPherson RA, Pincus MR, eds. Henry's Clinical Diagnosis and Management by Laboratory Methods. 23rd ed.Elsevier; 2017:1057-1070 | Specific IgE from the patient's serum reacts with the allergen of interest, which is covalently coupled to an ImmunoCAP. After washing away nonspecific IgE, enzyme-labeled anti-IgE antibody is added to form a complex. After incubation, unbound anti-IgE is washed away, and the bound complex incubated with a developing agent. After stopping the reaction, the fluorescence of the eluate is measured. Fluorescence is proportional to the amount of specific IgE present in the patient's sample (ie, the higher the fluorescence value, the more IgE antibody is present).(Package insert: ImmunoCAP System Specific IgE FEIA. Phadia; Rev 06/2020) | 1 to 3 days | 14 days | This test has been cleared, approved, or is exempt by the US Food and Drug Administration and is used per manufacturer's instructions. Performance characteristics were verified by Mayo Clinic in a manner consistent with CLIA requirements. | 86003 | Hazelnut-Tree, IgE | 6137-4 | HAZ | Hazelnut-Tree, IgE | 6137-4
HRTVS | Heartland Virus, RNA, Molecular Detection, PCR, Serum | Aiding in the diagnosis of central nervous system infection caused by Heartland virus using serum specimens | Real-Time Polymerase Chain Reaction (PCR) | Yes | Heartland Virus, PCR, Serum | For more information seeMeningitis/Encephalitis Panel Algorithm. | Supplies:Sarstedt Aliquot Tube 5 mL (T914) Collection Container/Tube: Preferred:Serum gel Acceptable:Red top Submission Container:Sterile container Specimen Volume:0.5 mL Collection Instructions: 1. Within 2 hours of collection centrifuge and aliquot serum into a sterile container. 2. Serum specimens not aliquoted from the serum gel collection tube into a sterile container will be rejected. |  | Heartland virus (HRTV) disease is an emerging zoonosis, transmitted to humans through the bite of infectedAmblyomma americanum(Lone Star) ticks. HRTV possesses a single-stranded negative-sense RNA genome encoded on small, medium, and large segments. HRTV is a member of the Bandavirus genus, which includes other arthropod-borne viruses (arboviruses), such as severe fever with thrombocytopenia syndrome virus (SFTSV). Reports of human HRTV disease are relatively rare, with fewer than 100 cases reported to date, most from the Central, Southern, and Northeastern United States. Symptoms generally occur within 2 weeks of a tick bite and may include non-specific symptoms such as headache, fever, fatigue, anorexia, nausea, diarrhea, and muscle or joint pain. Leukopenia, thrombocytopenia, and elevation of liver transaminases are also common laboratory findings. Rarely, multisystem organ failure and death occur. While there is no targeted antiviral therapy and treatment is entirely supportive care, diagnosis is important for several reasons, including the ability to discontinue empiric antibiotics and to provide prognostic information for patients and families. Detection of HRTV nucleic acid in serum is a marker for acute infection caused by this virus. Importantly, the period of time that the virus can be detected in serum and cerebrospinal fluid is brief. Therefore, molecular testing should be performed within the first week following onset of symptoms. After this time, serologic testing is the preferred method for diagnosis of HRTV infection. Serologic testing is currently only available through the Centers for Disease Control and Prevention. | Negative | Positive: The detection of Heartland virus (HRTV) nucleic acid in serum is consistent with acute-phase infection. HRTV nucleic acid may be detectable during the first week following the onset of symptoms. Negative: The absence of HRTV nucleic acid is consistent with the lack of acute-phase infection but does not rule out infection. Additional serologic testing may be indicated. | Results should be used in conjunction with clinical presentation and exposure history. Negative Heartland virus (HRTV) polymerase chain reaction results may occur if the specimen was collected more than 7 days following symptom onset. Serologic testing for the presence of antibodies to HRTV may be recommended in such cases. | 1. Savage HM, Godsey MS, Lambert A, et al. First detection of heartland virus (Bunyaviridae: Phlebovirus) from field collected arthropods. Am J Trop Med Hyg. 2013;89(3):445-452. doi:10.4269/ajtmh.13-0209 2. Brault AC, Savage HM, Duggal NK, Eisen RJ, Staples JE. Heartland virus epidemiology, vector association, and disease potential. Viruses. 2018;10(9):498. doi:10.3390/v10090498 3. Staples JE, Pastula DM, Panella AJ, et al. Investigation of Heartland virus disease throughout the United States, 2013–2017. Open Forum Infect Dis. 2020;7(5):ofaa125. Published 2020 Apr 11. doi:10.1093/ofid/ofaa125 | This Heartland virus (HRTV) real-time reverse transcription polymerase chain reaction (RT-PCR) laboratory-developed test is based on primer and probe sequences reported by Savage et al.(CDC assay, 1). It provides qualitative detection of HRTV RNA from serum and CSF of patients with suspected infection. HRTV RNA in clinical specimens is first extracted using the Roche MagNA Pure 96 instrument. RT-PCR testing is then performed on the Roche LightCycler 480 II (LC480). This RT-PCR assay employs oligonucleotide forward and reverse primers and a TaqMan hydrolysis probe specific to the small segment of the non-structural protein region of Heartland virus. A reverse transcription step is first performed to convert RNA to complementary DNA (cDNA). The primers then bind to the target cDNA sequence and facilitate amplification of an 86 base pair amplicon product during PCR. Using the LC480 software, analysis of the resultant amplification curves is performed to allow for detection of HRTV RNA. Generation of an amplification curve and a crossing point (Cp) value indicates the presence of HRTV RNA in the specimen and may be used to support the diagnosis of acute HRTV infection in the appropriate clinical and epidemiologic setting.(Unpublished Mayo method) | Same day/1 to 5 days | 7 days | This test was developed and its performance characteristics determined by Mayo Clinic in a manner consistent with CLIA requirements. It has not been cleared or approved by the US Food and Drug Administration. | 87798 | Heartland Virus, PCR, Serum | 94183-1 | 620057 | Heartland Virus, PCR, Serum | 94183-1
HRTVC | Heartland Virus, RNA, Molecular Detection, PCR, Spinal Fluid | Aiding in the diagnosis of central nervous system infection caused by Heartland virus using spinal fluid specimens | Real-Time Polymerase Chain Reaction (PCR) | Yes | Heartland Virus, PCR, CSF | For more information seeMeningitis/Encephalitis Panel Algorithm. | Container/Tube:Sterile vial Specimen Volume:1 mL Collection Instructions: 1. Send specimen from collection vial 2. 2. Do not centrifuge or heat inactivate. |  | Heartland virus (HRTV) disease is an emerging zoonosis, transmitted to humans through the bite of infectedAmblyomma americanum(Lone Star) ticks. HRTV possesses a single-stranded negative-sense RNA genome encoded on small, medium, and large segments. HRTV is a member of the Bandavirus genus, which includes other arthropod-borne viruses (arboviruses), such as severe fever with thrombocytopenia syndrome virus (SFTSV). Reports of human HRTV disease are relatively rare with fewer than 100 cases reported to date, most from the Central, Southern, and Northeastern United States. Symptoms generally occur within 2 weeks of a tick bite and may include non-specific symptoms such as headache, fever, fatigue, anorexia, nausea, diarrhea, and muscle or joint pain. Leukopenia, thrombocytopenia, and elevation of liver transaminases are also common laboratory findings. Rarely, multisystem organ failure and death occur. While there is no targeted antiviral therapy and treatment is entirely supportive care, diagnosis is important for several reasons, including the ability to discontinue empiric antibiotics and to provide prognostic information for patients and families. Detection of HRTV nucleic acid in cerebrospinal fluid (CSF) is a marker for central nervous system infection caused by this virus. Importantly, the period of time that the virus can be detected in serum and CSF is brief. Therefore, molecular testing should be performed within the first week following onset of symptoms. After this time, serologic testing is the preferred method for diagnosis of HRTV infection. Serologic testing is currently only available through the Centers for Disease Control and Prevention. | Negative | Positive: The detection of Heartland virus (HRTV) nucleic acid in cerebrospinal fluid (CSF) is consistent with acute-phase infection of the central nervous system. HRTV nucleic acid may be detectable during the first week following the onset of symptoms. Negative: The absence of HRTV nucleic acid in CSF is consistent with the lack of acute-phase infection but does not rule out infection. Additional serologic testing may be indicated. | Results should be used in conjunction with clinical presentation and exposure history. Negative Heartland virus (HRTV) polymerase chain reaction results may occur if the specimen was collected more than 7 days following symptom onset. Serologic testing for the presence of antibodies to HRTV may be recommended in such cases. | 1. Savage HM, Godsey MS, Lambert A, et al. First detection of heartland virus (Bunyaviridae: Phlebovirus) from field collected arthropods. Am J Trop Med Hyg. 2013;89(3):445-452. doi:10.4269/ajtmh.13-0209 2. Brault AC, Savage HM, Duggal NK, Eisen RJ, Staples JE. Heartland virus epidemiology, vector association, and disease potential. Viruses. 2018;10(9):498. doi:10.3390/v10090498 3. Staples JE, Pastula DM, Panella AJ, et al. Investigation of Heartland virus disease throughout the United States, 2013-2017. Open Forum Infect Dis. 2020;7(5);ofaa125. Published 2020 Apr 11. doi:10.1093/ofid/ofaa125 4. Centers for Disease Control and Prevention (CDC), National Center for Emerging and Zoonotic Infectious Diseases (NCEZID) , Division of Vector-Borne Diseases (DVBD). Heartland virus disease. CDC; Updated January 26, 2023. Accessed April 25, 2024. Available at www.cdc.gov/heartland-virus/healthcare-providers/index.html | This Heartland virus (HRTV) real-time reverse transcription polymerase chain reaction (RT-PCR) laboratory-developed test is based on primer and probe sequences reported by Savage et al. (CDC assay, 1). It provides qualitative detection of HRTV RNA from serum and CSF of patients with suspected infection. HRTV RNA in clinical specimens is first extracted using the Roche MagNA Pure 96 instrument. RT-PCR testing is then performed on the Roche LightCycler 480 II (LC480). This RT-PCR assay employs oligonucleotide forward and reverse primers and a TaqMan hydrolysis probe specific to the small segment of the non-structural protein region of Heartland virus. A reverse transcription step is first performed to convert RNA to complementary DNA (cDNA). The primers then bind to the target cDNA sequence and facilitate amplification of an 86 base pair amplicon product during PCR. Using the LC480 software, analysis of the resultant amplification curves is performed to allow for detection of HRTV RNA. Generation of an amplification curve and a crossing point (Cp) value indicates the presence of HRTV RNA in the specimen and may be used to support the diagnosis of acute HRTV infection in the appropriate clinical and epidemiologic setting.(Unpublished Mayo method.) | Same day/1 to 5 days | 7 days | This test was developed and its performance characteristics determined by Mayo Clinic in a manner consistent with CLIA requirements. It has not been cleared or approved by the US Food and Drug Administration. | 87798 | Heartland Virus, PCR, CSF | 94183-1 | 620056 | Heartland Virus, PCR, CSF | 94183-1
HMUOE | Heavy Metal Occupational Exposure, with Reflex, Random, Urine | Preferred screening test for detection of arsenic, cadmium, mercury, and lead due to occupational exposure using random urine specimens | ASOU, CDOU, HGOU, PBOU: Triple-Quadrupole Inductively Coupled Plasma Mass Spectrometry (ICP-MS/MS) CRETR: Enzymatic Colorimetric Assay | Yes | Heavy Metal Occ Exp w/Reflex, U | If arsenic concentration is greater than or equal to 10 mcg/L, then speciation will be performed at an additional charge. | Patient Preparation: 1. For the 48-hour period prior to start of collection, patientshould noteat seafood. 2. High concentrations of gadolinium and iodine are known to potentially interfere with most inductively coupled plasma mass spectrometry-based metal tests. If either gadolinium- or iodine-containing contrast media has been administered,a specimen should not be collected for 96 hours. Supplies:Urine Tubes, 10 mL (T068) Collection Container/Tube:Clean, plastic urine container with no metal cap or glued insert Submission Container/Tube:Plastic, 10-mL urine tube or clean, plastic aliquot container with no metal cap or glued insert Specimen Volume:6 mL Collection Instructions: 1. Collect a random urine specimen. 2. SeeMetals Analysis Specimen Collection and Transportfor complete instructions. | 3 mL | Arsenic (As), lead, cadmium, and mercury are well-known toxins, and toxic exposures are characterized by increased urinary excretion of these metals. Arsenic is a naturally occurring element that is usually found in the environment combined with other elements, such as oxygen, chlorine, and sulfur. Arsenic combined with these elements is called inorganic arsenic. Arsenic combined with carbon and hydrogen is referred to as organic arsenic. Theorganic forms (eg, arsenobetaine and arsenocholine) are relatively nontoxic, while the inorganic forms are toxic. The toxic inorganic forms are arsenite (As[3+]/As[III]) and arsenate (As[5+]/As[V]). Inorganic As(V) is readily reduced to inorganic As(III), which is then primarily broken down to the less toxic methylated metabolites, monomethylarsonic acid, and subsequently dimethylarsinic acid. People are exposed to arsenic by eating food, drinking water, or breathing air. Of these, food is usually the largest source of arsenic. The predominant dietary source of arsenic is seafood, followed by rice/rice cereal, mushrooms, and poultry. While seafood contains the greatest amounts of arsenic, from fish and shellfish, this is mostly in an organic form of arsenic called arsenobetaine, which is much less harmful. Some seaweed may contain arsenic in the inorganic form, which is more toxic. In the United States, some areas also contain high natural levels of arsenic in rock, which can lead to elevated levels in the soil and drinking water. Occupational (eg, copper or lead smelting, wood treating, or pesticide application) exposure is another source where people may be introduced to elevated levels of arsenic. Lastly, hazardous waste sites may contain large quantities of arsenic and, if not disposed of properly, may get into the surrounding water, air, or soil. A wide range of signs and symptoms may be seen in acute arsenic poisoning, including headache, nausea, vomiting, diarrhea, abdominal pain, hypotension, fever, hemolysis, seizures, and mental status changes. Symptoms of chronic poisoning, also called arseniasis, are mostly insidious and nonspecific. The gastrointestinal tract, skin, and central nervous system are usually involved. Nausea, epigastric pain, colic abdominal pain, diarrhea, and paresthesias of the hands and feet can also occur. Since arsenic is excreted predominantly by glomerular filtration, measurement of arsenic in urine is the most reliable means of detecting arsenic exposures within the last several days. Lead toxicity primarily affects the gastrointestinal, neurologic, and hematopoietic systems. Chronic exposure to cadmium causes accumulated kidney damage. The correlation between the levels of mercury excretion in the urine and the clinical symptoms is considered poor. | ARSENIC: Biological Exposure Indices (BEI): <35 mcg/L at end of work week CADMIUM: BEI: <5.0 mcg/g creatinine MERCURY: BEI: <35 mcg/g creatinine LEAD: BEI: <150 mcg/g creatinine CREATININE: > or =18 years: 16-326 mg/dL Reference values have not been established for patients who are younger than 18 years. | Arsenic: Mayo Clinic uses the American Conference of Governmental Industrial Hygienists biological exposure index (BEI) as the reference value. The BEI is the sum of all the toxic species (inorganic arsenic plus methylated arsenic metabolites). Physiologically, arsenic exists in a number of toxic and nontoxic forms. The total arsenic concentration reflects all the arsenic present in the sample regardless of species (eg, inorganic vs. methylated vs. organic arsenic). The measurement of urinary total arsenic levels is generally accepted as the most reliable indicator of recent arsenic exposure. However, if the total urine arsenic concentration is elevated, arsenic speciation must be performed to identify if it is a toxic form (eg, inorganic and methylated arsenic forms) or a relatively nontoxic organic form (eg, arsenobetaine and arsenocholine). The inorganic toxic forms of arsenic (eg, As[III] and As[V]) are found in the urine shortly after ingestion, whereas the less toxic methylated forms, monomethylarsonic acid (MMA) and dimethylarsinic acid (DMA) are the species that predominate longer than 24 hours after ingestion. In general, urinary As(III) and As(V) concentrations peak in the urine at approximately 10 hours and return to normal 20 to 30 hours after ingestion. Urinary MMA and DMA concentrations normally peak at approximately 40 to 60 hours and return to baseline 6 to 20 days after ingestion. This test can determine if a patient has been exposed to above-average levels of arsenic. It cannot predict whether the arsenic levels in their body will affect their health. Cadmium: In chronic cadmium exposure, the kidneys are the primary target organ. Urine concentrations of cadmium can be useful to assess long-term exposure and determine cadmium body burden. Cadmium excretion above 3.0 mcg/g creatinine indicates significantexposure to cadmium.For occupational testing, the OSHA cadmium standard is below 3.0 mcg/g creatinine, and the BEI is 5 mcg/g creatinine. Mercury: The correlation between the levels of mercury excretion in the urine and the clinical symptoms is considered poor. Previous thought indicated urine as a more appropriate marker of inorganic mercury because organic mercury represented only a small fraction of urinary mercury. Based on possible demethylation of methylmercury within the body, urine may represent a mixture of dietary methylmercury and inorganic mercury. Seafood consumption can contribute to urinary mercury levels (up to 30%),(1) which is consistent with the suggestion that due to demethylation processes in the human body, a certain proportion of urinary mercury can originate from dietary consumption of fish/seafood.(2) Lead: Measurements of urinary lead levels have been used to assess lead exposure. However, like blood lead, urinary lead excretion mainly reflects recent exposure and thus, shares many of the same limitations for assessing lead body burden or long-term exposure.(3,4) Urinary lead concentration increases exponentially with blood lead and can exhibit relatively high intra-individual variability, even at similar blood lead concentrations.(5,6) | Consumption of seafood before collection of a urine specimen for arsenic testing is likely to result in a report of an elevated concentration of arsenic found in the urine, which can be clinically misleading. | 1. Snoj Tratniid J, Falnoga I, Mazej D, et al. Results of the first national human biomonitoring in Slovenia: Trace elements in men and lactating women, predictors of exposure and reference values. Int J Hyg Environ Heatlh. 2019;222(3):563-582. doi:10.1016/j.ijheh.2019.02.008 2. Sherman LS, Blum JD, Franzblau A, Basu N. New insights into biomarkers of human mercury exposure using naturally occurring mercury stable isotopes. Envrn Sci Technol. 2013;47(7):3403-3409. doi:10.1021/es305250z 3. Sakai T. Biomarkers of lead exposure. Ind Health. 2000;38(2):127-142. doi:10.2486/indhealth.38.127 4. Skerfving S. Biological monitoring of exposure to inorganic lead. In: Clarkson TW, Friberg L, Nordberg GF, Sager PR, eds. Biological Monitoring of Toxic Metals. Rochester Series on Environmental Toxicity. Springer; 1988:169-197 5. Gulson BL, Jameson CW, Mahaffey KR, et al. Relationships of lead in breast milk to lead in blood, urine, and diet of the infant and mother. Environ Health Perspect. 1998;106(10):667-667. doi:10.1289/ehp.98106667 6. Skerfving S, Ahlgren L, Christoffersson JO. Metabolism of inorganic lead in man. Nutr Res. 1985;Suppl 1:601-607 7. Fillol CC, Dor F, Labat L, et al. Urinary arsenic concentrations and speciation in residents living in an area with naturally contaminated soils. Sci Total Environ. 2010;408(5):1190-1191. doi:10.1016/j.scitotenv.2009.11.046 8. Caldwell KL, Jones RL, Verdon CP, Jarrett JM, Caudill SP, Osterloh JD. Levels of urinary total and speciated arsenic in the US population: National Health and Nutrition Examination Survey 2003-2004.J Expo Sci Environ Epidemiol. 2009;19(1):59-68. doi:10.1038/jes.2008.32 9. Lee R, Middleton D, Caldwell K, et al. A review of events that expose children to elemental mercury in the United States. Environ Health Perspect. 2009;117(6):871-878. doi:10.1289/ehp.0800337 10. Kosnett MJ, Wedeen RP, Rotherberg SJ, et al.Recommendations for medical management of adult lead exposure.EnvironHealth Perspect. 2007;115(3):463-471. doi:10.1289/ehp.9784 11. De Burbane C, Buchet JP, Leroyer A, et al. Renal and neurologic effects of cadmium, lead, mercury, and arsenic in children: evidence of early effects and multiple interactions at environmental exposure levels.Environ Health Perspect. 2006;114(4):584-590. doi:10.1289/ehp.8202 12. AgencyforToxicSubstancesandDiseaseRegistry.Toxicologicalprofileforarsenic. USDepartmentofHealthand Human Services; 2007. Available at www.atsdr.cdc.gov/ToxProfiles/tp2.pdf 13.Bernhoft RA. Mercury toxicity and treatment: a review of the literature. J Environ Public Health. 2012;2012:460508. doi:10.1155/2012/460508 14.Strathmann FG, Blum LM. Toxic elements. In: Rifai N, Chiu RWK, Young I, Burnham CD, Wittwer CT, eds. Tietz Textbook of Laboratory Medicine. 7th ed. Elsevier; 2023:chap 44 | The metal analytes of interest are analyzed by triple-quadrupole inductively coupled plasma mass spectrometry.(Unpublished Mayo method) | 2 to 4 days | 14 days | This test was developed and its performance characteristics determined by Mayo Clinic in a manner consistent with CLIA requirements. It has not been cleared or approved by the US Food and Drug Administration. | 8217582300838258365582570 | Heavy Metal Occ Exp w/Reflex, U | 29589-9 | 608894 | Lead Occupational Exposure | 13466-8
HMUCR | Heavy Metal/Creatinine Ratio, with Reflex, Random, Urine | Preferred screening test for detection of arsenic, cadmium, mercury, and lead in random urine specimens | ASCU, CDCU, HGCU, PBCU: Triple-Quadrupole Inductively Coupled Plasma Mass Spectrometry (ICP-MS/MS) CRETR: Enzymatic Colorimetric Assay | Yes | Heavy Metal/Creat Ratio,w/Reflex,U | If the total arsenic concentration is 10 mcg/L or greater, then speciation will be performed at an additional charge. | 1. For the 48-hour period prior to start of collection, patientshould noteat seafood. 2. High concentrations of gadolinium and iodine are known to potentially interfere with most inductively coupled plasma mass spectrometry-based metal tests. If either gadolinium- or iodine-containing contrast media has been administered,a specimen should not be collected for 96 hours. Supplies:Urine Tubes, 10 mL (T068) Collection Container/Tube:Clean, plastic urine container with no metal cap or glued insert Submission Container/Tube:Plastic, 10-mL urine tube or clean, plastic aliquot container with no metal cap or glued insert Specimen Volume:6 mL Collection Instructions: 1. Collect a random urine specimen. 2. SeeMetals Analysis Specimen Collection and Transportfor complete instructions. | 3 mL | Arsenic (As), lead (Pb), cadmium (Cd), and mercury (Hg) are well-known toxins, and toxic exposures are characterized by increased urinary excretion of these metals. Arsenic is a naturally occurring element that is usually found in the environment combined with other elements such as oxygen, chlorine, and sulfur. Arsenic combined with these elements is called inorganic arsenic. Arsenic combined with carbon and hydrogen is referred to as organic arsenic. Theorganic forms (eg, arsenobetaine and arsenocholine) are relatively nontoxic, while the inorganic forms are toxic. The toxic inorganic forms are arsenite (As[3+]/As[III]) and arsenate (As[5+]/As[V]). Inorganic As(V) is readily reduced to inorganic As(III), which is then primarily broken down to the less toxic methylated metabolites monomethylarsonic acid and subsequently dimethylarsinic acid. People are exposed to arsenic by eating food, drinking water, or breathing air. Of these, food is usually the largest source of arsenic. The predominant dietary source of arsenic is seafood, followed by rice/rice cereal, mushrooms, and poultry. While seafood contains the greatest amounts of arsenic, from fish and shellfish, this is mostly in an organic form of arsenic called arsenobetaine, which is much less harmful. Some seaweed may contain arsenic in the inorganic form, which is more toxic. In the United States, some areas also contain high natural levels of arsenic in rock, which can lead to elevated levels in the soil and drinking water. Occupational (eg, copper or lead smelting, wood treating, or pesticide application) exposure is another source where people may be introduced to elevated levels of arsenic. Lastly, hazardous waste sites may contain large quantities of arsenic and, if not disposed of properly, may get into the surrounding water, air, or soil. A wide range of signs and symptoms may be seen in acute arsenic poisoning including headache, nausea, vomiting, diarrhea, abdominal pain, hypotension, fever, hemolysis, seizures, and mental status changes. Symptoms of chronic poisoning, also called arseniasis, are mostly insidious and nonspecific. The gastrointestinal tract, skin, and central nervous system are usually involved. Nausea, epigastric pain, colic abdominal pain, diarrhea, and paresthesias of the hands and feet can also occur. Since arsenic is excreted predominantly by glomerular filtration, measurement of arsenic in urine is the most reliable means of detecting arsenic exposures within the last several days. Arsenic toxicity affects a number of organ systems. Lead toxicity primarily affects the gastrointestinal, neurologic, and hematopoietic systems. Chronic exposure to cadmium causes accumulated kidney damage. The correlation between the levels of mercury excretion in the urine and the clinical symptoms is considered poor. | ARSENIC/CREATININE: 0-17 years: Not established > or =18 years: <24 mcg/g creatinine CADMIUM/CREATININE: 0-17 years: Not established > or =18 years: <0.6 mcg/g creatinine MERCURY/CREATININE: 0-17 years: Not established > or =18 years: <2 mcg/g creatinine LEAD/CREATININE: 0-17 years: Not established > or =18 years: <2 mcg/g creatinine CREATININE: > or =18 years: 16-326 mg/dL Reference values have not been established for patients who are younger than 18 years. | Arsenic: Physiologically, arsenic exists in a number of toxic and nontoxic forms. The total arsenic concentration reflects all the arsenic present in the sample regardless of species (eg, inorganic vs. methylated vs. organic arsenic). The measurement of urinary total arsenic levels is generally accepted as the most reliable indicator of recent arsenic exposure. However, if the total urine arsenic concentration is elevated, arsenic speciation must be performed to identify if it is a toxic form (eg, inorganic and methylated forms) or a relatively nontoxic organic form (eg, arsenobetaine and arsenocholine). The inorganic toxic forms of arsenic (eg, As[III] and As[V]) are found in the urine shortly after ingestion, whereas the less toxic methylated forms, monomethylarsonic acid (MMA) and dimethylarsinic acid (DMA), are the species that predominate longer than 24 hours after ingestion. In general, urinary As(III) and As(V) concentrations peak in the urine at approximately 10 hours and return to normal 20 to 30 hours after ingestion. Urinary MMA and DMA concentrations normally peak at approximately 40 to 60 hours and return to baseline 6 to 20 days after ingestion. This test can determine if a patient has been exposed to above-average levels of arsenic. It cannot predict whether the arsenic levels in their body will affect their health. Cadmium: Urine cadmium levels primarily reflect total body burden of cadmium. Cadmium excretion above 3.0 mcg/g creatinine indicates significantexposure to cadmium. For occupational testing, OSHA cadmium standard is below 3.0 mcg/g creatinine, and the biological exposure index is 5 mcg/g creatinine. Mercury: The correlation between the levels of mercury (Hg) excretion in the urine and the clinical symptoms is considered poor. Previous thought indicated urine as a more appropriate marker of inorganic mercury because organic mercury represented only a small fraction of urinary mercury.Based on possible demethylation of methylmercury within the body, urine may represent a mixture of dietary methylmercury and inorganic mercury. Seafood consumption can contribute to urinary mercury levels (up to 30%),(1) consistent with the suggestion that due to demethylation processes in the human body, a certain proportion of urinary mercury can originate from dietary consumption of fish/seafood.(2) Lead: Measurements of urinary lead levels have been used to assess lead exposure. However, like lead blood, urinary lead excretion mainly reflects recent exposure and thus shares many of the same limitations for assessing lead body burden or long-term exposure.(3,4) Urinary lead concentration increases exponentially with blood lead and can exhibit relatively high intra-individual variability, even at similar blood lead concentrations.(5,6) | Consumption of seafood before collection of a urine specimen for arsenic testing is likely to result in a report of an elevated concentration of arsenic found in the urine, which can be clinically misleading. | 1. Tratnik JS, Falnoga I, Mazej D, et al. Results of the first national human biomonitoring in Slovenia: Trace elements in men and lactating women, predictors of exposure and reference values. Int J Hyg Environ Health. 2019;222(3):563-582. doi:10.1016/j.ijheh.2019.02.008 2. Sherman LS, Blum JD, Franzblau A, Basu N. New insights into biomarkers of human mercury exposure using naturally occurring mercury stable isotopes. Envrn Sci Technol. 2013;47(7):3403-3409. doi:10.1021/es305250z 3. Sakai T. Biomarkers of lead exposure. Ind Health. 2000;38(2):127-142. doi:10.2486/indhealth.38.127 4. Skerfving S. Biological monitoring of exposure to inorganic lead. In: Clarkson TW, Friberg L, Nordberg GF, Sager PR, eds. Biological Monitoring of Toxic Metals. Rochester Series on Environmental Toxicity. Springer; 1988:169-197 5. Gulson BL, Jameson CW, Mahaffey KR, et al. Relationships of lead in breast milk to lead in blood, urine, and diet of the infant and mother. Environ Health Perspect. 1998;106(10):667-667. doi:10.1289/ehp.98106667 6. Skerfving S, Ahlgren L, Christoffersson JO. Metabolism of inorganic lead in man. Nutr Res. 1985;Suppl 1:601-607 7. Fillol CC, Dor F, Labat L, et al. Urinary arsenic concentrations and speciation in residents living in an area with naturally contaminated soils. Sci Total Environ. 2010;408(5):1190-1194. doi:10.1016/j.scitotenv.2009.11.046 8. Caldwell KL, Jones RL, Verdon CP, Jarrett JM, Caudill SP, Osterloh JD. Levels of urinary total and speciated arsenic in the US population: National Health and Nutrition Examination Survey 2003-2004.J Expo Sci Environ Epidemiol. 2009;19(1):59-68. doi:10.1038/jes.2008.32 9. Lee R, Middleton D, Caldwell K, et al. A review of events that expose children to elemental mercury in the United States. Environ Health Perspect. 2009;117(6):871-878. doi:10.1289/ehp.0800337 10. Kosnett MJ, Wedeen RP, Rotherberg SJ, et al.Recommendations for medical management of adult lead exposure.EnvironHealth Perspect. 2007;115(3):463-471. doi:10.1289/ehp.9784 11. de Burbane C, Buchet JP, Leroyer A, et al. Renal and neurologic effects of cadmium, lead, mercury, and arsenic in children: evidence of early effects and multiple interactions at environmental exposure levels.Environ Health Perspect. 2006;114(4):584-590. doi:10.1289/ehp.8202 12.Agency for Toxic Substances and Disease Registry. Toxicological profile for arsenic. US Department of Health and Human Services; 2007. Available at www.atsdr.cdc.gov/ToxProfiles/tp2.pdf 13. Bernhoft RA. Mercury toxicity and treatment: a review of the literature. J Environ Public Health. 2012;2012:460508. doi:10.1155/2012/460508 14. Strathmann FG, Blum LM. Toxic elements. In: Rifai N, Chiu RWK, Young I, Burnham CD, Wittwer CT, eds. Tietz Textbook of Laboratory Medicine. 7th ed. Elsevier; 2023:chap 44 | The metal analytes of interest are analyzed by triple-quadrupole inductively coupled plasma mass spectrometry.(Unpublished Mayo method) | 2 to 4 days | 14 days | This test was developed and its performance characteristics determined by Mayo Clinic in a manner consistent with CLIA requirements. It has not been cleared or approved by the US Food and Drug Administration. | 8217582300838258365582570 | Heavy Metal/Creat Ratio,w/Reflex,U | 29589-9 | 608904 | Lead/Creatinine Ratio, U | 13466-8
HMDB | Heavy Metals Screen with Demographics, Blood | Detecting exposure to arsenic, lead, cadmium, and mercury | Triple Quadrupole Inductively Coupled Plasma Mass Spectrometry (ICP-MS/MS) | Yes | Heavy Metals Scrn with Demographics | For more information seePorphyria (Acute) Testing Algorithm | Patient Preparation:High concentrations of gadolinium and iodine are known to potentially interfere with most inductively coupled plasma mass spectrometry-based metal tests. If either gadolinium- or iodine-containing contrast media has been administered, a specimen should not be collected for 96 hours. Supplies:Metal Free B-D Tube (EDTA), 6 mL (T183) Container/Tube:Royal blue top (EDTA) plastic trace element blood collection tube Specimen Volume:Full tube Collection Instructions: 1. SeeMetals Analysis Specimen Collection and Transportfor complete instructions. 2. Send whole blood specimen in original collection tube.Do notaliquot. | 0.3 mL | Arsenic: Arsenic (As) exists in many toxic and nontoxic forms. The toxic forms are the inorganic species As(5+), also denoted as As(V), the more toxic As(3+), also known as As(III), and their partially detoxified metabolites, monomethylarsonic acid (MMA) and dimethylarsinic acid (DMA). Detoxification occurs in the liver as As(3+) is oxidized to As(5+) and then methylated to MMA and DMA. As a result of these detoxification steps, As(3+) and As(5+) are found in the urine shortly after ingestion, whereas MMA and DMA are the species that predominate more than 24 hours after ingestion. Blood concentrations of arsenic are elevated for a short time after exposure, after which arsenic rapidly disappears into tissues because if its affinity for tissue proteins. The body treats arsenic like phosphate, incorporating it wherever phosphate would be incorporated. Arsenic "disappears" into the normal body pool of phosphate and is excreted at the same rate as phosphate (excretion half-life of 12 days). The half-life of inorganic arsenic in blood is 4 to 6 hours, and the half-life of the methylated metabolites is 20 to 30 hours. Abnormal blood arsenic concentrations (>12 ng/mL) indicate significant exposure but will only be detected immediately after exposure. Arsenic is not likely to be detected in blood specimens drawn more than 2 days after exposure because it has become integrated into nonvascular tissues. Consequently, blood is not a good specimen to screen for arsenic, although periodic blood levels can be determined to follow the effectiveness of therapy. Urine is the preferred specimen for assessment of arsenic exposure. A wide range of signs and symptoms may be seen in acute arsenic poisoning, including headache, nausea, vomiting, diarrhea, abdominal pain, hypotension, fever, hemolysis, seizures, and mental status changes. Symptoms of chronic poisoning, also called arseniasis, are mostly insidious and nonspecific. The gastrointestinal tract, skin, and central nervous system are usually involved. Nausea, epigastric pain, colic (abdominal pain), diarrhea, and paresthesias of the hands and feet can occur. Lead: Lead is a heavy metal commonly found in the environment that can be an acute and chronic toxin. Lead was banned from household paints in 1978 but is still found in paint produced for nondomestic use and in artistic pigments. Ceramic products available from noncommercial suppliers (such as local artists) often contain significant amounts of lead that can be leached from the ceramic by weak acids, such as vinegar and fruit juices. Lead is found in dirt from areas adjacent to homes painted with lead-based paints and highways where lead accumulates from use of leaded gasoline. Use of leaded gasoline has diminished significantly since the introduction of nonleaded gasolines, which have been required in personal automobiles since 1972. Lead is found in soil near abandoned industrial sites where lead may have been used. Water transported through lead or lead-soldered pipe will contain some lead with higher concentrations found in water that is weakly acidic. Some foods (for example: moonshine distilled in lead pipes) and some traditional home medicines contain lead. The typical diet in the United States contributes 1 to 3 mcg of lead per day, of which 1% to 10% is absorbed; children may absorb as much as 50% of the dietary intake, and the fraction of lead absorbed is enhanced by nutritional deficiency. The majority of the daily intake is excreted in the stool after direct passage through the gastrointestinal tract. While a significant fraction of the absorbed lead is rapidly incorporated into bone and erythrocytes, lead ultimately distributes among all tissues, with lipid-dense tissues, such as the central nervous system, being particularly sensitive to organic forms of lead. All absorbed lead is ultimately excreted in the bile or urine. Soft-tissue turnover of lead occurs within approximately 120 days. Lead expresses its toxicity by several mechanisms. It avidly inhibits aminolevulinic acid dehydratase and ferrochelatase, 2 of the enzymes that catalyze synthesis of heme; the end result is decreased hemoglobin synthesis resulting in anemia. Lead also is an electrophile that avidly forms covalent bonds with the sulfhydryl group of cysteine in proteins. Thus, proteins in all tissues exposed to lead will have lead bound to them. The most common sites affected are epithelial cells of the gastrointestinal tract and of the kidney. Avoidance of exposure to lead is the treatment of choice. However, chelation therapy is available to treat severe disease. Oral dimercaprol may be used in the outpatient setting except in the most severe cases. Cadmium: The toxicity of cadmium resembles the other heavy metals (arsenic, mercury, and lead) in that it attacks the kidney; kidney dysfunction with proteinuria with slow onset (over a period of years) is the typical presentation. Breathing the fumes of cadmium vapors leads to nasal epithelial deterioration and pulmonary congestion resembling chronic emphysema. The most common source of chronic exposure comes from spray painting of organic-based paints without use of a protective breathing apparatus; auto repair mechanics represent a susceptible group for cadmium toxicity. In addition, another common source of cadmium exposure is tobacco smoke. Mercury: Mercury (Hg) is relatively nontoxic in its elemental form. If Hg(0) is chemically modified to the ionized, inorganic species, Hg(2+), it becomes toxic. Further bioconversion to an alkyl Hg, such as methyl Hg (CH3Hg[+]), yields a species of mercury that is highly selective for lipid-rich tissue such as neurons and is very toxic. The relative order of toxicity is: Least Toxic -- Hg(0) < Hg(2+) << [CH3Hg](+) -- Very Toxic Mercury can be chemically converted from the elemental state to the ionized state. In industry, this is frequently done by exposing Hg(0) to strong oxidizing agents, such as chlorine. Hg(0) can be bioconverted to both Hg(2+) and alkyl Hg by microorganisms that exist in the normal human gut as well as in the bottom sediment of lakes, rivers, and oceans. When Hg(0) enters bottom sediment, it is absorbed by bacteria, fungi, and small microorganisms; they metabolically convert it to Hg(2+), CH3Hg(+), and C2H6Hg. Should these microorganisms be consumed by larger marine animals and fish, the mercury passes up the food chain in the rather toxic form. Mercury expresses its toxicity in 3 ways: -Hg(2+) is readily absorbed and reacts with sulfhydryl groups of protein, causing a change in the tertiary structure of the protein-a stereoisomeric change-with subsequent loss of the unique activity associated with that protein. Because Hg(2+) becomes concentrated in the kidney during the regular clearance processes, this target organ experiences the greatest toxicity. -With the tertiary change noted previously, some proteins become immunogenic, eliciting a proliferation of T lymphocytes that generate immunoglobulins to bind the new antigen; collagen tissues are particularly sensitive to this. -Alkyl Hg species, such as CH3Hg(+), are lipophilic and avidly bind to lipid-rich tissues, such as neurons. Myelin is particularly susceptible to disruption by this mechanism. Members of the public will occasionally become concerned about exposure to mercury from dental amalgams. Restorative dentistry has used a mercury-silver amalgam for approximately 90 years as a filling material. A small amount of mercury (2-20 mcg/day) is released from a dental amalgam when it was mechanically manipulated, such as by chewing. The habit of gum chewing can cause release of mercury from dental amalgams greatly above normal. The normal bacterial microbiota present in the mouth converts a fraction of this to Hg(2+) and CH3Hg(+), which was shown to be incorporated into body tissues. The World Health Organization safety standard for daily exposure to mercury is 45 mcg/day. Thus, if one had no other source of exposure, the amount of mercury released from dental amalgams is not significant.(1) Many foods contain mercury. For example, commercial fish considered safe for consumption contain less than 0.3 mcg/g of mercury, but some game fish contain more than 2.0 mcg/g and, if consumed on a regular basis, contribute to significant body burdens. Therapy is usually monitored by following urine output; therapy may be terminated after urine excretion is below 50 mcg/day. | ARSENIC <13 ng/mL Reference values apply to all ages. LEAD <3.5 mcg/dL Critical values Pediatrics (< or =15 years): > or =20.0 mcg/dL Adults (> or =16 years): > or =70.0 mcg/dL CADMIUM <5.0 ng/mL Reference values apply to all ages. MERCURY <10 ng/mL Reference values apply to all ages. | Arsenic: Abnormal blood arsenic concentrations (>12 ng/mL) indicate significant exposure. Absorbed arsenic is rapidly distributed into tissue storage sites with a blood half-life of less than 6 hours. Unless a blood specimen is drawn within 2 days of exposure, arsenic is not likely to be detected in a blood specimen. Lead: For pediatric patients, there may be an association with blood lead values of 5.0 to 9.9 mcg/dL and adverse health effects. The current reference level at which the Centers of Disease Control and Prevention recommends public health actions be initiated is 3.5 mcg/dL in patients 0 to 5 years old and 5 mcg/dL for patients 6 years and older.The most recent National Health and Nutrition Examination Survey (NHANES) data shows that 97.5 percentile for blood lead levels in US adults age 16 years and older is 3.46 mcg/dL. In concurrence with the reference value concept that there is no safe level of lead in blood, the Council of State and Territorial Epidemiologists Occupational Health Subcommittee approved lowering the blood lead threshold from 5 to 3.5 mcg/dL for adults.Follow-up testing after 3 to 6 months may be warranted. Chelation therapy is indicated when whole blood lead concentration is greater than 25.0 mcg/dL in children or greater than 45.0 mcg/dL in adults. The Occupational Safety and Health Administration has published the following standards for employees working in industry: -Employees with a single whole blood lead result greater than 60.0 mcg/dL must be removed from workplace exposure. -Employees with whole blood lead levels greater than 50.0 mcg/dL averaged over 3 blood samplings must be removed from workplace exposure. -An employee may not return to work in a lead exposure environment until their whole blood lead level is less than 40 mcg/dL. New York State has mandated inclusion of the following statement in reports for children under the age of 6 years with blood lead in the range of 5.0 to 9.9 mcg/dL: "Blood lead levels in the range of 5.0-9.9 mcg/dL have been associated with adverse health effects in children aged 6 years and younger." Cadmium: Normal blood cadmium concentration is less than 5.0 ng/mL, with most results in the range of 0.5 to 2.0 ng/mL. Acute toxicity will be observed when the blood level exceeds 50 ng/mL. Mercury: The quantity of mercury (Hg) found in blood and urine correlates with degree of toxicity. Hair analysis can be used to document the time of peak exposure if the event was in the past. Normal whole blood mercury concentration is usually less than 10 ng/mL. Individuals who have mild exposure during work, such as dentists, may routinely have whole blood mercury levels up to 15 ng/mL. Significant exposure is indicated when the whole blood mercury concentration is greater than 50 ng/mL if exposure is due to alkyl Hg, or greater than 200 ng/mL if exposure is due to Hg(2+). | No significant cautionary statements | 1. Lee R, Middleton D, Calwell K, et al. A review of events that expose children to elemental mercury in the United States. Environ Health Perspect. 2009;117(6):871-878 2. Hall M, Chen Y, Ahsan H, et al. Blood arsenic as a biomarker of arsenic exposure: results from a prospective study. Toxicology. 2006;225(2-3):225-233 3. Centers for Disease Control and Prevention (CDC). National Report on Human Exposure to Environmental Chemicals. CDC; Updated September 29, 2023. Accessed October 23, 2023. Available at www.cdc.gov/exposurereport 4. de Burbure C, Buchet J-P, Leroyer A, et al. Renal and neurologic effects of cadmium, lead, mercury, and arsenic in children: evidence of early effects and multiple interactions at environmental exposure levels. Environ Health Perspect. 2006;114(4):584-590 5. Kosnett MJ, Wedeen RP, Rothenberg SJ, et al. Recommendations for medical management of adult lead exposure. Environ Health Perspect. 2007;115(3):463-471 6. Jusko T, Henderson C, Lanphear B, Cory-Slechta DA, Parsons PJ, Canfield RL. Blood lead concentrations <10 mcg/dL and child intelligence at 6 years of age. Environ Health Perspect. 2008;116(2):243-248 7. Moreau T, Lellouch J, Juguet B, Claude JR, Juguet B, Festy B. Blood cadmium levels in a general population with special reference to smoking. Arch Environ Health. 1983;38(3):163-167 8. Bjorkman L, Lundekvam B, Laegreid T, et al. Mercury in human brain, blood, muscle and toenails in relation to exposure: an autopsy study. Environ Health. 2007;6:30 9. deBurbure C, Buchet JP, Leroyer A, et al. Renal and neurologic effects of cadmium, lead, mercury, and arsenic in children: evidence of early effects and multiple interactions at environmental exposure levels. Environ Health Perspect. 2006;114(4):584-590 10.Strathmann FG, Blum LM: Toxic elements. In: Rifai N, Chiu RWK, Young I, Burnham CD, Wittwer CT, eds. Tietz Textbook of Laboratory Medicine. 7th ed. Elsevier; 2023:chap 44 11.CSTE Occupational Subcommittee. Management Guidelines for Blood Lead Levels in Adults. 2021. Accessed October 23, 2023. Available at:https://cdn.ymaws.com/www.cste.org/resource/resmgr/occupationalhealth/publications/ManagementGuidelinesforAdult.pdf | The metals of interest are analyzed by triple quadrupole inductively coupled plasma mass spectrometry.(Unpublished Mayo method) | 1 to 2 days | 14 days | This test was developed and its performance characteristics determined by Mayo Clinic in a manner consistent with CLIA requirements. It has not been cleared or approved by the US Food and Drug Administration. | 82175823008365583825 | Heavy Metals Scrn with Demographics | 29588-1 | LABP6 | Submitting Laboratory Phone | 65651-2
HMU24 | Heavy Metals Screen, with Reflex, 24 Hour, Urine | Detecting arsenic, cadmium, mercury, and lead exposure and toxicity using 24-hour urine specimens | Triple-Quadrupole Inductively Coupled Plasma Mass Spectrometry (ICP-MS/MS) | Yes | Heavy Metal Scrn w/Reflex, 24 Hr, U | If arsenic concentration is greater than or equal to 10 mcg/L, then speciation will be performed at an additional charge. | 1.For the 48-hour period prior to the start of collection, as well as during the collection, patientshould noteat seafood. 2.High concentrations of gadolinium and iodine are known to potentially interfere with most inductively coupled plasma mass spectrometry-based metal tests. If either gadolinium- or iodine-containing contrast media has been administered,a specimen should not be collected for 96 hours. Supplies:Urine Tubes, 10 mL (T068) Collection Container/Tube:Clean, plastic aliquot container with no metal cap or glued insert Submission Container/Tube:Plastic, 10-mL urine tube Specimen Volume:6 mL Collection Instructions: 1. Collect urine for 24 hours. 2. Refrigerate specimen within 4 hours of completion of 24-hour collection. 3. SeeMetals Analysis Specimen Collection and Transportfor complete instructions. Additional Information:SeeUrine Preservatives-Collection and Transportation for 24-Hour Urine Specimensfor multiple collections. | 3 mL | Arsenic: Arsenic (As) is a naturally occurring element that is usually found in the environment combined with other elements such as oxygen, chlorine, and sulfur. Arsenic combined with these elements is called inorganic arsenic. Arsenic combined with carbon and hydrogen is referred to as organic arsenic. The organic forms (eg, arsenobetaine and arsenocholine) are relatively nontoxic, while the inorganic forms are toxic. The toxic inorganic forms are arsenite (As[3+]/As[III]) and arsenate (As[5+]/As[V]). Inorganic As(V) is readily reduced to inorganic As(III), which is then primarily broken down to less toxic methylated metabolites monomethylarsonic acid and, subsequently, dimethylarsinic acid. People are exposed to arsenic by eating food, drinking water, or breathing air. Of these, food is usually the largest source of arsenic. The predominant dietary source of arsenic is seafood, followed by rice/rice cereal, mushrooms, and poultry. While seafood contains the greatest amounts of arsenic, for fish and shellfish, this is mostly in an organic form of arsenic called arsenobetaine, which is much less harmful. Some seaweed may contain arsenic in the inorganic form, which is more toxic. In the United States, some areas also contain high natural levels of arsenic in rock, which can lead to elevated levels in the soil and drinking water. Occupational (eg, copper or lead smelting, wood treating, or pesticide application) exposure is another source where people may be introduced to elevated levels of arsenic. Lastly, hazardous waste sites may contain large quantities of arsenic and, if not disposed of properly may get into the surrounding water, air, or soil. A wide range of signs and symptoms may be seen in acute arsenic poisoning, including headache, nausea, vomiting, diarrhea, abdominal pain, hypotension, fever, hemolysis, seizures, and mental status changes. Symptoms of chronic poisoning, also called arseniasis, are mostly insidious and nonspecific. The gastrointestinal tract, skin, and central nervous system are usually involved. Nausea, epigastric pain, colic abdominal pain, diarrhea, and paresthesias of the hands and feet can also occur. Since arsenic is excreted predominantly by glomerular filtration, measurement of arsenic in urine is the most reliable means of detecting arsenic exposures within the last several days. Cadmium: The toxicity of cadmium (Cd) resembles the other heavy metals (arsenic, mercury, and lead) in that it attacks the kidney; kidney dysfunction with proteinuria with slow onset (over a period of years) is the typical presentation. Measurable changes in proximal tubule function, such as decreased clearance of para-aminohippuric acid also occur over a period of years and precede overt kidney failure. Breathing the fumes of cadmium vapors leads to nasal epithelial deterioration and pulmonary congestion resembling chronic emphysema. For nonsmokers, the primary source of cadmium exposure is from the food supply. In general, leafy vegetables such as lettuce and spinach, potatoes and grains, peanuts, soybeans, and sunflower seeds contain high levels of cadmium. For smokers, the most common source of cadmium exposure is tobacco smoke, which has been implicated as the primary sources of the metal leading to reproductive toxicity in both males and females. The concentration of cadmium in the kidneys and in the urine is elevated in some patients exposed to cadmium. Mercury: The correlation between the levels of mercury (Hg) excretion in the urine and the clinical symptoms is considered poor. Previous thought indicated urine as a more appropriate marker of inorganic mercury because organic mercury represented only a small fraction of urinary mercury. Based on possible demethylation of methylmercury within the body, urine may represent a mixture of dietary methylmercury and inorganic mercury. Seafood consumption can contribute to urinary mercury levels (up to 30%),(1) which is consistent with the suggestion that due to demethylation processes in the human body, a certain proportion of urinary mercury can originate from dietary consumption of fish/seafood.(2) For additional information, see HG / Mercury, Blood Lead: Increased urine lead (Pb) excretion rate indicates significant lead exposure. Measurement of urine lead excretion rate before and after chelation therapy has been used as an indicator of lead exposure. However, the American College of Medical Toxicology (ACMT 2010) position statement on post-chelator challenge urinary metal testing states that "post-challenge urinary metal testing has not been scientifically validated, has no demonstrated benefit, and may be harmful when applied in the assessment and treatment of patients in whom there is concern for metal poisoning." Blood lead measurement is the best test for clinical correlation of toxicity. For additional information, see PBDV / Lead, Venous, with Demographics, Blood. | ARSENIC: 0-17 years: Not established > or =18 years: <35 mcg/24 h CADMIUM: 0-17 years: Not established > or =18 years: <0.7mcg/24 h MERCURY: 0-17 years: Not established > or =18 years: <2 mcg/24 h Toxic concentration: >50 mcg/24 h The concentration at which toxicity is expressed is widely variable between patients. 50 mcg/24 h is the lowest concentration at which toxicity is usually apparent. LEAD: 0-17 years: Not established > or =18 years: <2 mcg/24 h | Arsenic: Mayo Clinic uses the American Conference of Governmental Industrial Hygienists biological exposure index (BEI) as the reference value. The BEI is the sum of all the toxic species (inorganic arsenic plus methylated arsenic metabolites). Physiologically, arsenic exists in a number of toxic and nontoxic forms. The total arsenic concentration reflects all the arsenic present in the sample regardless of species (eg, inorganic vs. methylated vs. organic arsenic). The measurement of urinary total arsenic levels is generally accepted as the most reliable indicator of recent arsenic exposure. However, if the total urine arsenic concentration is elevated, arsenic speciation must be performed to identify if it is a toxic form (eg, inorganic and methylated arsenic forms) or a relatively nontoxic organic form (eg, arsenobetaine and arsenocholine). The inorganic toxic forms of arsenic (eg, As[III] and As[V]) are found in the urine shortly after ingestion, whereas the less toxic methylated forms, monomethylarsonic acid (MMA) and dimethylarsinic acid (DMA), are the species that predominate longer than 24 hours after ingestion. In general, urinary As(III) and As(V) concentrations peak in the urine at approximately 10 hours and return to normal 20 to 30 hours after ingestion. Urinary MMA and DMA concentrations normally peak at approximately 40 to 60 hours and return to baseline 6 to 20 days after ingestion. After a seafood meal (seafood generally contains the nontoxic, organic form of arsenic, eg, arsenobetaine), the urine output of arsenic may increase to over 300 mcg/24 h, after which it will decline. This test can determine if the patient has been exposed to above-average levels of arsenic. It cannot predict whether the arsenic levels in their body will affect their health. Cadmium: In chronic cadmium exposure, the kidneys are the primary target organ. Urine concentrations of cadmium can be useful to assess long-term exposure and determine cadmium body burden. Collection of urine over 24 hours minimizes fluctuations of observed cadmium concentrations in random urine samples. Cadmium excretion above 3.0 mcg/g creatinine indicates significant exposure to cadmium.For occupational testing, OSHA cadmium standard is less than 3.0 mcg/g creatinine, and the BEI is 5 mcg/g creatinine. Mercury: Daily urine excretion of mercury above 50 mcg/day indicates significant exposure (per World Health Organization standard). Lead: Measurements of urinary lead (Pb) levels have been used to assess lead exposure. However, like lead blood, urinary lead excretion mainly reflects recent exposure and, thus, shares many of the same limitations for assessing Pb body burden or long-term exposure.(3,4) Urinary lead concentration increases exponentially with blood lead and can exhibit relatively high intra-individual variability, even at similar blood lead concentrations.(5,6) | Consumption of seafood before collection of a urine specimen for arsenic testing is likely to result in a report of an elevated concentration of arsenic found in the urine, which can be clinically misleading. Collection of urine specimens through a catheter frequently results in elevated values because rubber contains trace amounts of cadmium that are extracted as urine passes through the catheter. To avoid contamination by dust, specimen should be collected away from the site of suspected exposure. | 1.Snoj Tratniid J, Falnoga I, Mazej D, et al. Results of the first national human biomonitoring in Slovenia: Trace elements in men and lactating women, predictors of exposure and reference values. Int J Hyg Environ Health. 2019;222(3):563-582 2. Sherman LS, Blum JD, Franzblau A, Basu N. New insights into biomarkers of human mercury exposure using naturally occurring mercury stable isotopes. Environ Sci Technol. 2013;47(7):3403-3409 3. Sakai T: Biomarkers of lead exposure. Ind Health. 2000;38(2):127-142 4. Skerfving S. Biological monitoring of exposure to inorganic lead. In: Clarkson TW, Friberg L, Nordberg GF, Sager PR, eds. Biological Monitoring of Toxic Metals. Rochester Series on Environmental Toxicity. Springer; 1988:169-197 5. Gulson BL, Jameson CW, Mahaffey KR, et al. Relationships of lead in breast milk to lead in blood, urine, and diet of the infant and mother. Environ Health Perspect. 1998;106(10):667-674 6. Skerfving S, Ahlgren L, Christoffersson JO. Metabolism of inorganic lead in man. Nutr Res. 1985;Suppl 1:601-607 7. Fillol CC, Dor F, Labat L, et al. Urinary arsenic concentrations and speciation in residents living in an area with naturally contaminated soils. Sci Total Environ. 2010;408(5):1190-1191 8. Caldwell KL, Jones RL, Verdon CP, Jarrett JM, Caudill SP, Osterloh JD. Levels of urinary total and speciated arsenic in the US population: National Health and Nutrition Examination Survey 2003-2004.J Expo Sci Environ Epidemiol. 2009;19(1):59-68 9.Lee R, Middleton D, Caldwell K, et al. A review of events that expose children to elemental mercury in the United States. Environ Health Perspect. 2009;117(6):871-878 10.Kosnett MJ, Wedeen RP, Rotherberg SJ, et al.Recommendations for medical management of adult lead exposure.EnvironHealth Perspect. 2007;115(3):463-471 11. De Burbane C, Buchet JP, Leroyer A, et al. Renal and neurologic effects of cadmium, lead, mercury, and arsenic in children: evidence of early effects and multiple interactions at environmental exposure levels.Environ Health Perspect. 2006;114(4):584-590 12.AgencyforToxicSubstancesandDiseaseRegistry.Toxicologicalprofileforarsenic. USDepartmentofHealthand Human Services. 2007. www.atsdr.cdc.gov/ToxProfiles/tp2.pdf 13. Strathmann FG, Blum LM. Toxic elements. In: Rifai N, Chiu RWK, Young I, Burnham CD, Wittwer CT, eds. Tietz Textbook of Laboratory Medicine. 7th ed. Elsevier; 2023:chap 44 14.Keil DE, Berger-Ritchie J, McMillin GA. Testing for toxic elements: a focus on arsenic, cadmium, lead, and mercury. Lab Med, 2011:42(12):735–742. https://academic.oup.com/labmed/article/42/12/735/2504927 15.Navas-Acien A, Francesconi KA, Silbergeld EK, Guallar E. Seafood intake and urine concentrations of total arsenic, dimethylarsinate and arsenobetaine in the US population. Environ Res. 2011;111(1):110-118. doi:10.1016/j.envres.2010.10.009 16. Bernhoft RA. Mercury toxicity and treatment: a review of the literature. J Environ Public Health. 2012;2012:460508. doi:10.1155/2012/460508 17. Tchounwou PB, Yedjou CG, Udensi UK, et al. State of the science review of the health effects of inorganic arsenic: Perspectives for future research. Environ Toxicol. 2019;34(2):188-202. doi:10.1002/tox.22673 | The metal analytes of interest are analyzed by triple-quadrupole inductively coupled plasma mass spectrometry.(Unpublished Mayo method) | 1 to 3 days | 14 days | This test was developed and its performance characteristics determined by Mayo Clinic in a manner consistent with CLIA requirements. It has not been cleared or approved by the US Food and Drug Administration. | 82175823008382583655 | Heavy Metal Scrn w/Reflex, 24 Hr, U | 94575-8 | 92409 | Lead, 24 Hr, U | 5677-0
HMHA | Heavy Metals, Hair | Detection of nonacute arsenic, mercury, and lead exposure using hair specimens | Inductively Coupled Plasma-Mass Spectrometry (ICP-MS) | No | Heavy Metals, Hair | Hair | Supplies:Hair and Nails Collection Kit (T565) Specimen Volume:0.2 g Collection Instructions:Prepare and transport specimen per the instructions in kit or seeCollecting Hair and Nails for Metals Testing. | 0.05 g | ARSENIC Arsenic circulating in the blood will bind to protein by formation of a covalent complex with sulfhydryl groups of the amino acid cysteine. Keratin, the major structural protein in hair and nails, contains many cysteine residues and, therefore, is one of the major sites for accumulation of arsenic. Since arsenic has a high affinity for keratin, the concentration of arsenic in hair is higher than in other tissues. Arsenic binds to keratin at the time of exposure, "trapping" the arsenic in hair. Therefore, hair analysis for arsenic is not only used to document that an exposure occurred, but when it occurred. Hair collected from the nape of the neck can be used to document recent exposure. Axillary or pubic hairs are used to document long-term (6 months-1 year) exposure. MERCURY Once absorbed and circulating, mercury becomes bound to numerous proteins, including keratin. The concentration of mercury in hair correlates with the severity of clinical symptoms. If the hair can be segregated by length, such an exercise can be useful in identifying the time of exposure. LEAD Hair analysis for lead can be used to corroborate blood analysis or to document past lead exposure. If the hair is collected and segmented in a time sequence (based on length from root), the approximate time of exposure can be assessed. | ARSENIC 0-15 years: Not established > or =16 years: <1.0 mcg/g of hair LEAD <4.0 mcg/g of hair Reference values apply to all ages. MERCURY 0-15 years: Not established > or =16 years:<1.0 mcg/g of hair | Hair grows at a rate of approximately 0.5 inch/month. Hair keratin synthesized today will protrude through the skin in approximately 1 week. Thus, a hair specimen collected at the skin level represents exposure of 1 week ago, 1 inch distally from the skin represents exposure 2 months ago, etc. ARSENIC Hair arsenic levels above 1.00 mcg/g dry weight may indicate excessive exposure. It is normal for some arsenic to be present in hair, as everybody is exposed to trace amounts of arsenic from the normal diet. The highest hair arsenic observed at Mayo Clinic was 210 mcg/g dry weight in a case of chronic exposure, which was the cause of death. MERCURY Normally, hair contains less than 1 mcg/g of mercury; any amount more than this indicates that exposure to more than normal amounts of mercury may have occurred. LEAD Normal hair lead content is below 4.0 mcg/g. While hair lead content above 10.0 mcg/g may indicate significant lead exposure, hair is also subject to potential external contamination with environmental lead and contaminants in artificial hair treatments (eg, dyeing, bleaching, or permanents). Ultimately, the hair lead content needs to be interpreted in addition to the overall clinical scenario including symptoms, physical findings, and other diagnostic results when determining further actions. | No significant cautionary statements | 1. Sthiannopkao S, Kim K-W, Cho KH, et al. Arsenic levels in human hair, Kandal Province, Cambodia: The influences of groundwater arsenic, consumption period, age and gender. Applied Geochemistry. 2010;25:81-90 2. Pearse DC, Dowling K, Gerson, AR, et al. Arsenic microdistribution and speciation in toenail clippings of children living in a historic gold mining area. Sci Total Environ. 2010;408:2590-2599 3. Marques RC, Dorea JG, Bastos WR, Malm O. Changes in children hair-Hg concentrations during the first 5 years: maternal, environmental and iatrogenic modifying factors. Reg Toxicol Pharmacol. 2007;49:17-24 4. Canuel R, de Grosbois SB, Atikesse L, et al. New evidence on variations of human body burden of methylmercury from fish consumption. Environ Health Perspect. 2006;114:302-306 5.Barbosa F, Tanus-Santos J, Gerlach R, Parsons P. A Critical review of biomarkers used for monitoring human exposure to lead: advantages, limitations, and future needs. Environ Health Perspect. 2005;113:1669-1674 6.DiPietro ES, Phillips DL, Paschal DC, Neese JW. Determination of trace elements in human hair. Biol Trace Elem Res. 1989;22:83-100 7.Strathmann FG, Blum LM. Toxic elements. In: Nader R, Horwath AR, Wittwer CT, eds. Tietz Textbook of Laboratory Medicine. 7th ed. Elsevier; 2023:chap 44 | The metals of interest are analyzed by inductively coupled plasma mass spectrometry.(Unpublished Mayo method) | 2 to 8 days | 14 days | This test was developed and its performance characteristics determined by Mayo Clinic in a manner consistent with CLIA requirements. It has not been cleared or approved by the US Food and Drug Administration. | 82175-ASHA83655-PBHA83825-HGHAR | Heavy Metals, Hair | 34667-6 | PBHSC | Specimen Source | 31208-2
HMNA | Heavy Metals, Nails | Detection of nonacute arsenic, mercury, and lead exposure | Inductively Coupled Plasma Mass Spectrometry (ICP-MS) | No | Heavy Metals, Nails | Nail | Supplies:Hair and Nails Collection Kit (T565) Specimen Volume:0.2 g Collection Instructions: 1. Prepare and transport specimen per the instructions in the kit or seeCollecting Hair and Nails for Metals Testing. 2. Clippings should be taken from all 10 fingernails or toenails. | 0.05 g | ARSENIC Arsenic circulating in the blood will bind to protein by formation of a covalent complex with sulfhydryl groups of the amino acid cysteine. Keratin, the major structural protein in hair and nails, contains many cysteine residues and, therefore, is one of the major sites for accumulation of arsenic. Since arsenic has a high affinity for keratin, the concentration of arsenic in nails is higher than in other tissues. Several weeks after exposure, transverse white striae, called Mees' lines, may appear in the fingernails. MERCURY Once absorbed and circulating, mercury becomes bound to numerous proteins, including keratin. The concentration of mercury in nails correlates with the severity of clinical symptoms. LEAD Nail analysis of lead can be used to corroborate blood analysis. | ARSENIC 0-15 years: Not established > or =16 years: <1.0 mcg/g of nails LEAD <4.0 mcg/g of nails Reference values apply to all ages. MERCURY 0-15 years: Not established > or =16 years: <1.0 mcg/g of nails | Nails grow at a rate of approximately 0.1 inch/month. Nail keratin synthesized today will grow to the distal end in approximately 6 months. Thus, a nail specimen collected at the distal end represents exposure of 6 months ago. ARSENIC Nail arsenic above 1.0 mcg/g dry weight may indicate excessive exposure. It is normal for some arsenic to be present in nails, as everybody is exposed to trace amounts of arsenic from the normal diet. The highest hair or nail arsenic observed at Mayo Clinic was 210 mcg/g dry weight in a case of chronic exposure, which was the cause of death. MERCURY Normally, nails contain less than 1 mcg/g of mercury; any amount above this indicates that exposure to more than normal amounts of mercury may have occurred. LEAD Normally, the nail lead content is below 4.0 mcg/g. While nail lead content above 10.0 mcg/g may indicate significant lead exposure, nails are also subject to potential external contamination with environmental lead. Ultimately, the nail lead content needs to be interpreted in addition to the overall clinical scenario including symptoms, physical findings, and other diagnostic results when determining further actions. | No significant cautionary statements | 1. Hindmarsh JT, McCurdy RF: Clinical and environmental aspects of arsenic toxicity. Crit Rev Clin Lab Sci. 1986;23(4):315-347 2. Strumylaite L, Ryselis S, Kregzdyte R: Content of lead in human hair from people exposed to lead.Int J Hyg Environ Health. 2004;207(4):345-351 3.Barbosa F, Tanus-Santos J, Gerlach R, Parsons P: A critical review of biomarkers used for monitoring human exposure to lead: advantages, limitations, and future needs. Environ Health Perspect. 2005;113(12):1669-1674 4.Sanna E, Liguori A, Palmes L, Soro MR, Floris Ge Blood and hair lead levels in boys and girls living in two Sardinian towns at different risks of lead pollution. Ecotoxicol Environ Saf. 2003;55(3):293-299 5.DiPietro ES, Phillips DL, Paschal DC, Neese JW. Determination of trace elements in human hair. Biol Trace Elem Res.1989;22(1):83-100 6.Strathmann FG, Blum LM: Toxic elements. In: Nader R, Horwath AR, Wittwer CT, eds. Tietz Textbook of Laboratory Medicine. 7th ed. Elsevier; 2023:chap 44 | The metals of interest are analyzed by inductively coupled plasma mass spectrometry.(Unpublished Mayo method) | 2 to 8 days | 14 days | This test was developed and its performance characteristics determined by Mayo Clinic in a manner consistent with CLIA requirements. It has not been cleared or approved by the US Food and Drug Administration. | 82175- ASNA83655- PBNA83825- HGNA | Heavy Metals, Nails | 94574-1 | PBNSC | Specimen Source | 31208-2
HEG1 | HEG1 Immunostain, Technical Component Only | Diagnosis of epithelioid mesothelioma versus non-small cell carcinoma | Immunohistochemistry (IHC) | Yes | HEG1 IHC, Tech Only | For the initial technical component only immunohistochemical (IHC) stain performed, the appropriate bill-only test ID will be reflexed and charged (IHTOI). For each additional technical component only IHC stain performed, an additional bill-only test ID will be reflexed and charged (IHTOA). | Supplies:Immunostain Technical Only Envelope (T693) Specimen Type:Tissue Container/Tube:Immunostain Technical Only Envelope Preferred:2 Unstained positively charged glass slide (25- x 75- x 1-mm) per test ordered; sections 4-microns thick. Acceptable:Formalin-fixed, paraffin-embedded tissue block |  | HEG homolog 1 (HEG1) is a heavily glycosylated membrane protein that participates in endothelial cell associations that develop the vascular system. HEG1 is useful as a marker for malignant mesothelioma, particularly epithelioid mesothelioma, and as a potential marker for sarcomatoid mesothelioma. |  | This test does not include pathologist interpretation, only technical performance of the stain. If interpretation is required, order PATHC / Pathology Consultation for a full diagnostic evaluation or second opinion of the case. The positive and negative controls are verified as showing appropriate immunoreactivity. If a control tissue is not included on the slide, a scanned image of the relevant quality control tissue is available upon request; call 855-516-8404. Interpretation of this test should be performed in the context of the patient's clinical history and other diagnostic tests by a qualified pathologist. | Age of a cut paraffin section can affect immunoreactivity. Stability thresholds vary widely among published literature and are antigen dependent. Best practice is for paraffin sections to be cut within 6 weeks. | 1. Naso J, Tsuji S, Churg A. HEG1 is a highly specific and sensitive marker of epithelioid malignant mesothelioma. Am J Surg Pathol. 2020;44:1143-1148 2. Tsuji S, Washimi K, Kageyama T, et al. HEG1 is a novel mucin-like membrane protein that serves as a diagnostic and therapeutic target for malignant mesothelioma. Sci Rep.2017;7:45768.doi:10.1038/srep45768 3. Matsuura R, Kaji H, Tomioka A, et al. Identification of mesothelioma-specific sialylated epitope recognized with monoclonal antibody SKM9-2 in a mucin-like membrane protein HEG1. Sci Rep.2018;8(1):14251.doi:10.1038/s41598-018-32534-8 4. Magaki S, Hojat SA, Wei B, So A, Yong WH. An introduction to the performance of immunohistochemistry. Methods Mol Biol. 2019;1897:289-298. doi:10.1007/978-1-4939-8935-5_25 | Immunohistochemistry on sections of paraffin-embedded tissue.(Unpublished Mayo method) | 1 to 3 days | Until staining is complete | This test has been cleared, approved, or is exempt by the US Food and Drug Administration and is used per manufacturer's instructions. Performance characteristics were verified by Mayo Clinic in a manner consistent with CLIA requirements. | 88342-TC, Primary88341-TC, If additional IHC | HEG1 IHC, Tech Only | No LOINC Needed | 615262 | HEG1 IHC, Tech Only | No LOINC Needed
HPYL | Helicobacter pylori (H pylori) Immunostain, Technical Component Only | Aiding in the identification ofHelicobacter pyloriinfection | Immunohistochemistry (IHC) | Yes | H. pylori IHC, Tech Only | For the initial technical component only immunohistochemical (IHC) stain performed, the appropriate bill-only test ID will be reflexed and charged (IHTOI). For each additional technical component only IHC stain performed, an additional bill-only test ID will be reflexed and charged (IHTOA). | Supplies:Immunostain Technical Only Envelope (T693) Specimen Type:Tissue Container/Tube:Immunostain Technical Only Envelope Preferred:2 Unstained positively charged glass slide (25- x 75- x 1-mm) per test ordered; sections 4-microns thick Acceptable:Formalin-fixed, paraffin-embedded tissue block |  | Helicobacter pyloriis a bacterium that frequently infects the stomach, colonizing the gastric pits.H pyloriinfection is associated with the development of gastroduodenal ulcers and gastric mucosa-associated lymphoid tissue (MALT) lymphomas. |  | This test does not include pathologist interpretation, only technical performance of the stain. If interpretation is required, order PATHC / Pathology Consultation for a full diagnostic evaluation or second opinion of the case. The positive and negative controls are verified as showing appropriate immunoreactivity. If a control tissue is not included on the slide, a scanned image of the relevant quality control tissue is available upon request; call 855-516-8404. Interpretation of this test should be performed in the context of the patient's clinical history and other diagnostic tests by a qualified pathologist. | Age of a cut paraffin section can affect immunoreactivity. Stability thresholds vary widely among published literature and are antigen dependent. Best practice is for paraffin sections to be cut within 6 weeks. | 1. Patnayak R, Reddy V, Jena A, et al. Helicobacter pylori in cholecystectomy specimens-morphological and immunohistochemical assessment. J Clin Diagn Res. 2016;10(5):EC01-3. doi:10.7860/JCDR/2016/14802.7716 2. Son JH, Lebwohl B, Sepulveda AR, Lagana SM. Utilization rate of Helicobacter pylori immunohistochemistry is not associated with the diagnostic rate of helicobacter pylori infection. Appl Immunohistochem Mol Morphol. 2019;27(9):694-698. doi:10.1097/PAI.0000000000000680 3. Lee JY, Kim N. Diagnosis of Helicobacter pylori by invasive test: histology. Ann Transl Med. 2015;3(1):10. doi:10.3978/j.issn.2305-5839.2014.11.03 4. Magaki S, Hojat SA, Wei B, So A, Yong WH. An introduction to the performance of immunohistochemistry. Methods Mol Biol. 2019;1897:289-298. doi:10.1007/978-1-4939-8935-5_25 | Immunohistochemistry on sections of paraffin-embedded tissue.(Unpublished Mayo method) | 1 to 3 days | Until staining is complete. | This test has been cleared, approved, or is exempt by the US Food and Drug Administration and is used per manufacturer's instructions. Performance characteristics were verified by Mayo Clinic in a manner consistent with CLIA requirements. | 88342-TC, primary88341-TC, if additional IHC | H. pylori IHC, Tech Only | Order only;no result | 70779 | H. pylori IHC, Tech Only | Bill only; no result
UBT | Helicobacter pylori Breath Test | Diagnostic testing forHelicobacter pyloriinfection in patients suspected to have activeHpyloriinfection Monitoring response to therapy This testis not appropriatefor asymptomatic people. | Qualitative Spectrophotometry | Yes | H. pylori C Urea Breath Test | For more information seeHelicobacter pyloriDiagnostic Algorithm. | Patient Preparation: 1. Patient should be fasting for 1 hour. 2.Do not administer this test if this list of instructions is not followed, as test results may be inaccurate: a.Do not administer this test if patient is allergic to citric acid. Note:Product contains aspartame. b. Patientsshould not takeproton-pump inhibitors (eg, Prilosec, Prevacid, Aciphex, Protonix, and Nexium) or bismuth compounds (eg, Pepto-Bismol) for 2 weeks prior to testing. c. Patientsshould not takeantibiotics for 4 weeks prior to testing. d. Histamine 2-receptor antagonists (H2RA), such as Pepcid, Tagamet, Axid, or Zantac may impact the sensitivity of the test and, if possible,should be discontinuedfor 2 weeks prior to testing. 3. Carafate (sucralfate) does not interfere with the test. Use of antacids does not affect the accuracy of this assay. Supplies:H. Pylori Breath Kit - Meridian BreathID(T906; fees apply) Collection Instructions: 1.Do notcollect if patient is younger than 3 years of age. 2. Follow instructions included with kit. 3. Mixing the (13)C-Urea Tablet a. Dissolve the Citrica and the (13)C-enriched urea tablet in 150 to 200 mL (5.1 to 6.8 oz.) of tap water in the provided drinking cup. b. Close the lid firmly using both hands. Place fingers over lid and shake thoroughly for a few minutes, until the Citrica Powder and the urea tablet are completely dissolved. Note:Tiny particles may remain visible after thorough mixing. However, if more substantial particulate matter is still present after five minutes of mixing, discard the solution and repeat the procedure with a new kit. | Bag of ''breath'' must be full | Helicobacter pyloriis recognized as an important pathogen and a causal relationship betweenH pyloriand chronic active gastritis, duodenal ulcer, and gastric ulcer is well documented. Currently there are numerousH pyloridetection technologies for upper gastrointestinal disease including biopsy and serum analysis. These technologies depend on 2 general approaches for obtaining a sample for testing: invasive and noninvasive. The most common invasive test method requires an endoscopic gastric biopsy. The tissue collected from the biopsy is then examined in a laboratory by microbiologic culture of the organism, direct detection of urease activity in the tissue, by molecular testing, or by histological examination of stained tissue. Biopsy-based methods present an element of patient risk and discomfort and may provide false-negative results due to sampling errors. The (13)C-urea breath test provides a noninvasive and nonhazardous analysis of the exhaled breath. The BreathID test measures the (12)CO2 (carbon dioxide) and (13)CO2 (labelled carbon dioxide) components of the exhaled breath before and after the oral ingestion of (13)C-enriched urea. This establishes the baseline ratio of (13)CO2/(12)CO2 and the post ingestion ratio of (13)CO2/(12)CO2 in order to determine the delta over baseline (change in the (13)CO2/(12)CO2 ratio). The BreathID Hp Lab System, using molecular correlation spectroscopy (MCS), is intended for use to noninvasively measure changes in the (13)CO2/(12)CO2 ratio of exhaled breath, which may be indicative of increased urease production associated with activeH pyloriinfection in the stomach. MCS uses infrared light to precisely match the CO2 molecule wavelength allowing for a smaller sample and minimal cross-sensitivity and low power consumption. For more information seeHelicobacter pyloriDiagnostic Algorithm. | Negative Reference values apply to all ages. | TheHelicobacter pyloriurea breath test can detect very low levels ofH pyloriand, by assessing the entire gastric mucosa, avoids the risk of sampling errors inherent in biopsy-based methods. In the absence of gastricH pylori, the (13)C-urea does not produce (13)CO2 (carbon dioxide) in the stomach. A negative result does not rule out the possibility ofHpyloriinfection. If clinical signs are suggestive ofHpyloriinfection, retest with a new specimen or by using an alternative method. A false-positive test may occur due to urease associated with other gastric spiral organisms observed in humans such asHelicobacter heilmannii. A false-positive test could occur in patients who have achlorhydria. | Testing forHelicobacter pyloriis only recommended if treatment is planned. For patients with phenylketonuria (PKU), theCitrica powder/(13)C-ureasolution contains phenylalanine (84 mg/dose; for reference, 12 ounces of a typical diet cola contains approximately 80 mg). Proton pump inhibitors and bismuth compounds should be avoided for 2 weeks prior to initial testing; antibiotics should be avoided for 4 weeks prior to initial testing. False-negative results may occur if testing occurs prior to these recommended timeframes.If testing is performed to determine response totherapy, testing should be performed at least 4 weeks aftercompletion of antibiotic therapy and after PPI therapy has been withheld for 2 weeks.Histamine 2-receptorantagonists have been shown to slightly decrease the sensitivity of someHelicobacter pyloritests and, if possible, should be discontinued 2 weeks before testing. Antacids do not appear to impair test performance and may be taken up to one day before testing. If particulate matter is visible in the reconstitutedCitrica powder/(13)C-ureasolution after five minutes of thorough mixing, the solution should not be used. The breath test should not be used until 4 weeks or more after the end of treatment for the eradication ofH pylorias earlier posttreatment assessment may give false-negative results. A correlation between the number ofH pyloriorganisms in the stomach and the breath test result has not been established. Data is insufficient for recommending the use of this test on patients with total or partial gastrectomy. Data is insufficient to recommend the use of this test on pregnant and lactating women. | 1. Talley NJ, Vakil NB, Moayyedi P. American gastroenterological association technical review on the evaluation of dyspepsia. Gastroenterology. 2005;129(5):1756-1780 2. Chey WD, Leontiadis GI, Howden CW, Moss SF. ACG Clinical Guideline: Treatment of Helicobacter pylori infection. Am J Gastroenterol. 2017;112(2):212-239. doi:10.1038/ajg.2016.563 3. Talley NJ, Ford AC. Functional dyspepsia. N Engl J Med. 2015;373(19):1853-1863. doi:10.1056/NEJMra1501505 | In theHelicobacter pyloriurea breath test, 75 mg (13)C-urea tablet and 4.3 g Citrica powder are dissolved in water, and the resulting solution is ingested by the patient. The presence of the Citrica creates an acidic environment in the stomach and delays the transfer of the ingested solution to the duodenum. These 2 characteristics facilitate the decomposition of the urea byH pylori, if present. Thus, in the presence of urease associated with gastricH pylori, (13)C-urea is decomposed to (13)CO2 (carbon dioxide) and ammonia. The (13)CO2 is absorbed into the blood and then exhaled in the breath. Absorption and distribution of (13)CO2 is fast. Therefore, the cleavage of urea by theH pyloriurease that produces the (13)CO2 occurs immediately after the solution is ingested and enables immediate detection of increased (13)CO2 in the exhaled breath ofH pylori-positive patients. In the case ofH pylori-negative patients, the (13)C-urea does not produce (13)CO2 in the stomach because there are no human enzymes that can decompose the urea in the stomach.(Package insert: IDkit Hp Two for Exalenz BreathID Hp Lab System. Exalenz Bioscience Ltd; Revision 07, 07/2022) | Same day/1 to 2 days | Not retained | This test has been cleared, approved, or is exempt by the US Food and Drug Administration and is used per manufacturer's instructions. Performance characteristics were verified by Mayo Clinic in a manner consistent with CLIA requirements. | 83013 | H. pylori C Urea Breath Test | 29891-9 | 81590 | H. pylori C Urea Breath Test | 29891-9
HELIS | Helicobacter pylori Culture with Antimicrobial Susceptibilities, Varies | Recovery ofHelicobacter pylorifrom gastric specimens for antimicrobial susceptibility testing of the organism (amoxicillin, clarithromycin, levofloxacin, metronidazole, rifampin, and tetracycline are routinely tested) | Conventional Culture Technique with Minimal Inhibitory Concentration (MIC) (Agar Dilution or Broth Microdilution or Gradient Diffusion) or Disk Diffusion if appropriate | Yes | Helicobacter pylori Culture + Susc | When this test is ordered, the reflex tests may be performed at an additional charge. | Preferred: Specimen Type:Fresh tissue or biopsy Sources:Gastric Container/Tube:Sterile container Specimen Volume:0.5 x 0.2 x 0.2-cm sized piece of tissue Collection Instructions:Acquire biopsied tissue;moisten with sterile saline Acceptable: Specimen Type:Fluid Sources:Gastric brushings, gastric aspirate Container/Tube:Sterilecontainer SpecimenVolume:Entirecollection or 0.5 mL Specimen Type:Fresh tissue or biopsy Sources:Duodenum Container/Tube:Sterilecontainer SpecimenVolume:0.5 x 0.2 x 0.2-cm sized piece of tissue Collection Instructions:Acquire biopsied tissue;moisten with sterile saline | See Specimen Required | Helicobacter pyloriis a spiral-shaped gram-negative bacterium that may cause chronic gastritis, peptic ulcer disease, or gastric neoplasia. In adults of industrialized countries, an estimated 0.5% of the susceptible population becomes infected each year, although the incidence has been decreasing over time.The organism may asymptomatically colonize humans. In suspectedH pylori-associated disease, theH pyloriwith clarithromycin resistance prediction polymerase chain reaction (PCR) testor urea breath test is recommended for patients younger than 60 years old without alarming signs and symptoms (seeHelicobacter pyloriDiagnostic Algorithm). If clarithromycin resistance is predicted bythePCR test,endoscopy with biopsy should be considered forH pyloriculture with antimicrobial susceptibility testing. For those 60 years old or older who have alarming signs and symptoms, endoscopy with biopsy is recommended, with consideration forH pyloriculture with antimicrobial susceptibility testing on the gastric biopsy.If patients fail to respond to treatment, endoscopy with biopsy should be considered forH pyloriculture with antimicrobial susceptibility testing. The Clinical and Laboratory Standards Institute (CLSI) recommends agar dilution forHpyloriantimicrobial susceptibility testing. Amoxicillin, clarithromycin, levofloxacin, metronidazole, rifampin, and tetracycline are routinely tested. CLSI has defined interpretive categories for clarithromycin. The antimicrobials for which theEuropean Committee on Antimicrobial Susceptibility Testingdefines interpretive categories include amoxicillin, clarithromycin, levofloxacin, metronidazole, rifampin, and tetracycline. | No growth ofHelicobacter pylori Susceptibility results are reported as minimal inhibitory concentration (MIC) in mcg/mL. Breakpoints (also known as clinical breakpoints) are used to categorize an organism as susceptible, susceptible-dose dependent, intermediate, resistant, or nonsusceptible according to breakpoint setting organizations, either the Clinical and Laboratory Standards Institute (CLSI) or the European Committee on Antimicrobial Susceptibility Testing (EUCAST), as applicable. In some instances, an interpretive category cannot be provided based on available data; therefore, the following comment will be included on the report: There are no established interpretive guidelines for agents reported without interpretations. For information regarding CLSI and EUCAST susceptibility interpretations, seeSusceptibility Interpretative Category Definitions. | A positive result provides definitive evidence of the presence ofHelicobacter pylori. Organisms may be detected in asymptomatic (colonized) individuals. False-negative culture results may occur since the organism may die between biopsy collection and laboratory culture. | Culture-negative results may occur due to the fastidious nature of the organism. Delays in specimen transportation will decrease recovery of the organism. Culture should be set up as soon as possible following specimen collection. Antimicrobial therapy may render the culture negative. Due toHelicobacterpylori'sfastidious nature and slow growth, it may take 7 days to recover the organism and up to an additional 21 days to performantimicrobial susceptibility testing. When antimicrobial susceptibilities are performed,in vitro susceptibility does not guarantee clinical response. Therefore, the decision to treat with a particular agent should not be based solely on the antimicrobial susceptibility, testing result. The Clinical and Laboratory Standards Institute has defined interpretive categories for clarithromycin. The antimicrobials for which theEuropean Committee on Antimicrobial Susceptibility Testinghas defined interpretive categories include amoxicillin, clarithromycin, levofloxacin, metronidazole rifampin, and tetracycline. | Chen D, Cunningham SA, Cole NC, Kohner PC, Mandrekar JN, Patel R: Phenotypic and molecular antimicrobial susceptibility ofHelicobacter pylori.Antimicrob Agents Chemother. 2017;61(4):e02530-16 | The selectiveHelicobacter pylorimedia used for isolation has aBrucellaagar base with added vancomycin, trimethoprim, polymyxin B, and vitamin K1. Fresh medium and high humidity are essential for organism recovery. Plates are incubated at 35 degrees C in a microaerophilic atmosphere.(Couturier MR:Helicobacter. In: Carroll KC, Pfaller MA, eds. Manual of Clinical Microbiology. 12th ed. ASM Press; 2019:1044-1057) The agar dilution method is used for susceptibility testing. The antimicrobial is added to agar in various concentrations depending upon levels attainable in serum. A standardized suspension of the organism is applied to the agar plates that are incubated for 72 hours at 35 degrees C. Complete inhibition of all but 1 colony or a very fine residual haze represents the endpoint.(Clinical and Laboratory Standards Institute [CLSI]. Methods for Antimicrobial Dilution and Disk Susceptibility Testing of Infrequently Isolated or Fastidious Bacteria. 3rd ed. CLSI document M45.CLSI; 2015) | 7 to 28 days | 7 days | This test has been cleared, approved, or is exempt by the US Food and Drug Administration and is used per manufacturer's instructions. Performance characteristics were verified by Mayo Clinic in a manner consistent with CLIA requirements. | 87081-Helicobacter pyloriculture87077-Bacteria identification (if appropriate)87153-Aerobe Ident by Sequencing (if appropriate)87176-Tissue processing (if appropriate)87181-Susceptibility per drug and per organism for drugs not in routine battery (if appropriate)87186-Antimicrobial Susceptibility, Aerobic Bacteria, MIC-per organism for routine battery (if appropriate)87150-H pylori + Clarithro Resistance PCR (if appropriate) | Helicobacter pylori Culture + Susc | 587-6 | HELIS | Helicobacter pylori Culture + Susc | 587-6
HPCR1 | Helicobacter pylori with Clarithromycin Resistance Prediction, Molecular Detection, PCR (Bill Only) |  | This test is for billing purposes only. This is not an orderable test. | Yes | H pylori + Clarithro Resistance PCR | Varies | This test is for billing purposes only. This is not an orderable test. |  |  | This test is for billing purposes only. This is not an orderable test. | [6 empty] | Not Applicable | 87150
HPFRP | Helicobacter pylori with Clarithromycin Resistance Prediction, Molecular Detection, PCR, Feces | Aiding in the diagnosis ofHelicobacter pyloriinfection and prediction of clarithromycin resistance or susceptibility directly from stool | Real-Time Polymerase Chain Reaction (PCR) | Yes | H pylori + Clarithro Resist, PCR, F | For more information seeHelicobacter pyloriDiagnostic Algorithm. | The high sensitivity of amplification by polymerase chain reaction requires the specimen to be processed in an environment in which contamination of the specimen byHelicobacter pyloriDNA is unlikely. Patient Preparation: 1.For 4 weeks prior to testing, patientshould nottake antibiotics. 2. For 2 weeks prior to testing, patientshould nottakeproton pump inhibitors or bismuth compounds. Supplies:Culture and Sensitivity Stool Transport Vial (T058) Specimen Type:Preserved feces Submission Container/Tube:Commercially available transport system specific for recovery of enteric pathogens from fecal specimens (15 mL of nonnutritive transport medium containing phenol red as a pH indicator, either Cary-Blair or Para-Pak C and S) Specimen Volume:5 mL Collection Instructions: 1. Collect fresh fecal specimen and submit 1 gram or 5 mL in container with transport medium. 2. Place feces in preservative within 2 hours of collection. 3. Place vial in a sealed plastic bag and send ambient or refrigerated.Specimens sent frozen will be rejected. | 1 mL | Helicobacter pyloriis the main cause of peptic ulcer disease and, when left untreated, a risk factor for gastric cancer. Traditionally,H pyloridiagnosis has included noninvasive tests (eg, urea breath test, fecal antigen test) or invasive tests (eg, gastric biopsy). Antimicrobial resistance inH pyloriis poorly studied but is rising, challenging its treatment; in 2012, an international clinical consortium study group recommended monitoring of clarithromycin resistance rates and ceasing its use at a threshold range of 15% to 20%.(1) Local monitoring has been practically impossible as not all patients undergo invasive testing, which yields a culture isolate that can be subjected to susceptibility testing. Even if invasive testing is performed, the organism can be difficult to isolate in culture and is highly fastidious once isolated, oftentimes not being amenable to phenotypic susceptibility testing. Further, there are only a handful of specialized microbiology laboratories that performH pylorisusceptibility testing. In an internal study of local and referred isolates published in 2016, clarithromycin resistance was observed to be most commonly due to A2143G (70/88 isolates, 79.6%), followed by A2142G (12/88 isolates, 13.6%) and A2142C (3/88 isolates, 3.4%) alterations in the 23S ribosomal RNA gene.(2) Overall, one of these alterations was found in 97% of clarithromycin resistantH pyloriisolates studied. | Not detected | A detected result indicates the presence ofHelicobacter pylori23S ribosomal RNA gene; also indicated is whether or not one the 3 most common 23S ribosomal RNA gene single nucleotide variations (A2143G, A2142G, and A2142C) associated with clarithromycin resistance is detected. A not detected result forH pyloriindicates the absence of detectableH pyloriDNA but does not negate the presence of the organism and may occur due to inhibition of the polymerase chain reaction (PCR), sequence variability underlying primers or probes, or the presence ofH pyloriDNAin quantities less than the limit of detection of the assay. | Proton pump inhibitors (PPI) and bismuth compounds should be avoided for 2 weeks prior to initial testing; antibiotics should be avoided for 4 weeks prior to initial testing. False-negative results may occur if testing occurs prior to these recommended timeframes. If testing is performed to determine response to therapy, testing should be performed at least 4 weeks after completion of antibiotic therapy and after PPI therapy has been withheld for 2 weeks. Histamine 2-receptor antagonists have been shown to slightly decrease the sensitivity of someHelicobacter pyloritests and, if possible, should be discontinued 2 weeks before testing. Antacids do not appear to impair test performance and may be taken until one day before testing. Test results should be used as an aid in the diagnosis. The single assay should not be used as the only criterion to form a treatment decision; results of this test should be correlated with clinical presentation and results of other laboratory tests. A negative result does not negate the presence of the organism or active disease. Potential cross-reactivity may occur with the following nonpyloriHelicobacterspecies:Helicobacteracinonychis,Helicobactercetorum,andHelicobactermustalae(not been reported to cause disease in humans) andHelicobactercanis,Helicobactercinaedi,Helicobacterbizzozeronii,andHelicobacterheilmannii(infrequently found in humans). This assay examines the three most common 23S ribosomal RNA single point variants associated with clarithromycin resistance. Other mechanisms of clarithromycin resistance are not assessed, nor are mechanisms of resistance to non-clarithromycin antimicrobial agents. | 1. Malfertheiner P, Megraud F, O'Morain CA, et al. Management of Helicobacter pylori infection--the Maastricht IV/Florence Consensus Report. Gut. 2012;61(5):646-664. doi:10.1136/gutjnl-2012-302084 2. Chen D, Cunningham SA, Cole N, Kohner PC, Mandrekar JN, Patel R. Phenotypic and molecular antimicrobial susceptibility ofHelicobacter pylori. Antimicrob Agents Chemother. 2017;61(4):e02530-16. doi:10.1128/AAC.02530-16 3. Beckman E, Saracino I, Fiorini G, et al. A novel stool PCR test forHelicobacter pylorimay predict Clarithromycin resistance and eradication of infection at a high rate. J Clin Microbiol. 2017;55(8):2400-2405 4. Marrero Rolon R, Cunningham SA, Mandrekar JN, Polo ET, Patel R. Clinical evaluation of a real-time PCR assay for simultaneous detection ofhelicobacter pyloriand genotypic markers of clarithromycin resistance directly from stool. J Clin Microbiol. 2021;59(5):e03040-20. doi:10.1128/JCM.03040-20 5. Savarino V, Tracci D, Dulbecco P, et al. Negative effect of ranitidine on the results of urea breath test for the diagnosis ofHelicobacter pylori. AM J Gastroenterol. 2001;96(2):348-52. doi:10.1111/j.1572-0241.2001.03517.x 6. Chey WD, Grigorios L, Howden CW, Moss SF. ACG Clinical Guideline: Treatment ofHelicobacter pyloriinfection. Am J Gastroenterol. 2017;112(2):p 212-239. doi:10.1038/ajg.2016.563 7. Jones NL, Koletzko S, Goodman K, et al. Joint ESPGHAN/NASPGHAN Guidelines for the Management ofHelicobacter pyloriin Children and Adolescents. J Pediatr Gastroenterol Nutr. 2017:64(6):p 991-1003. doi:10.1097/MPG.0000000000001594 8. Malfertheiner P, Megraud F, O'Morain CA, et al. Management ofHelicobacter pyloriinfection-the Maastricht V/Florence Consensus Report. Gut. 2017;66(1):6-30. doi:10.1136/gutjnl-2016-312288 | Fecal samples (approximately 50-100 mg) are placed into 50% STAR buffer and extracted on a Hamilton Microlab STAR device using a Mayo Microlab Maxwell HT Fecal DNA Purification Kit. The polymerase chain reaction (PCR) assay employs a target-specific detection system including primers as well TaqMan detection probes alongside a SimpleProbe for melt curve analysis-based genotyping targeting the 23S ribosomal RNA gene. The LightCycler 480 II instrument amplifies and monitors target nucleic acid sequences by fluorescence during PCR cycling. Detection of amplified product is based on the TaqMan probe principle. For PCR product detection, the TaqMan probe binds the complementary strand of amplified target. Specific PCR Taq polymerase with 5'-3' exonuclease activity degrades the probe, releasing the fluorophore and breaking the proximity to the quencher molecule, allowing fluorescence of the fluorophores. At the conclusion of PCR cycling, amplified product is thermally denatured and then cooled to allow for a fluorescein labeled SimpleProbe to anneal to an 18-base pair region of the amplified target that includes 2 positions mutations at which are known to confer clarithromycin resistance. The temperature is slowly raised while consistently monitoring fluorescence. The process is completed in a closed system to mitigate contamination. Further, contamination control is achieved through UNG enzymatic treatment and a master mix which includes dUTPs.(Chen D, Cunningham SA, Cole NC, Kohner PC, Mandrekar JN, Patel R. Phenotypic and molecular antimicrobial susceptibility ofHelicobacter pylori. Antimicrob Agents Chemother. 2017;61(4):e02530-16. doi:10.1128/AAC.02530-16) | 4 to 6 days | 7 days | This test was developed and its performance characteristics determined by Mayo Clinic in a manner consistent with CLIA requirements. It has not been cleared or approved by the US Food and Drug Administration. | 87798 | H pylori + Clarithro Resist, PCR, F | 88509-5 | HPSRC | Specimen Source | 31208-2
HPRP | Helicobacter pylori with Clarithromycin Resistance Prediction, Molecular Detection, PCR, Tissue | Aiding in the diagnosis ofHelicobacter pyloriinfection and prediction of clarithromycin resistance or susceptibility directly from gastric biopsies | Real-Time Polymerase Chain Reaction (PCR) | Yes | H pylori + Clarithro Resist, PCR | When this test is ordered, the reflex test may be performed at an additional charge. | The high sensitivity of amplification by polymerase chain reaction requires the specimen to be processed in an environment in which contamination of the specimen byHelicobacter pyloriDNA is unlikely. Submit only 1 of the following specimens: Specimen Type:Fresh tissue or biopsy Sources:Stomach (or duodenum) Container/Tube:Sterile container Specimen Volume:Entire collection or 5 mm (3) approximate size of a pencil eraser Collection Instructions: 1. Collect fresh tissue specimen. 2. Submit tissue in a sterile container (without adding anything). 3. Refrigerate or freeze the specimen. Specimen Stability Information:Refrigerated (preferred) 7 days/Frozen 7 days Preferred: Supplies:Tissue Block Container (T553) Specimen Type:Formalin-fixed, paraffin-embedded (FFPE) tissue block Sources:Stomach (or duodenum) Container/Tube:Tissue block Collection Instructions:Submit FFPE tissue block to be cut and returned. Specimen Stability Information:Ambient (preferred)/Refrigerated Acceptable: Specimen Type:Formalin-fixed, paraffin-embedded (FFPE) tissue scroll Sources:Stomach (or duodenum) Container/Tube:Sterile container for each individual cut section (scroll) Collection Instructions:Perform microtomy and prepare five separate 10-micron sections.Each section (scroll) must be placed in a separate sterile container for submission. Specimen Stability Information:Ambient (preferred)/Refrigerated | Fresh tissue or biopsy: 5mm(3) Formalin-fixed paraffin-embedded tissue block: One block Formalin-fixed paraffin-embedded tissue scroll: Two 10-micron sections | Helicobacter pyloriis a cause of peptic ulcer disease and, when left untreated, a risk factor for gastric cancer.H pyloridiagnosis includes noninvasive tests (eg, stool polymerase chain reaction [PCR], urea breath test, stool antigen test) and tests requiring endoscopy to collect specimens for analysis. Several tests can be performed on gastric specimens, includingH pyloriPCR. Antimicrobial resistance inH pyloriis poorly studied but is rising, challenging its treatment. Assessment of antimicrobial resistance can guide treatment. Endoscopically collected gastric specimens can be cultured forH pyloriand the recovered organism tested for phenotypic antimicrobial susceptibility. However, the organism can be difficult to isolate in culture, and even when isolated, may not amenable to phenotypic susceptibility testing due to its fastidious nature. Clarithromycin resistance is most often associated with 23S ribosomal RNA (rRNA) gene mutations (particularly A2143G, A2142G/C).A systematic review and meta-analysis showed the sensitivity and specificity of detection of theH pyloriA2142G/C and/or A2143G combination for prediction of clarithromycin resistance inH pyloriin biopsy samples to be 96% each. This test detectsH pyloriin gastric and duodenal biopsy specimens and, when detected, assesses forH pylori23S rRNA gene mutations associated with clarithromycin resistance. | Not detected | A ‘detected’ result indicates the presence ofHelicobacter pylori23S ribosomal RNA gene; also indicated is whether or not one the three most common 23S ribosomal RNA genemutations (A2143G, A2142G/C)associated with clarithromycin resistance is detected. A ‘not detected’ result forH pyloriindicates the absence of detectableH pyloriDNA but does not negate the presence of the organism and may occur due to inhibition of the polymerase chain reaction (PCR), sequence variability underlying primers or probes, or the presence ofH pyloriDNAin quantities less than the limit of detection of the assay. | Testing should be performed at least 4 weeks after completion of antibiotic (including bismuth) therapy and after proton pump inhibitor (PPI) or vonoprazan therapy has been withheld for 2 weeks.False-negative results may occur if testing occurs prior to these recommended timeframes. Histamine 2-receptor antagonists have been shown to slightly decrease the sensitivity of someHelicobacter pyloritests and, if possible, should be discontinued 2 weeks before testing. Antacids do not appear to impair test performance and may be taken until one day before testing. Test results should be used as an aid in the diagnosis. The single assay should not be used as the only criterion to form a treatment decision; results of this test should be correlated with clinical presentation and results of other laboratory tests. A negative result does not negate the presence of the organism or active disease. Potential cross-reactivity may occur with the following non-pyloriHelicobacterspecies:Helicobacteracinonychis,Helicobactercetorum,andHelicobactermustalae(not been reported to cause disease in humans) andHelicobactercanis,Helicobactercinaedi,Helicobacterbizzozeronii,andHelicobacterheilmannii(infrequently found in humans). This assay examines the three most common 23S ribosomal RNA mutations associated with clarithromycin resistance. Other mechanisms of clarithromycin resistance are not assessed, nor are mechanisms of resistance to non-clarithromycin antimicrobial agents. | 1. Malfertheiner P, Megraud F, O'Morain CA, et al. Management of Helicobacter pylori infection--the Maastricht IV/Florence consensus report. Gut. 2012;61(5):646-664. doi:10.1136/gutjnl-2012-302084 2. Chen D, Cunningham SA, Cole N, Kohner PC, Mandrekar JN, Patel R. Phenotypic and molecular antimicrobial susceptibility of Helicobacter pylori. Antimicrob Agents Chemother. 2017;61(4):e02530-16. doi:10.1128/AAC.02530-16 3. Beckman E, Saracino I, Fiorini G, et al. A novel stool PCR test for Helicobacter pylori may predict Clarithromycin resistance and eradication of infection at a high rate. J Clin Microbiol. 2017;55(8):2400-2405 4. Marrero Rolon R, Cunningham SA, Mandrekar JN, Polo ET, Patel R: Clinical evaluation of a real-time PCR assay for simultaneous detection ofHelicobacter pyloriand genotypic markers of clarithromycin resistance directly from stool. J Clin Microbiol. 2021;59(5):e03040-20. doi:10.1128/JCM.03040-20 5. Savarino V, Tracci D, Dulbecco P, et al. Negative effect of ranitidine on the results of urea breath test for the diagnosis ofHelicobacter pylori. AM J Gastroenterol. 2001;96(2):348-52. doi:10.1111/j.1572-0241.2001.03517.x 6. Chey WD, Grigorios L, Howden CW, Moss SF. ACG Clinical Guideline: Treatment ofHelicobacter pyloriinfection. Am J Gastroenterol. 2017;112(2):p 212-239. doi:10.1038/ajg.2016.563 7. Jones NL, Koletzko S, Goodman K, et al. Joint ESPGHAN/NASPGHAN Guidelines for the Management ofHelicobacter pyloriin Children and Adolescents. J Pediatr Gastroenterol Nutr. 2017:64(6):991-1003. doi:10.1097/MPG.0000000000001594 8. Malfertheiner P, Megraud F, O'Morain CA, et al. Management of Helicobacter pylori infection-the Maastricht V/Florence Consensus Report. Gut. 2017;66(1):6-30. doi:10.1136/gutjnl-2016-312288 | Fresh tissue samples (approximately 2 x 2 x 5 mm) are placed in a polymerase chain reaction (PCR) Bead Tube containing Tris-EDTA buffer, and proteinase K and digested on the Bertin Precellys Disruptor.Formalin-fixed, paraffin-embedded (FFPE) tissue scrolls are placed in a PCR bead tube containing Tris-EDTA buffer and proteinase K and undergo a prolonged heat treatment for digestion. Once digested, samples undergo DNA extraction on a MagNA Pure 96 instrument. The PCR assay employs a target-specific detection system including primers as well TaqMan detection probes alongside a SimpleProbe for melt curve analysis-based genotyping targeting the 23S ribosomal RNA gene. The LightCycler 480 II instrument is used to amplify and monitor target nucleic acid sequences by fluorescence during PCR cycling. Detection of amplified product is based on the TaqMan probe principle. For PCR product detection, the TaqMan probe binds the complementary strand of amplified target. Specific PCR Taq polymerase with 5'-3' exonuclease activity degrades the probe, releasing the fluorophore and breaking the proximity to the quencher molecule, allowing fluorescence of the fluorophores. At the conclusion of PCR cycling, amplified product is thermally denatured and then cooled to allow for a fluorescein labeled SimpleProbe to anneal to an 18-base pair region of the amplified target that includes 2 positions’ mutations which are known to confer clarithromycin resistance. The temperature is slowly raised, while consistently monitoring fluorescence. The process is completed in a closed system to mitigate contamination. Contamination control is enhanced using uracil -DNA glycosylase enzymatic treatment and a master mix which includes dUTPs.(Chen D, Cunningham SA, Cole NC, Kohner PC, Mandrekar JN, Patel R. Phenotypic and molecular antimicrobial susceptibility ofHelicobacter pylori. Antimicrob Agents Chemother. 2017;61(4):e02530-16. doi: 10.1128/AAC.02530-16) | 4 to 6 days | 7 days | This test was developed and its performance characteristics determined by Mayo Clinic in a manner consistent with CLIA requirements. It has not been cleared or approved by the US Food and Drug Administration. | 87798 | H pylori + Clarithro Resist, PCR | 88509-5 | 616028 | Clarithromycin Resistance Result | 88509-5
HPCRP | Helicobacter pylori with Clarithromycin Resistance Prediction, Molecular Detection, PCR, Varies | Assessing pure isolates ofHelicobacter pylorito predict clarithromycin resistance or susceptibility | Real-Time Polymerase Chain Reaction (PCR) | Yes | H pylori + Clarithro Resist PCR | When this test is ordered, the reflex test may be performed at an additional charge. | Supplies:Infectious Container, Large (T146) Container/Tube:Agar slant or other appropriate media Specimen Volume:Isolate Collection Instructions: 1. Perform isolation ofHelicobacter pyloriin culture. 2.H pyloriisolate must be submitted in pure culture.Do not submit mixed cultures. | See Specimen Required | Helicobacter pyloriisthe main cause of peptic ulcer disease and a risk factor for gastric cancer when left untreated. Traditionally,H pyloridiagnosis has included noninvasive tests (eg, urea breath test, fecal antigen test) or invasive tests (eg, gastric biopsy). Antimicrobial resistance inH pyloriis poorly studied but is rising, challenging its treatment. In 2012, an international clinical consortium study group recommended monitoring of clarithromycin resistance rates and ceasing its use at a threshold range of 15% to 20%.(1) Local monitoring has been practically impossible as not all patients undergo invasive testing, which yields a culture isolate that can be subjected to susceptibility testing. Even if invasive testing is performed, the organism can be difficult to isolate in culture and is highly fastidious once isolated, oftentimes not being amenable to phenotypic susceptibility testing. Further, there are only a handful of specialized clinical microbiology laboratories that performH pylorisusceptibility testing. In an internal study of local and referred isolates, clarithromycin resistance was observed to be most commonly due to A2143G (70/88 isolates, 79.6%), followed by A2142G (12/88 isolates, 13.6%) and A2142C (3/88 isolates, 3.4%) alterations in the 23S ribosomal RNA gene.(2) Overall, one of these alterations was found in 97% of clarithromycin-resistantH pyloriisolates studied. | Not applicable | A detected result indicates the presence ofHelicobacter pylori23S ribosomal RNA gene; the presence or absence of the 3 most common 23S ribosomal RNA gene single nucleotide variations (A2143G, A2142G, and A2142C) is reported. A not detected result indicates the absence of detectableH pyloriDNA. | This assay is used for testing of isolates ofHelicobacter pylori. Request HPFRP /Helicobacter pyloriwith Clarithromycin Resistance Prediction, Molecular Detection, PCR, Fecesif testing directly from feces is desired. Potential cross-reactivity may occur with the following non-pyloriHelicobacterspecies:Helicobacteracinonychis,Helicobactercetorum,andHelicobactermustalae(not been reported to cause disease in humans) andHelicobactercanis,Helicobactercinaedi,Helicobacterbizzozeronii,andHelicobacterheilmannii(infrequently found in humans). This assay examines the 3 most common 23S ribosomal RNA point variants associated with clarithromycin resistance inH pylori. Other mechanisms of clarithromycin resistance are not assessed, nor are mechanisms of resistance to non-clarithromycin antimicrobial agents. The ZMMLS / Antimicrobial Susceptibility, Aerobic Bacteria, Varies assay is preferentially recommended for culture isolates to define a fuller spectrum of antimicrobial susceptibility (ie, to include antimicrobial agents beyond clarithromycin). | 1. Malfertheiner P, Megraud F, O'Morain CA, et al:Management ofHelicobacter pyloriinfection--the Maastricht IV/Florence Consensus Report. Gut. 2012 May;61(5):646-664. doi: 10.1136/gutjnl-2012-302084 2. Chen D, Cunningham SA, Cole NC, Kohner PC, Mandrekar JN, Patel R: Phenotypic and molecular antimicrobial susceptibility ofHelicobacter pylori.Antimicrob Agents Chemother. 2017 Mar 24;61(4):e02530-16 3. Beckman E, Saracino I, Fiorini G, et al: A novel stool PCR test forHelicobacter pylorimay predict clarithromycin resistance and eradication of infection at a high rate. J Clin Microbiol. 2017 Aug;55(8):2400-2405 4. Monteiro L, Gras N, Vidal R, Megraud F: Detection ofHelicobacter pyloriDNA in human feces by PCR: DNA stability and removal of inhibitors. J Microbiol Methods. 2001 Jun;45(2):89-94 | Viable and nonviable clinical isolates are processed by transferring up to a 1 mcL loop full of isolate into a swab neutralization buffer tube for thermal/physical lysis and then diluted 1:100 prior to testing. The polymerase chain reaction (PCR) assay employs a target-specific detection system including primers, as well TaqMan detection probes alongside a SimpleProbe for melt curve analysis-based genotyping targeting the 23S ribosomal RNA gene. The LightCycler 480 II instrument amplifies and monitors target nucleic acid sequences by fluorescence during PCR cycling. Detection of amplified product is based on the TaqMan probe principle. For PCR product detection, the TaqMan probe binds the complementary strand of amplified target. Specific PCR Taq polymerase with 5'-3' exonuclease activity degrades the probe, releasing the fluorophore and breaking its proximity to the quencher molecule, allowing fluorescence of the fluorophores. At the conclusion of PCR cycling, amplified product is thermally denatured and then cooled to allow for a fluorescein labeled SimpleProbe to anneal to an 18-base pair region of the amplified target that includes the 2 position mutations associated clarithromycin resistance. The temperature is slowly raised while consistently monitoring fluorescence. The process is completed in a closed system to mitigate contamination. Further, contamination control is achieved through UNG enzymatic treatment and a master mix that includes deoxyuridine triphosphates.(Chen D, Cunningham SA, Cole NC, Kohner PC, Mandrekar JN, Patel R: Phenotypic and molecular antimicrobial susceptibility of Helicobacter pylori. Antimicrob Agents Chemother. 2017 Mar 24;61(4):e02530-16) | 3 to 4 days | 30 days | This test was developed and its performance characteristics determined by Mayo Clinic in a manner consistent with CLIA requirements. It has not been cleared or approved by the US Food and Drug Administration. | 87150 | H pylori + Clarithro Resist PCR | 88509-5 | HPORG | Organism Identified by Client | In Process
HELM | Helminthosporium halodes, IgE, Serum | Establishing a diagnosis of an allergy toHelminthosporium halodes Defining the allergen responsible for eliciting signs and symptoms Identifying allergens: -Responsible for allergic response and/or anaphylactic episode -To confirm sensitization prior to beginning immunotherapy -To investigate the specificity of allergic reactions to insect venom allergens, drugs, or chemical allergens | Fluorescence Enzyme Immunoassay (FEIA) | Yes | Helminthosporium Halodes, IgE | Serum | Collection Container/Tube: Preferred:Serum gel Acceptable:Red top Submission Container/Tube:Plastic vial Specimen Volume:0.5 mL for every 5 allergens requested Collection Instructions:Centrifuge and aliquot serum into a plastic vial. | For 1 allergen: 0.3 mL For more than 1 allergen: (0.05 mL x number of allergens) + 0.25 mL deadspace | Clinical manifestations of immediate hypersensitivity (allergic) diseases are caused by the release of proinflammatory mediators (histamine, leukotrienes, and prostaglandins) from IgE-sensitized effector cells (mast cells and basophils) when cell-bound IgE antibodies interact with an allergen. In vitro serum testing for IgE antibodies provides an indication of the immune response to allergens that may be associated with allergic disease. The allergens chosen for testing often depend upon the age of the patient, history of allergen exposure, season of the year, and clinical manifestations. In individuals predisposed to develop allergic disease, the sequence of sensitization and clinical manifestations proceed as follows: eczema and respiratory disease (rhinitis and bronchospasm) in infants and children less than 5 years due to food sensitivity (milk, egg, soy, and wheat proteins) followed by respiratory disease (rhinitis and asthma) in older children and adults due to sensitivity to inhalant allergens (dust mite, mold, and pollen inhalants). | Class,IgE kU/L,Interpretation, 0,<0.10,Negative, 0/1,0.10-0.34,Borderline/equivocal, 1,0.35-0.69,Equivocal, 2,0.70-3.49,Positive, 3,3.50-17.4,Positive, 4,17.5-49.9,Strongly positive, 5,50.0-99.9,Strongly positive, 6,> or =100,Strongly positive, | Detection of IgE antibodies in serum (class 1 or greater) indicates an increased likelihood of allergic disease as opposed to other etiologies and defines the allergens that may be responsible for eliciting signs and symptoms. The level of IgE antibodies in serum varies directly with the concentration of IgE antibodies expressed as a class score or kU/L. | Testing for IgE antibodies is not useful in patients previously treated with immunotherapy to determine if residual clinical sensitivity exists or in patients in whom the medical management does not depend upon identification of allergen specificity. Some individuals with clinically insignificant sensitivity to allergens may have measurable levels of IgE antibodies in serum, and test results must be interpreted in the clinical context. False-positive results for IgE antibodies may occur in patients with markedly elevated serum IgE (>2500 kU/L) due to nonspecific binding to allergen solid phases. | Homburger HA, Hamilton RG: Allergic diseases. In: McPherson RA, Pincus MR, eds. Henry's Clinical Diagnosis and Management by Laboratory Methods. 23rd ed.Elsevier; 2017:1057-1070 | Specific IgE from the patient's serum reacts with the allergen of interest, which is covalently coupled to an ImmunoCAP. After washing away nonspecific IgE, enzyme-labeled anti-IgE antibody is added to form a complex. After incubation, unbound anti-IgE is washed away, and the bound complex incubated with a developing agent. After stopping the reaction, the fluorescence of the eluate is measured. Fluorescence is proportional to the amount of specific IgE present in the patient's sample (ie, the higher the fluorescence value, the more IgE antibody is present).(Package insert: ImmunoCAP System Specific IgE FEIA. Phadia; Rev 06/2020) | Same day/1 to 3 days | 14 days | This test has been cleared, approved, or is exempt by the US Food and Drug Administration and is used per manufacturer's instructions. Performance characteristics were verified by Mayo Clinic in a manner consistent with CLIA requirements. | 86003 | Helminthosporium Halodes, IgE | 6138-2 | HELM | Helminthosporium Halodes, IgE | 6138-2
FHSSE | Helminthosporium sativum/Drechslera IgE |  | Enzyme Immunoassay (EIA) | Yes | Helminthosporium sativum IgE | Serum | Specimen Type:Serum Container/Tube:Red or SST Specimen Volume:0.5 mL Collection Instructions:Draw blood in a plain red-top tube(s), serum gel tube(s) is acceptable. Spin down and send 0.5 mL of serum refrigerated in a plastic vial. | 0.5 mL | This assay is used to detect allergen specific-IgE using an enzyme immunoassay (EIA). In vitro allergy testing is the primary testing mode for allergy diagnosis. | <0.35 kU/L | Class IgE (kU/L) Comment 0 <0.35 Below Detection 1 0.35-0.69 Low Positive 2 0.70-3.49 Moderate Positive 3 3.50-17.49 Positive 4 17.50-49.99 Strong Positive 5 >=50 Very Strong Positive |  |  | Allergens are covalently coupled to the cellulose paper discs via the APT method. Alkaline phosphatase (AP) labelled anti-IgE is used to quantify the patient's specific IgE. | 4 to 7 days |  | This test was developed and its performance characteristics determined by Viracor Eurofins. It has not been cleared or approved by the U.S. Food and Drug Administration. | 86003 | Helminthosporium sativum IgE | 11175-7 | Z3093 | Class | 102753-1
HOLDC | Hematologic Disorders, Chromosome Hold, Varies | Holding the bone marrow or peripheral blood specimen in the laboratory but delaying chromosome analysis while preliminary morphologic assessment is in process | Direct Preparation of Specimen | Yes | Heme Chromosome Hold, B/BM | This test is designed to hold the specimen but delay chromosome preparation and analysis while preliminary morphologic assessment is in process. | Submit only 1 of the following specimens: Preferred: Specimen Type:Bone marrow Container/Tube: Preferred:Yellow top (ACD) Acceptable:Green top (sodium heparin), lavender top (EDTA) Specimen Volume:1 to 2 mL Collection Instructions:Invert several times to mix bone marrow. Acceptable: Specimen Type:Blood Container/Tube: Preferred:Yellow top (ACD) Acceptable:Green top (sodium heparin), lavender top (EDTA) Specimen Volume:6 mL Collection Instructions:Invert several times to mix blood. | Blood: 2 mL Bone marrow: 1 mL | Conventional chromosome analysis is the gold standard for identification of the common, recurrent chromosome abnormalities for most hematologic malignancies. Based on morphologic review of the bone marrow or peripheral blood specimen by a hematopathologist, a determination of additional appropriate testing can be made. If the specimen does not show evidence of malignancy, chromosome analysis may not be necessary. Depending on the diagnosis, fluorescence in situ hybridization assays may also be more informative. | Not applicable | If notified by the client, this test may be canceled, and a processing fee assessed. If no notification to cancel testing is received, this test will be reported as "reflexed for chromosome analysis" and depending on the specimen received, CHRBM / Chromosome Analysis, Hematologic Disorders, Bone Marrow or CHRHB / Chromosome Analysis, Hematologic Disorders, Blood will be performed, and an interpretive report provided. | No significant cautionary statements | 1.Mellors PW, Binder M, Ketterling RH, et al. Metaphase cytogenetics and plasma cell proliferation index for risk stratification in newly diagnosed multiple myeloma.Blood Adv.2020;4(10):2236-2244 | The specimen will be held in the laboratory while preliminary morphologic assessment is in process to determine if chromosome analysis is appropriate. If needed, cell culture and chromosome analysis will be performed. | 7 to 10 days | 4 weeks | Not Applicable | See Individual Components | Heme Chromosome Hold, B/BM | No LOINC Needed | 52296 | Released by | 18771-6
EXHR | Hematologic Disorders, DNA and RNA Extract and Hold, Varies | Reserving nucleic acids on any specimen for which molecular analysis requiring DNA or RNA may be necessary at a future date, ensuring that adequate material for testing is available | Nucleic Acid Extraction | Yes | DNA and RNA Extract and Hold | DNA and RNA will be extracted from the specimen and stored at -80 degrees Celsius for one year from the date the extraction process was performed. A report of "Performed" will be sent and a $75.00 processing fee will be assessed. To request molecular testing from the Molecular Hematopathology Laboratory's test menu, call 800-533-1710. Additional charges will be assessed for testing performed. | Submit only 1 of the following specimens: Specimen Type: Blood Container/Tube: Preferred: Lavender top (EDTA) Acceptable: Yellow top (ACD) SpecimenVolume: 10 mL CollectionInstructions: 1. Invert several times to mix blood. 2. Send whole blood specimen in original tube.Do not aliquot. 3. Label specimen as blood. Specimen Type: Bone marrow Container/Tube: Preferred: Lavender top (EDTA) Acceptable: Yellow top (ACD) Specimen Volume: 4 mL Collection Instructions: 1. Invert several times to mix bone marrow. 2. Send bone marrow specimen in original tube.Do not aliquot. 3. Label specimen as bone marrow. | Blood: 8 mL Bone Marrow: 2 mL | It is frequently useful to obtain nucleic acids from clinical samples containing a hematopoietic neoplasm at the time of diagnosis so appropriate material is available for molecular analysis should subsequent testing be required. For example, when a diagnosis of acute myelogenous leukemia is made, there is a delay before karyotype information, which determines whether testing for molecular prognostic markers is necessary, is available. After this delay, the diagnostic sample is usually no longer available or the nucleic acid has degraded to such an extent that it is no longer adequate for testing. Thus, it is useful to obtain nucleic acids on such specimens promptly at diagnosis and retain it until it is known whether additional testing is necessary. | Not applicable | A report of "Performed" will be sent and a $75 processing fee will be assessed. No interpretation will be given. Should the sample be used in future testing, interpretation would be incorporated with the final testing. | DNA/RNA will be held at -80 degrees Celsius for one year from the time of extraction. The nucleic acids may only be used for suitable tests offered by the Molecular Hematopathology Laboratory at Mayo Clinic. Nucleic acid samples cannot be shipped to another institution for testing and cannot be released for research use. Only liquid blood specimens will be processed. Paraffin-embedded material and fresh, solid tissue will not be accepted at this time. |  | DNA and RNA are extracted using automated systems. Both systems include a sample lysis step followed by binding of nucleic acid to a solid phase for separation from other cellular components and a final nucleic acid elution step. | 5 days | Blood/Bone marrow: 2 weeks; Extracted DNA and RNA: 1 year | Not Applicable |  | DNA and RNA Extract and Hold | No LOINC Needed | 41937 | DNA/RNA Extraction | No LOINC Needed
EXHD | Hematologic Disorders, DNA Extract and Hold, Varies | Reserving DNA on any specimen for which molecular analysis requiring DNA may be necessary at a future date, ensuring that adequate material for testing is available | Nucleic Acid Extraction | Yes | DNA Extract and Hold | DNA will be extracted from the specimen and stored at -80 degrees Celsius for one year from the date of the extraction process was performed. A report of "Performed" will be sent and a $50.00 processing fee will be assessed. To request molecular testing from the Molecular Hematopathology Laboratory's test menu, call 800-533-1710. Additional charges will be assessed for testing performed. | Specimen must arrive within 7 days of collection.Collect and package specimen as close to shipping time as possible. Submit only 1 of the following specimens: Specimen Type: Blood Container/Tube: Preferred: Lavender top (EDTA) Acceptable: Yellow top (ACD) SpecimenVolume: 4 mL CollectionInstructions: 1. Invert several times to mix blood. 2. Send whole blood specimen in original tube.Do notaliquot. 3. Label specimen as blood. Specimen Type: Bone marrow Container/Tube: Preferred: Lavender top (EDTA) Acceptable: Yellow top (ACD) Specimen Volume: 2 mL Collection Instructions: 1. Invert several times to mix bone marrow. 2. Send bone marrow specimen in original tube.Do notaliquot. 3. Label specimen as bone marrow. | Blood, Bone Marrow: 1 mL | It is frequently useful to obtain DNA from clinical samples containing a hematopoietic neoplasm at the time of diagnosis so appropriate material is available for molecular analysis should subsequent testing be required. For example, when a diagnosis of acute myelogenous leukemia is made, there is a delay before karyotype information, which determines whether testing for molecular prognostic markers is necessary, is available. After this delay, the diagnostic sample is usually no longer available, or the DNA has degraded to such an extent that it is no longer adequate for testing. Thus, it is useful to obtain DNA on such specimens promptly at diagnosis and retain it until it is known whether additional testing is necessary. | Not applicable | A report of "Performed" will be sent and a $50 processing fee will be assessed. No interpretation will be given. Should the sample be used in future testing, interpretation would be incorporated with the final testing. | DNA will be held at -80 degrees Celsius for one year from the time of extraction. The DNA may only be used for suitable tests offered by the Molecular Hematopathology Laboratory at Mayo Clinic. It cannot be shipped to another institution for testing and cannot be released for research use. Only liquid blood specimens will be processed. Paraffin-embedded material and fresh, solid tissue will not be accepted at this time. |  | DNA is extracted using an automated system. The system includes a sample lysis step followed by binding of nucleic acid to a solid phase for separation from other cellular components and a final nucleic acid elution step. | 5 days | Blood/Bone marrow: 2 weeks; Extracted DNA:1 year | Not Applicable |  | DNA Extract and Hold | No LOINC Needed | 38305 | DNA Extraction | No LOINC Needed
HOLDF | Hematologic Disorders, Fluorescence In Situ Hybridization (FISH) Hold, Varies | Processing the bone marrow or peripheral blood specimen but delaying fluorescence in situ hybridization analysis while preliminary morphologic assessment is in process | Direct Preparation of Specimen | Yes | Heme FISH Hold, B/BM | This test is designed to hold the sample and delay fluorescence in situ hybridization (FISH) testing while preliminary morphologic assessment or flow cytometry testing is in process. | Submit only 1 of the following specimens: Preferred: Specimen Type:Bone marrow Container/Tube: Preferred:Yellow top (ACD) Acceptable:Green top (sodium heparin), lavender top (EDTA) Specimen Volume:1 to 2 mL Collection Instructions:Invert several times to mix bone marrow. Acceptable: Specimen Type:Blood Container/Tube: Preferred:Yellow top (ACD) Acceptable:Green top (sodium heparin), lavender top (EDTA) Specimen Volume:6 mL Collection Instructions:Invert several times to mix blood. | Blood: 2 mL Bone marrow: 1 mL | Fluorescence in situ hybridization (FISH) analysis using gene-specific probes is a useful methodology to detect common, recurrent chromosome abnormalities for most hematologic malignancies. Based on morphologic review of the bone marrow or peripheral blood specimen by a hematopathologist, a determination of additional appropriate testing can be made. If the specimen does not show evidence of malignancy, FISH analysis may not be necessary. Depending on the diagnosis, conventional chromosome analysis may also be more informative. | Not applicable | If notified by the client, this test may be canceled, and a processing fee will be assessed. If no notification to proceed with testing is received, this test will be reported as "cancelled." | No significant cautionary statements |  | The specimen will be held in the laboratory while preliminary morphologic assessment is in process to determine if fluorescence in situ hybridization (FISH) testing is appropriate. | 4 days | 4 weeks | Not Applicable | See individual reflex tests | Heme FISH Hold, B/BM | No LOINC Needed | 51842 | Released by | 18771-6
HLLFH | Hematologic Disorders, Leukemia/Lymphoma; Flow Hold, Varies | Evaluating lymphocytoses of undetermined etiology Identifying B- and T-cell lymphoproliferative disorders involving blood and bone marrow Distinguishing acute lymphoblastic leukemia (ALL) from acute myeloid leukemia (AML) Immunologic subtyping of acute leukemias Distinguishing reactive lymphocytes and lymphoid hyperplasia from malignant lymphoma Distinguishing between malignant lymphoma and acute leukemia Phenotypic subclassification of B- and T-cell chronic lymphoproliferative disorders, including chronic lymphocytic leukemia, mantle cell lymphoma, and hairy cell leukemia Recognizing AML with minimal morphologic or cytochemical evidence of differentiation Recognizing monoclonal plasma cells This test isnot intended fordetection of minimal residual disease below 5% blasts. | Immunophenotyping | Yes | Heme Leukemia/Lymphoma; Flow Hold V | This test is designed to delay the start of leukemia/lymphoma immunophenotyping until the preliminary assessment is completed. Specimens are held in the laboratory until noon (12 p.m. Central time) 2 days after the collection date. For testing to be canceled, the client must call 800-533-1710. The testing process will be initiated and fully charged if no notification is received within this time period. To expedite the beginning of testing, call 800-533-1710. | Due to specimen stability, spinal fluid is not appropriate for this test. Submit only 1 of the following specimens: Specimen Type:Wholeblood Container/Tube: Preferred:Yellow top (ACD solution A or B) Acceptable:Lavender top (EDTA) or Green top (sodium heparin) Specimen Volume:10 mL Slides:If possible, include 5- to 10-unstained blood smears,must be labeled withtwo unique identifiers. Collection Instructions: 1. Send whole blood specimen in original tube.Do notaliquot. 2. Label specimen as blood. Specimen Stability Information:Ambient < or =4 days/Refrigerated < or =4 days Specimen Type:Bone marrow Container/Tube: Preferred:Yellow top (ACD solution A or B) Acceptable:Lavender top (EDTA) or green top (sodium heparin) Specimen Volume:1 to 5 mL Slides:If possible,include 5- to 10-unstained bone marrow aspirate smears, whichmust be labeled withtwo unique identifiers Collection Instructions: 1. Submission of bilateral specimens is not required. 2. Send bone marrow specimen in original tube.Do notaliquot. 3. Label specimen as bone marrow. Specimen Stability Information:Ambient < or =4 days/Refrigerated < or =4 days Specimen Type:Fluid Sources:Serous effusions, pleural, pericardial, or abdominal (peritoneal fluid) Container/Tube:Body fluid container Specimen Volume:20 mL Collection Instructions: 1. If possible, fluids should be anticoagulated with heparin (1 U/mL of fluid). 2. Label specimen with fluid type. Specimen Stability Information:Refrigerated/Ambient < or =4 days Additional Information:The volume of fluid necessary to phenotype the lymphocytes or blasts in serous effusions depends upon the cell count in the specimen. Usually, 20 mL of pleural or peritoneal fluid is sufficient. Smaller volumes can be used if there is a high cell count. Specimen Type:Tissue Supplies:Hank's Solution (T132) Container/Tube:Sterile container with 15 mL of tissue culture medium (eg, Hank's balanced salt solution, RPMI, or equivalent) Specimen Volume:5 mm(3) or larger biopsy Collection Instructions: 1. Send intact specimen (do not mince) 2. Specimen cannot be fixed. Specimen Stability Information:Ambient < or =4 days/Refrigerated < or =4 days | Blood: 3 mL Bone Marrow: 0.5 mL Fluid: 5 mL Tissue: 1 mm(3) or larger biopsy | Diagnostic hematopathology has become an increasingly complex subspecialty, particularly with neoplastic disorders of blood and bone marrow. While morphologic assessment of blood smears, bone marrow smears, and tissue sections remains the cornerstone of lymphoma and leukemia diagnosis and classification, immunophenotyping is a very valuable and important complementary tool. Immunophenotyping hematopoietic specimens can help resolve many differential diagnostic problems posed by the clinical or morphologic features. | An interpretive report will be provided. | This test will be processed as a laboratory consultation. An interpretation of the immunophenotypic findings and correlation with the morphologic features will be provided by a hematopathologist. Report will include a morphologic description, a summary of the procedure, the percent positivity of selected antigens, and an interpretive conclusion based on the correlation of the clinical history with the morphologic features and immunophenotypic results. | Specimens will be initially screened to determine which, if any, of the immunophenotyping panels should be performed. Viability will be assessed in all tissue specimens. Cases in which the viability is low (<50%) are prone to false-negative results and, therefore, must be interpreted with caution. In cases with viability less than 50%, testing will be attempted but may not be interpretable. Fine-needle aspiration and small biopsy specimens have a higher frequency of low cell counts and poor viability, which may be uninterpretable. | 1.Jevremovic D, Dronca RS, Morice WG, et al. CD5+ B-cell lymphoproliferative disorders: Beyond chronic lymphocytic leukemia and mantle cell lymphoma.Leuk Res.2010;34(9):1235-1238 2. Hanson CA. Acute leukemias and myelodysplastic syndromes. In: McClatchey KD, ed. Clinical Laboratory Medicine. Williams and Wilkins; 1994:939-969 3.Jevremovic D,Olteanu H.Flow cytometry applications in the diagnosis of T/NK-Cell lymphoproliferative disorders.Cytometry B Clin Cytom.2019;96(2):99-115 4.Rosado FG,Morice WG, He R,Howard MT, Timm M, McPhail ED.Immunophenotypic features by multiparameterflowcytometry can help distinguish low grade B-cell lymphomas with plasmacytic differentiation from plasma cell proliferative disorders with an unrelated clonal B-cell process.Br J Haematol.2015;169(3):368-376 5.Shi M, Ternus JA, Ketterling RP, et al. Immunophenotypic and laboratory features of t(11;14)(q13;q32)-positive plasma cell neoplasms. Leuk Lymphoma. 2018;59(8):1913-1919 6. Morice WG, Kimlinger T, Katzmann JA, et al. Flow cytometric assessment of TCR-V-beta expression in the evaluation of peripheral blood involvement by T-cell lymphoproliferative disorders: a comparison with conventional T-cell immunophenotyping and molecular genetic techniques. Am J Clin Pathol. 2004;121(3):373-383 7. Shi M, Jevremovic D, Otteson GE, Timm MM, Olteanu H, Horna P. Single antibody detection of T-Cell receptor alpha beta clonality by flow cytometry rapidly identifies mature T-Cell neoplasms and monotypic small CD8-positive subsets of uncertain significance. Cytometry B Clin Cytom. 2020;98(1):99-107 8.Jevremovic D,Olteanu H.Flow cytometry applications in the diagnosis of T/NK-cell lymphoproliferative disorders.Cytometry B Clin Cytom. 2019;96(2):99-115 | Flow cytometric immunophenotyping of peripheral blood, bone marrow, and body fluids is performed using the following antibodies: Triage Panel: CD3, CD10, CD16, CD19, CD34, CD45, and kappa and lambda immunoglobulin light chains. Flow cytometric immunophenotyping of tissues is performed using the following antibodies: Tissue Panel: CD3, CD5, CD7, CD10, CD19, CD20, CD23, CD45, 7-AAD, and kappa and lambdaimmunoglobulinlight chains. Possible Additional Panels: Performed per algorithmic approach -B-cell Panel: CD5, CD11c, CD19, CD20, CD22, CD23, CD38, CD45, CD103, CD200 and kappa and lambdaimmunoglobulinlight chains -T-cell Panel: CD2, CD3, CD4, CD5, CD7, CD8, CD45, TRBC1, and gamma/delta -Sezary Panel: CD2, CD3, CD4, CD5, CD7, CD8, CD26, CD45, and TRBC1. -Killer-cell Immunoglobulin-like Receptor Panel: CD3, CD8, CD16, CD56, CD57, CD94, CD158a, CD158b, CD158e (p70) and NKG2a Acute Panel: CD2, CD7, CD13, CD15, CD16, CD33, CD34, CD36, CD38, CD45, CD56, CD64, CD117 and HLA-DR B-cell ALL,: CD10, CD19, CD20, CD22, CD24, CD34, CD38, CD45, CD58, and CD66c Myeloperoxidase (MPO)/terminal deoxynucleotidyl transferase (TdT) (MPO/TdT) Panel: cytoplasmic CD3, CD13, cytoplasmic CD22, CD34, CD45, cytoplasmic CD79a, nuclear TDT, and cytoplasmic MPO Plasma Cell Panel: CD19, CD38, CD45, CD138, and cytoplasmic kappa and lambdaimmunoglobulinlight chains Mast Cell Panel (bone marrow only): CD2, CD25, CD69, and CD117.(Keren P, McCoy JP, Carey J, eds. Flow Cytometry in Clinical Diagnosis. 4th ed. ASCP Press; 2007; Betters DM: Use of flow cytometry in clinical practice. J Adv Pract Oncol. 2015;6[5]:435-440) | 2 to 4 days | Remaining blood/bone marrow: -14 days; Remaining fluid/tissue: -7 days | This test was developed using an analyte specific reagent. Its performance characteristics were determined by Mayo Clinic in a manner consistent with CLIA requirements. This test has not been cleared or approved by the US Food and Drug Administration. | 88184-Flow cytometry; first cell surface, cytoplasmic or nuclear marker88185-Flow cytometry; additional cell surface, cytoplasmic or nuclear marker (each)88187-Flow Cytometry Interpretation, 2 to 8 Markers (if appropriate)88188-Flow Cytometry Interpretation, 9 to 15 Markers (if appropriate)88189-Flow Cytometry Interpretation, 16 or More Markers (if appropriate) | Heme Leukemia/Lymphoma; Flow Hold V | In Process | CK078 | Flow Cytometry Testing | No LOINC Needed
P53CA | Hematologic Neoplasms, TP53 Somatic Mutation, DNA Sequencing Exons 4-9, Varies | Evaluating chronic lymphocytic leukemia patients at diagnosis or during disease course for the presence ofTP53gene variants indicating high risk of disease progression and adverse outcomes This test isnot intended forthe evaluation of patients suspected of having an inherited or germlineTP53cancer syndrome (eg, Li Fraumeni syndrome) | Polymerase Chain Reaction (PCR) and Sanger Sequencing | Yes | TP53 gene somatic mutation analysis | Flow cytometry will be performed on peripheral blood samples to verify diagnosis of chronic lymphocytic leukemia (CLL) and to selectively enrich for B cells in samples with a clonal population. | Submit only 1 of the following specimens: Specimen Type:Blood(preferred) Container/Tube:Lavender top (EDTA) or yellow top (ACD solution B) Specimen Volume:3 mL Collection Instructions: 1. Invert several times to mix blood. 2. Send whole blood specimen in original tube.Do not aliquot. 3. Label specimen as blood. Specimen Stability Information:Ambient/Refrigerate <10 days Specimen Type:Bone marrow Container/Tube:Lavender top (EDTA), yellow top (ACD solution B), or green top (heparin) Specimen Volume:3 mL Collection Instructions: 1. Invert several times to mix bone marrow. 2. Send bone marrow specimen in original tube.Do not aliquot. 3. Label specimen as bone marrow. Specimen Stability Information:Ambient/Refrigerate <10 days Specimen Type:Tissue Container/Tube:Plastic container Specimen Volume:100 mg Collection Instructions:Stabilize fresh tissue intissue culture mediumorfreeze immediately after collection. Specimen Stability Information:Refrigerate 24 hours/ Frozen | Blood, bone marrow: 1 mL | Patients with chronic lymphocytic leukemia (CLL) have variable disease course influenced by a series of tumor biologic factors. The presence of chromosomal 17p- or aTP53gene variant confers a very poor prognosis to a subset of CLL patients, both at time of initial diagnosis, as well as at disease progression, or in the setting of therapeutic resistance.TP53gene variant status in CLL has emerged as the single most predictive tumor genetic abnormality associated with adverse outcome and poor response to standard immunochemotherapy; however, patients can be managed with alternative therapeutic options. Although the prognostic relevance of an acquiredTP53gene variant is best studied for CLL, similar findings are also reported for other hematologic malignancies including low-grade B-cell lymphoma, diffuse large B-cell lymphoma, and some types of myelodysplastic syndromes and acute myeloid leukemia. Therefore, while this test has been developed to be primarily focused on high-risk CLL patients,TP53gene sequencing analysis can also be performed in additional neoplasms, as clinically indicated. | Genetic variants present or absent as compared to a reference sequence of the normalTP53gene | Results are reported in standard nomenclature according to the most recent Human Genome Variation Society recommendations and an interpretive comment regarding the nature of the sequence variant (eg, known deleterious, suspected deleterious, synonymous change) will be included to complete the clinical report. | This test will not detect all possible acquired variants in theTP53gene because it is restricted to analyzing exons 4 to 9. However, this region encompasses more than 90% of described disease-causing variants and covers the coding exons of the critical DNA binding regions. The analytical sensitivity of the assay can be affected by the absolute B-cell number in the peripheral blood or tissue sample, as well as the often subclonal nature of this tumor genetic abnormality. The assay attempts to compensate in part for this by performing an initial screening flow cytometry to assess B-cell quantity and by performing the cell enrichment step (for the peripheral blood specimens only) to isolate relatively pure CD19+ B cells for analysis. Nevertheless, the nature of the Sanger sequencing method is such that typical reproducible analytic sensitivity will be in the order of 25% variant allele burden. Because optimal cell enrichment is dependent on the absolute B-cell quantity, samples with a very low white blood cell (WBC) or initial percentage of B cells (determined from flow cytometry or WBC automated cell count) will likely result in poor assay performance and inability to detect possibleTP53gene variants in the tumor population. | 1. Zenz T, Krober A, Scherer K, et al: MonoallelicTP53inactivation is associated with poor prognosis in chronic lymphocytic leukemia: results from a detailed genetic characterization with long-term follow-up. Blood. 2008;112:3322-3329 2. Lehmann S, Oqawa S, Raynaud SD, et al: Molecular allelokaryotyping of early-stage, untreated chronic lymphocytic leukemia. Cancer. 2008;112:1296-1305 3. Rossi D, Cerri M, Deambrogi C, et al: The prognostic value of TP53 mutations in chronic lymphocytic leukemia is independent of Del17p13: implications for overall survival and chemorefractoriness. Clin Cancer Res. 2009;15(3):995-1004 4. Zent CS, Call TG, Hogan WJ, et al: Update on risk-stratified management for chronic lymphocytic leukemia.Leuk Lymphoma. 2006;47(9):1738-1746 5. Trbusek M, Smardova J, Malcikova J, et al: Missense mutations located in structural p53 DNA-binding motifs are associated with extremely poor survival in chronic lymphocytic leukemia. J Clin Oncol. 2011;29:2703-2708 6. Halldorsdottir AM, Lundin A, Murray F, et al: Impact of TP53 mutation and 17p deletion in mantle cell lymphoma. Leukemia. 2011;25:1904-1908 7. Young KH, Leroy K, Moller MB, et al: Structural profiles of TP53 gene mutations predict clinical outcome in diffuse large B-cell lymphoma: an international collaborative study. Blood. 2008;112:3088-3098 8. Malcikova J, Tausch E, Rossi D, et al: ERIC recommendations for TP53 mutation analysis in chronic lymphocytic leukemia - update on methodological approaches and results interpretation. Leukemia. 2018;32:1070-1080 | Peripheral blood specimens from chronic lymphocytic leukemia (CLL) patients only will be analyzed by a screening flow cytometry method to determine B-cell content and confirm the presence of a clonal B-cell population. Blood (but not bone marrow) samples from patients with CLL are enriched for B lymphocytes by cell sorting, and DNA is extracted from the B-cell fraction. For other sample types (bone marrow, fresh or frozentissues) DNA is extracted directly without prior enrichment. Polymerase chain reaction and Sanger sequencing ofTP53exons 4 to 9 is performed. Sequence analysis is performed using Mutation Surveyor and Alamut software. The presence of a detected variant is then assessed using curated public databases of knownTP53gene mutations.(National Cancer Institute: TheTP53Database. National Institutes of Health; 2022. Accessed October 5, 2022. Available at https://tp53.isb-cgc.org/; den Dunnen JT, Antonarakis SE: Mutation nomenclature extensions and suggestions to describe complex mutations: a discussion. Hum Mutat. 2000;15:7-12) | 8 to 14 days | Blood/Bone marrow: 2 weeks; Extracted DNA 3 months | This test was developed and its performance characteristics determined by Mayo Clinic in a manner consistent with CLIA requirements. It has not been cleared or approved by the US Food and Drug Administration. | 81352-TP53 (tumor protein 53) (eg, tumor samples), full gene sequence or targeted sequence analysis of >5 exons | TP53 gene somatic mutation analysis | 21739-8 | 607075 | Signing Pathologist | 19139-5
HEMMF | Hematologic Specified FISH, Varies | The detection of specific chromosomal abnormalities in hematologic malignancies | Fluorescence In Situ Hybridization (FISH) | Yes | Hematologic Specified FISH | This test includes a charge for the probe application, analysis, and professional interpretation of results for one probe set (2 individual fluorescence in situ hybridization probes). Additional charges will be incurred for all additional probe sets performed. | Submit only 1 of the following specimens: Preferred Specimen Type:Bone marrow Container/Tube: Preferred:Yellow top (ACD) Acceptable:Green top (heparin) or lavender top (EDTA) Specimen Volume:2-3 mL Collection Instructions: 1. It is preferable to send the first aspirate from the bone marrow collection. 2. Invert several times to mix bone marrow. 3. Send bone marrow specimen in original tube.Do not aliquot. Acceptable Specimen Type:WholeBlood Container/Tube: Preferred:Yellow top (ACD) Acceptable:Green top (heparin) or lavender top (EDTA) Specimen Volume:6 mL Collection Instructions: 1. Invert several times to mix blood. 2. Send whole blood specimen in original tube.Do not aliquot. | Blood: 2 mL Bone marrow: 1 mL | Fluorescence in situ hybridizationusing gene-specific probes and various probe strategies can help characterize chromosome abnormalities in hematologic malignancies for diagnostic, prognostic, and therapeutic purposes. |  | A neoplastic clone is detected when the percent of cells with an abnormality exceeds the normal reference range for any given probe. The absence of an abnormal clone does not rule out the presence of a neoplastic disorder. | This test is not approved by the US Food and Drug Administration, and it is best used as an adjunct to existing clinical and pathologic information. Bone marrow is the preferred specimen type for this fluorescence in situ hybridization test. If bone marrow is not available, a blood specimen may be used if there are malignant cells in the blood specimen (as verified by a hematopathologist). | Swerdlow SH,Campo E, HarrisNL, et al, eds.:WHO Classification of Tumours of Haematopoietic and Lymphoid Tissues. IARC Press; 2017 | This test is performed using commercially available and laboratory-developed probes.For enumeration and break-apart strategy probe sets, 100 interphase nuclei are scored; 200 interphase nuclei are scored when dual-color, dual-fusionfluorescence in situ hybridizationprobes are used. All results are expressed as the percent abnormal nuclei.(Unpublished Mayo method) | 9 to 12 days | 4 weeks | This test was developed and its performance characteristics determined by Mayo Clinic in a manner consistent with CLIA requirements. It has not been cleared or approved by the US Food and Drug Administration. | 88271 x 2, 88275, 88291-FISH Probe, Analysis, Interpretation; 1 probe set88271 x 2, 88275-FISH Probe, Analysis; each additional probe set (if appropriate) | Hematologic Specified FISH | In Process | 614275 | Released By | 18771-6
HPCUT | Hematopathology Consultation, Client Embed | Obtaining a rapid, expert opinion for diagnosis of hematologic and nonhematologic diseases using bone marrow biopsy specimens referred by the primary pathologist Obtaining special studies that are not available locally | Medical Interpretation | Yes | Hematopathology Consult | Laboratory approval is required prior to ordering this test. Contact Mayo Clinic Laboratories at 800-533-1710. | All specimens are required to perform testing. Additional Information: All specimens and paperwork must be labeled with: -Two patient identifiers (patient name, date of birth, medical record number, case number, or pathology ID -Specimen type Information on collecting, packaging, and shipping specimens, is available: -Bone Marrow Core Biopsy, Clot, and Aspirate Collection Guideline -Assistance with Bone Marrow Collection Specimen Type:Bone marrow aspirate Slides:5 Preferred:Freshly prepared slides made at the time of specimen collection Acceptable:Slides made from EDTA bone marrow specimen, within 2 hours of collection Submission Container/Tube:Plasticslide holder Collection Instructions: 1. Prepare slides of bone marrow aspirate. 2. If bone marrow units are sparse, or absent or aspirate is a dry tap, make biopsy touch prep slides. 3. Air dry slides.Do not placeon hot plate to dry. 4.Place Parafilm around the slide carriers holding unstained slides to prevent exposure to formalin fumes during transport. Place slides in a separate bag apart from any formalin-fixed clot or core biopsy specimens. If using slide carriers, make sure they have not been used to carry fixed slides previously. Specimen Type:Bone marrow aspirate Container/Tube:Lavender top(EDTA) and yellow top (ACD solution A or B) Specimen Volume:2 x 3 mL in EDTA and 2 x 6 mL in ACD solution A or B Collection Instructions: 1. Aspirate per standard bone marrow collection procedure. 2. Send bone marrow specimens in original tubes.Do not aliquot. Specimen Type:Bone marrow aspirate clot Container/Tube:Bone marrow clot embedded in paraffin block Collection Instructions:Process and embed clot in paraffin Specimen Type:Bone marrow core biopsy Container/Tube:Fixedbiopsy core embedded in paraffin block Collection Instructions:Process and embed core in paraffin. Specimen Type:Blood Slides: 2 Preferred:2Freshly prepared fingerstick slides Acceptable:2 Slides made from whole blood in EDTA, within 8 hours of collection Submission Container/Tube:Plastic slide holder Collection Instructions: 1. Prepare 2 smears of even thickness. 2. Place Parafilm around the slide carriers holding unstained slides to prevent exposure to formalin fumes during transport. Place slides in a separate bag apart from any formalin-fixed clot or core biopsy specimens. If using slide carriers, make sure they have not been used to carry fixed slides previously. | See Specimen Required | Diagnosis of a hematologic disease requires thorough and accurate morphologic examination of peripheral blood and bone marrow as well as interpretation of ancillary testing results (eg, cytochemistry, immunohistochemistry, flow-cytometric immunophenotyping, chromosome analysis, fluorescence in situ hybridization testing, and molecular genetics) by a highly qualified hematopathologist. With recent advent of new understanding and treatment options, more ancillary tests are available. Efficient utilization and accurate interpretation of these tests are crucial for patient care. These tests can assist in rendering an accurate diagnosis and could provide prognostic prediction and potential indication or guidance of therapy. | An interpretive report will be provided. | Results of the consultation are reported in a formal pathology report that includes a description of ancillary test results (if applicable) and an interpretive comment. When the case is completed, results may be communicated by a phone call. | All appropriate stained/unstained slides, biopsy tissue and aspirate are required to make a diagnosis. The referring pathologist's and clinician's name and phone numbers are essential. Specific diagnosis may require correlation with clinical information;these names and phone numbers must be sent with the specimen. | Sundaram S, Jizzini M, Lamonica D, et al. Utility of bone marrow aspirate and biopsy in staging of patients with T-cell lymphoma in the PET-Era - tissue remains the issue, Leuk Lymphoma. 2020;61(13):3226-3233. doi:10.1080/10428194.2020.1798950 | All requests will be processed as a consultation case. Ancillary testing will be performed as appropriate to be diagnostically indicated and at an additional charge. | 3 to 7 days; Cases requiring additional material or ancillary testing may require additional time. | Slides prepared at Mayo Clinic: Indefinitely. Bone marrow aspirate: 2 weeks | Not Applicable | 88321 (if appropriate)88323 (if appropriate)88325 (if appropriate) | Hematopathology Consult | 78251-6 | 71833 | Case Number | 80398-1
HPWET | Hematopathology Consultation, MCL Embed | Obtaining a rapid, expert opinion for diagnosis of hematologic and non-hematologic diseases using unprocessed bone marrow biopsy specimens referred by the primary pathologist Obtaining special studies that are not available locally | Medical Interpretation | Yes | Hematopathology Consult | Laboratory approval is required prior to ordering this test. Contact Mayo Clinic Laboratories at 800-533-1710. | All specimens are required to perform testing. Supplies:Bone Marrow Collection Kit (T793) Additional Information: All specimens and paperwork must be labeled with: -Two patient identifiers (patient name, date of birth, medical record number, case number, or pathology ID) -Specimen type Information on collecting, packaging, and shipping specimens is available: -Bone Marrow Core Biopsy, Clot, and Aspirate Collection Guideline -Assistance with Bone Marrow Collection Specimen Type:Bone marrow aspirate Slides:5 Preferred:Freshly prepared slides made at the time of specimen collection Acceptable:Slides made from EDTA bone marrow specimen, within 2 hours of collection Submission Container/Tube:Plasticslide holder Specimen Volume:5 Total slides:2 direct smears and 3 unit prep slides; unfixed and unstained, per unilateral collection Collection Instructions: 1. Prepare slides of bone marrow aspirate. 2. If bone marrow units are sparse or absent or aspirate is a dry tap, make biopsy touch prep slides. 3. Air dry slides.Do not placeon hot plate to dry. 4.Place Parafilm around the slide carriers holding unstained slides to prevent exposure to formalin fumes during transport. Place slides in a separate bag apart from any formalin-fixed clot or core biopsy specimens. If using slide carriers, make sure they have not been used to carry fixed slides previously. Specimen Type:Bone marrow aspirate Container/Tube:Lavender top (EDTA) and yellow top (ACD solution A or B) Specimen Volume:2 x 3 mL in EDTA and 2 x 6 mL in ACD solution A or B Collection Instructions: 1. Aspirate per standard bone marrow collection procedure. 2. Send bone marrow specimens in original tubes.Do not aliquot. Specimen Type:Bone marrow aspirate clot Container/Tube:Bone marrow aspirate clot in 10% formalin Specimen Volume:0.5 mL Collection Instructions: 1. Place 0.5 mL bone marrow aspirate in clot tube. 2. After clot has formed, place clot in 10% formalin. 3. Place Parafilm around the container to prevent exposure. Specimen Type:Bone marrow core biopsy Container/Tube:Fixedbiopsy core in 10% formalin Collection Instructions: 1. If bone marrow units are sparse or absent, or aspirate is a dry tap, make biopsy touch prep slides. 2. Place biopsy core in 10% formalin immediately after collection. 3. Fix in 10% formalin for 1 to 2 hours. 4. Place Parafilm around the 10% formalin container to prevent exposure. Specimen Type:Blood Slides: 2 Preferred:2Freshly prepared fingerstick slides Acceptable:2 Slides made from whole blood in EDTA, within 8 hours of collection Submission Container/Tube:Plastic slide holder Specimen Volume:2 Unstained and unfixed slides Collection Instructions: 1. Prepare 2 smears of even thickness. 2. Place Parafilm around the slide carriers holding unstained slides to prevent exposure to formalin fumes during transport. Place slides in a separate bag apart from any formalin-fixed clot or core biopsy specimens. If using slide carriers, make sure they have not been used to carry fixed slides previously. | See Specimen Required | Diagnosis of a hematologic disease requires thorough and accurate morphologic examination of peripheral blood and bone marrow as well as interpretation of ancillary testing results (eg, cytochemistry, immunohistochemistry, flow cytometric immunophenotyping, chromosome analysis, and fluorescence in situ hybridization and molecular testing) by a highly qualified hematopathologist. With recent advent of new understanding and treatment options, more ancillary tests are available. Efficient utilization and accurate interpretation of these tests are crucial for patient care. These tests can assist in rendering an accurate diagnosis and could provide prognostic prediction and potential indication or guidance of therapy. | An interpretive report will be provided. | Results of the consultation are reported in a formal pathology report that includes a description of ancillary test results (if applicable) and an interpretive comment. When the case is completed, results may be communicated by a phone call. | All appropriate stained/unstained slides, biopsy tissue, and aspirate are required to make a diagnosis. The referring pathologist's and clinician's name and phone numbers are essential. Specific diagnosis may require correlation with clinical information; this information must be sent with the specimen. | Sundaram S, Jizzini M, Lamonica D, et al. Utility of bone marrow aspirate and biopsy in staging of patients with T-cell lymphoma in the PET-Era-tissue remains the issue. Leuk Lymphoma. 2020;61(13)3226-3233. doi:10.1080/10428194.2020.1798950 | All requests will be processed as a consultation case. Ancillary testing will be performed as appropriate to be diagnostically indicated and at an additional charge. | 3 to 7 days; Cases requiring additional material or ancillary testing may require additional time. | Specimens embedded and slides prepared at Mayo Clinic: Indefinitely; Bone marrow aspirate: 2 weeks | Not Applicable | 85007 (if appropriate)85060 (if appropriate)85097 (if appropriate)88305 (if appropriate)88311 (if appropriate) | Hematopathology Consult | In Process | 71827 | Case Number | 80398-1
HMEP | Hemiplegic Migraine With or Without Epilepsy Gene Panel, Varies | Establishing a molecular diagnosis in individuals with hemiplegic migraine Identifying disease-causing variants within genes known to be associated with hemiplegic migraine, allowing for predictive testing of at-risk family members | Sequence Capture and Targeted Next-Generation Sequencing followed by Polymerase Chain Reaction (PCR) and Sanger Sequencing. | Yes | Hemiplegic Migraine Gene Panel | For skin biopsy or cultured fibroblast specimens, fibroblast culture testing will be performed at an additional charge. If viable cells are not obtained, the client will be notified. | Patient Preparation:A previous bone marrow transplant from an allogenic donor will interfere with testing. Call 800-533-1710 for instructions for testing patients who have received a bone marrow transplant. Submit only 1 of the following specimens: Specimen Type:Whole blood Container/Tube: Preferred:Lavender top (EDTA) or yellow top (ACD) Acceptable:Any anticoagulant Specimen Volume:3 mL Collection Instructions: 1. Invert several times to mix blood. 2. Send whole blood specimen in original tube.Do notaliquot. Specimen Stability Information:Ambient (preferred)/Refrigerated Specimen Type: Skin biopsy Supplies: Fibroblast Biopsy Transport Media (T115) Container/Tube: Sterile container with any standard cell culture media (eg, minimal essential media, RPMI 1640). The solution should be supplemented with 1% penicillin and streptomycin. Specimen Volume: 4-mm punch Specimen Stability Information: Refrigerated (preferred)/Ambient Additional Information:A separate culture charge will be assessed under CULFB / Fibroblast Culture for Biochemical or Molecular Testing . An additional 3 to 4 weeks is required to culture fibroblasts before genetic testing can occur. SpecimenType: Cultured fibroblast Container/Tube: T-25 flask SpecimenVolume: 2 Flasks CollectionInstructions: Submit confluent cultured fibroblast cells from a skin biopsy from another laboratory. Cultured cells from a prenatal specimen will not be accepted. Specimen Stability Information: Ambient (preferred)/Refrigerated <24 hours Additional Information:A separate culture charge will be assessed underCULFB / Fibroblast Culture for Biochemical or Molecular Testing. An additional 3 to 4 weeks is required to culture fibroblasts before genetic testing can occur. Specimen Type: Blood spot Supplies: Card-Blood Spot Collection (Filtration Paper) (T493) Container/Tube: Preferred: Collection card (Whatman Protein Saver 903 Paper) Acceptable: PerkinElmer 226 filter paper or blood spot collection card Specimen Volume: 5 Blood spots Collection Instructions: 1. An alternative blood collection option for a patient 1 year of age or older is a fingerstick. For detailed instructions, seeHow to Collect Dried Blood Spot Samples. 2. Let blood dry on the filter paper at ambient temperature in a horizontal position for a minimum of 3 hours. 3. Do not expose specimen to heat or direct sunlight. 4. Do not stack wet specimens. 5. Keep specimen dry. Specimen Stability Information: Ambient (preferred)/Refrigerated Additional Information: 1. Due to lower concentration of DNA yielded from blood spot, it is possible that additional specimen may be required to complete testing. 2. For collection instructions, seeBlood Spot Collection Instructions 3. For collection instructions in Spanish, seeBlood Spot Collection Card-Spanish Instructions(T777) 4. For collection instructions in Chinese, seeBlood Spot Collection Card-Chinese Instructions(T800) Specimen Type:Saliva Patient Preparation:Patient should not eat, drink, smoke, or chew gum 30 minutes prior to collection. Supplies:Saliva Swab Collection Kit (T786) Specimen Volume:1 Swab Collection Instructions:Collect and send specimen per kit instructions. Additional Information:Due to lower concentration of DNA yielded from saliva, it is possible that additional specimen may be required to complete testing. Specimen Stability Information:Ambient 30 days |  | Familial hemiplegic migraine (FHM) is a rare form of migraine with aura. The associated motor aura typically presents as unilateral weakness (hemiparesis) or unilateral paralysis (hemiplegia); however, other forms of aura may occur including visual, speech, and/or sensory disturbances. Headache may occur during or after aura. The neurological manifestations are almost always fully reversible but are highly variable in terms of frequency and duration. Seizures have also been reported to occur both during severe attacks and independent of attacks, and cerebellar ataxia may occur with disease-causing variants in theCACNA1Agene. Onset is typically in the first or second decade of life, and attacks often decrease with age. The genetics aspects of FHM are complex. The primary genes associated with FHM includeATP1A2, CACNA1A,andSCN1A. FHM follows an autosomal dominant inheritance pattern with reduced penetrance. Some individuals with FHM may not have an overt family history of FHM if the condition occurred due to ade novodisease-causing variant or if inherited from an asymptomatic parent. Each of the primary genes causative of FHM may also cause different allelic genetic conditions (eg,CACNA1Adisease-causing variants may also cause developmental and epileptic encephalopathy) and disease-causing variants in genes causing conditions with overlapping phenotypes may mimic FHM (eg, disease-causingNOTCH3variants). | An interpretive report will be provided. | All detected variants are evaluated according to American College of Medical Genetics and Genomics (ACMG) recommendations.(1) Variants are classified based on known, predicted, or possible pathogenicity and reported with interpretive comments detailing their potential or known significance. | Clinical Correlations: Test results should be interpreted in the context of clinical findings, family history, and other laboratory data. Misinterpretation of results may occur if the information provided is inaccurate or incomplete. If testing was performed because of a clinically significant family history, it is often useful to first test an affected family member. Detection of a reportable variant in an affected family member would allow for more informative testing of at-risk individuals. To discuss the availability of additional testing options or for assistance in the interpretation of these results, contact Mayo Clinic Laboratories genetic counselors at 800-533-1710. Technical Limitations: Next-generation sequencing may not detect all types of genomic variants. In rare cases, false-negative or false-positive results may occur. The depth of coverage may be variable for some target regions; assay performance below the minimum acceptable criteria or for failed regions will be noted. Given these limitations, negative results do not rule out the diagnosis of a genetic disorder. If a specific clinical disorder is suspected, evaluation by alternative methods can be considered. There may be regions of genes that cannot be effectively evaluated by sequencing or deletion and duplication analysis as a result of technical limitations of the assay, including regions of homology, high guanine-cytosine (GC) content, and repetitive sequences. Confirmation of select reportable variants will be performed by alternate methodologies based on internal laboratory criteria. This test is validated to detect 95% of deletions up to 75 base pairs (bp) and insertions up to 47 bp. Deletions-insertions (delins) of 40 or more bp, including mobile element insertions, may be less reliably detected than smaller delins. Deletion/Duplication Analysis: This analysis targets single and multi-exon deletions/duplications; however, in some instances single exon resolution cannot be achieved due to isolated reduction in sequence coverage or inherent genomic complexity. Balanced structural rearrangements (such as translocations and inversions) may not be detected. This test is not designed to detect low levels of mosaicism or to differentiate between somatic and germline variants. If there is a possibility that any detected variant is somatic, additional testing may be necessary to clarify the significance of results. Genes may be added or removed based on updated clinical relevance. For detailed information regarding gene specific performance and technical limitations, see Method Description or contact a laboratory genetic counselor. If the patient has had an allogeneic hematopoietic stem cell transplant or a recent heterologous blood transfusion, results may be inaccurate due to the presence of donor DNA. Call Mayo Clinic Laboratories for instructions for testing patients who have received a bone marrow transplant. Reclassification of Variants: At this time, it is not standard practice for the laboratory to systematically review previously classified variants on a regular basis. The laboratory encourages health care providers to contact the laboratory at any time to learn how the classification of a particular variant may have changed over time.Due to broadening genetic knowledge, it is possible that the laboratory may discover new information of relevance to the patient. Should that occur the laboratory may issue an amended report. Variant Evaluation: Evaluation and categorization of variants are performed using published American College of Medical Genetics and Genomics and the Association for Molecular Pathology recommendations as a guideline.(1) Other gene-specific guidelines may also be considered. Variants are classified based on known, predicted, or possible pathogenicity and reported with interpretive comments detailing their potential or known significance. Variants classified as benign or likely benign are not reported. Multiple in silico evaluation tools may be used to assist in the interpretation of these results. The accuracy of predictions made by in silico evaluation tools is highly dependent upon the data available for a given gene, and periodic updates to these tools may cause predictions to change over time. Results from in silico evaluation tools should be interpreted with caution and professional clinical judgement. Rarely, incidental findings or secondary findings may implicate another predisposition or presence of active disease. These findings will be carefully reviewed to determine whether they will be reported. | 1. Richards S, Aziz N, Bale S, et al: Standards and guidelines for the interpretation of sequence variants: a joint consensus recommendation of the American College of Medical Genetics and Genomics and the Association for Molecular Pathology. Genet Med. 2015 May;17(5):405-424 2. Stefano V, Rispoli M, Pellegrino N, et al: Diagnostic and therapeutic aspects of hemiplegic migraine. J Neurol Neurosurg Psychiatry. 2020 Jul; 91(7):764-771 3. Huang Y, Xiao H, Qin X, et al: The genetic relationship between epilepsy and hemiplegic migraine. Neuropsychiatr Dis Treat. 2017 Apr;13: 1175-1179 | Next-generation sequencing (NGS) and/or Sanger sequencing is performed to test for the presence of variants in coding regions and intron/exon boundaries of the genes analyzed, as well as some other regions that have known pathogenic variants. The human genome reference GRCh37/hg19 build was used for sequence read alignment. At least 99% of the bases are covered at a read depth over 30X. Sensitivity is estimated at above 99% for single nucleotide variants, above 94% for deletions/insertions (delins) less than 40 base pairs (bp), above 95% for deletions up to 75 bp and insertions up to 47 bp. NGS and/or a polymerase chain reaction based quantitative method is performed to test for the presence of deletions and duplications in the genes analyzed. There may be regions of genes that cannot be effectively evaluated by sequencing or deletion and duplication analysis as a result of technical limitations of the assay, including regions of homology, high guanine-cytosine content, and repetitive sequences.(Unpublished Mayo method) Genes analyzed:ATP1A2, ATP1A3, CACNA1A, COL4A1, NOTCH3, POLG, PRRT2, SCN1A, SLC2A1 | 28 to 42 days | Whole blood: 2 weeks (if available); Extracted DNA: 3 months; Blood spots, saliva, cultured fibroblasts, skin biopsy, cord blood: 1 month | This test was developed and its performance characteristics determined by Mayo Clinic in a manner consistent with CLIA requirements. It has not been cleared or approved by the US Food and Drug Administration. | 811858140581406 x 2814078140881479 (if appropriate for government payers)88233-Tissue culture, skin, solid tissue biopsy (if appropriate)88240-Cryopreservation (if appropriate) | Hemiplegic Migraine Gene Panel | 103677-1 | 616536 | Released By | 18771-6
HEMB | Hemoglobin (Hb) Immunostain, Technical Component Only | Identification of red blood cells and red blood cell precursors | Immunohistochemistry (IHC) | Yes | Hemoglobin IHC, Tech Only | For the initial technical component only immunohistochemical (IHC) stain performed, the appropriate bill-only test ID will be reflexed and charged (IHTOI). For each additional technical component only IHC stain performed, an additional bill-only test ID will be reflexed and charged (IHTOA). | Supplies:Immunostain Technical Only Envelope (T693) Specimen Type:Tissue Container/Tube:Immunostain Technical Only Envelope Preferred:2 Unstained positively charged glass slide (25- x 75- x 1-mm) per test ordered; sections 4-microns thick. Acceptable:Formalin-fixed, paraffin-embedded (FFPE) tissue block | See Specimen Required | This immunostain uses antibodies to hemoglobin that stain red blood cells and their precursors in bone marrow and in other sites in a diffuse cytoplasmic staining pattern. This stain may be useful in the diagnosis of erythroleukemia or myelodysplastic neoplasms. |  | This test does not include pathologist interpretation, only technical performance of the stain. If interpretation is required order PATHC / Pathology Consultation for a full diagnostic evaluation or second opinion of the case. The positive and negative controls are verified as showing appropriate immunoreactivity and documentation is retained at Mayo Clinic Rochester. If a control tissue is not included on the slide, a scanned image of the relevant quality control tissue is available upon request; call 855-516-8404. Interpretation of this test should be performed in the context of the patient's clinical history and other diagnostic tests by a qualified pathologist. | Age of a cut paraffin section can affect immunoreactivity. Stability thresholds vary widely among published literature and are antigen dependent. Best practice is for paraffin sections to be cut within 6 weeks. | 1. Chuang SS, Li CY. Useful panel of antibodies for the classification of acute leukemia by immunohistochemical methods in bone marrow trephine biopsy specimens. Am J Clin Pathol. 1997;107(4):410-418 2. Dong HY, Wilkes S, Yang H. CD71 is selectively and ubiquitously expressed at high levels in erythroid precursors of all maturation stages: A comparative immunochemical study with glycophorin A and hemoglobin A. Am J Surg Pathol. 2011;35(5):723-732 3. O'Malley DP, Young SK, Perkins SL, Baldridge L, Juliar BE, Orazi A. Morphologic and immunohistochemical evaluation of splenic hematopoietic proliferations in neoplastic and benign disorders. Mod Pathol. 2005;18:1550-1561 4. Magaki S, Hojat SA, Wei B, So A, Yong WH. An introduction to the performance of immunohistochemistry. Methods Mol Biol. 2019;1897:289-298. doi:10.1007/978-1-4939-8935-5_25 | Immunohistochemistry on sections of paraffin-embedded tissue.(Unpublished Mayo method) | 1 to 3 days | Until staining is complete. | This test has been cleared, approved, or is exempt by the US Food and Drug Administration and is used per manufacturer's instructions. Performance characteristics were verified by Mayo Clinic in a manner consistent with CLIA requirements. | 88342-TC, primary88341-TC, if additional IHC | Hemoglobin IHC, Tech Only | Order only;no result | 70767 | Hemoglobin IHC, Tech Only | Bill only; no result
HBA1C | Hemoglobin A1c, Blood | Evaluating the long-term control of blood glucose concentrations in patients with diabetes Diagnosing diabetes Identifying patients at increased risk for diabetes (prediabetes) This assay isnot usefulin determining day-to-day glucose control and should not be used to replace daily home testing of blood glucose. | Ion-Exchange High-Performance Liquid Chromatography (HPLC) | Yes | Hemoglobin A1c, B | Whole Blood EDTA | Container/Tube:Lavender top (EDTA) Specimen Volume:3 mL Collection Instructions:Send specimen in original tube. Donotaliquot. | 2 mL | Diabetes mellitus is a chronic disorder associated with disturbances in carbohydrate, fat, and protein metabolism characterized by hyperglycemia. It is one of the most prevalent diseases, affecting approximately 24 million individuals in the United States. Long-term treatment of the disease emphasizes control of blood glucose levels to prevent the acute complications of ketosis and hyperglycemia. In addition, long-term complications such as retinopathy, neuropathy, nephropathy, and cardiovascular disease can be minimized if blood glucose levels are effectively controlled. Hemoglobin A1c (HbA1c) is a result of the nonenzymatic attachment of a hexose molecule to the N-terminal amino acid of the hemoglobin molecule. The attachment of the hexose molecule occurs continually over the entire life span of the erythrocyte and is dependent on blood glucose concentration and the duration of exposure of the erythrocyte to blood glucose. Therefore, the HbA1c level reflects the mean glucose concentration over the previous period (approximately 8-12 weeks, depending on the individual) and provides a much better indication of long-term glycemic control than blood and urinary glucose determinations. Diabetic patients with very high blood concentrations of glucose have from 2 to 3 times more HbA1c than normal individuals. Diagnosis of diabetes includes 1 of the following: -Fasting plasma glucose of 126 mg/dL or greater -Symptoms of hyperglycemia and random plasma glucose of 200 mg/dL or greater -Two-hour glucose of 200 mg/dL or greater during oral glucose tolerance test unless there is unequivocal hyperglycemia, confirmatory testing should be repeated on a different day The American Diabetes Association (ADA), International Expert Committee (IEC), and the World Health Organization (WHO) recommend the use of HbA1c to diagnose diabetes, using a threshold of 6.5%. The threshold is based upon sensitivity and specificity data from several studies. Advantages to using HbA1c for diagnosis include: -Provides an assessment of chronic hyperglycemia -Assay standardization efforts from the National Glycohemoglobin Standardization Program (NGSP) have been largely successful and the accuracy of HbA1c is closely monitored by manufacturers and laboratories -No fasting is necessary -Intraindividual variability is very low (<2% variation) -A single test could be used for both diagnosing and monitoring diabetes When using HbA1c to diagnose diabetes, an elevated HbA1c should be confirmed with a repeat measurement, except in those individuals who are symptomatic with a plasma glucose concentration above 200 mg/dL. Patients who have an HbA1c between 5.7 and 6.4 are considered at increased risk for developing diabetes in the future. (The terms prediabetes, impaired fasting glucose, and impaired glucose tolerance will eventually be phased out by the ADA to eliminate confusion.) The ADA recommends measurement of HbA1c (typically 3-4 times per year for type 1 and poorly controlled type 2 diabetic patients, and 2 times per year for well-controlled type 2 diabetic patients) to determine whether a patient's metabolic control has remained continuously within the target range. | 4.0-5.6% <18 years: Hemoglobin A1c criteria for diagnosing diabetes have not been established for patients who are <18 years of age. > or =18 years: Increased risk for diabetes (prediabetes): 5.7-6.4% Diabetes: > or =6.5% Interpretive information based on Diagnosis and Classification of Diabetes Mellitus, American Diabetes Association. | Diagnosing diabetes: American Diabetes Association (ADA) -Hemoglobin A1c (HbA1c): > or =6.5% Therapeutic goals for glycemic control (ADA) -Adults: - Goal of therapy: < 7.0% HbA1c - Action suggested: > 8.0% HbA1c -Pediatric patients: - Toddlers and preschoolers: < 8.5% (but >7.5%) - School age (6-12 years): < 8% - Adolescents and young adults (13-19 years): < 7.5% The ADA recommendations for clinical practice suggest maintaining a HbA1c value closer to normal yields improved microvascular outcomes for diabetics.(1) Target goals of less than 7% may be beneficial in patients such as those with short duration of diabetes, long life expectancy, and no significant cardiovascular disease. However, in patients with significant complications of diabetes, limited life expectancy, or extensive comorbid conditions, targeting a less than 7% goal may not be appropriate. Since the HbA1c assay reflects long-term fluctuations in blood glucose concentration, a patient with diabetes who has come under good control in recent weeks may still have a high concentration of HbA1c. The converse is true for a patient with diabetes previously under good control who is now poorly controlled. HbA1c results less than 4.0% are reported with the comment: "Falsely low HbA1c results may be observed in patients with clinical conditions that shorten erythrocyte life span or decrease mean erythrocyte age. HbA1c may not accurately reflect glycemic control when clinical conditions that affect erythrocyte survival are present. Fructosamine may be used as an alternate measurement of glycemic control." | The presence of hemoglobin variants can interfere with the measurement of hemoglobin A1c (HbA1c). The advantage of using ion exchange chromatography methods is most variants that would affect HbA1c results can be detected from analysis of the chromatogram so inaccurate results are less likely to be reported. Many common hemoglobin (Hb) variants (HbF <30%, heterozygous HbE, heterozygous HbD, heterozygous HbC, heterozygous HbS) do not interfere with this method. Other Hb variants that do show interference with this method include, but are not limited to Hb Camperdown, Hb Fukuoka, Hb Philadelphia, Hb Wayne, and Hb Raleigh. In patients with rare homozygous and double heterozygous forms of abnormal Hb (eg, CC, SS, EE, SC), there is no HbA present; therefore, no HbA1c value can be determined. If the specimen cannot be analyzed due to a homozygous variant or other interference, measurement of serum fructosamine may be helpful to monitor glycemic control. See FRUCT / Fructosamine, Serum. Some hemoglobinopathies can be associated with reduced red blood cell lifespan and any measured HbA1c concentration would not provide a true measurement of the patient's glycemic control and could lead to misinterpretation. In such situations, fructosamine should be used as an alternate measurement of glycemia and is recommended for monitoring these patients. See FRUCT / Fructosamine, Serum. In cases of hemolytic anemia, the lifetime of erythrocytes is shortened and will result in decreased HBA1c results. This effect will depend upon the severity of the anemia. Specimens from patients with polycythemia or postsplenectomy may exhibit increased HBA1c values due to a somewhat longer lifespan of the erythrocytes. Caution should be exercised when interpreting the HbA1c results from patients with these conditions. | 1. Goldstein DE, Little RR, Lorenz RA, et al: Tests of glycemia in diabetes. Diabetes Care. 2003 Jan;26:S106-S108 2. Nathan DM, Kuenen J, Borg R, et al: Translating the A1c assay into estimated average glucose values. Diabetes Care. 2008 Aug;31:1473-1478 3. American Diabetes Association, Classification and Diagnosis of Diabetes: Standards of Medical Care in Diabetes. Diabetes Care. 2018; Jan;41:S1 4. National Academy of Clinical Biochemistry. Hb A1c. In: Sacks DB, ed. Guidelines and Recommendations for Laboratory Analysis in the Diagnosis and Management of Diabetes Mellitus[Online]; 2011; Chap 9 5. Rodriguez-Capote K, Estey MP, Barakauskas VE, et al: Identification of HbWayne and its effects on HbA1c measurement by 5 Methods. Clin Biochem. 2015;48:1144-1150 6. Bry L, Chen PC, Sacks DB: Effects of hemoglobin variants and chemically modified derivatives on assays for glycohemoglobin. Clin Chem. 2001;47(2):153–163 | The D-100hemoglobin A1c (HbA1c) test utilizes principles of ion-exchange high-performance liquid chromatography. The samples are automatically diluted on the D-100 and injected into the analytical cartridge. The D-100 delivers a programmed buffer gradient of increasing ionic strength to the cartridge, where the hemoglobins are separated based on their ionic interactions with the cartridge material. The separated hemoglobins then pass through the flowcell, where changes in the absorbance at 415 nm are measured. The D-100 software collects raw data from each analysis and calculates HbA1c values based on a bilevel calibration curve. The HbA1c area is calculated using an exponentially modified Gaussian algorithm. A sample report and a chromatogram are generated for each sample.(Instruction manual: Bio-Rad D-100 HbA1c Instructions For Use, LB0002870revA; 2014) | Same day/1 day | 3 days | This test has been cleared, approved, or is exempt by the US Food and Drug Administration and is used per manufacturer's instructions. Performance characteristics were verified by Mayo Clinic in a manner consistent with CLIA requirements. | 83036 | Hemoglobin A1c, B | 4548-4 | HBA1C | Hemoglobin A1c, B | 4548-4
HBEL1 | Hemoglobin Electrophoresis Evaluation, Blood | Diagnosis and classification of hemoglobin disorders, including thalassemias and hemoglobin variants | HBELI, HBEL0: Medical Interpretation HGBCE: Capillary Electrophoresis HPLC: Cation Exchange/High-Performance Liquid Chromatography (HPLC) IEF: Isoelectric Focusing MASS: Mass Spectrometry (MS) HPFH: Flow Cytometry UNHB: Isopropanol and Heat Stability | Yes | Hb Electrophoresis Evaluation | This evaluation will always include hemoglobin (Hb) A2 and HbF and hemoglobin electrophoresis utilizing capillary electrophoresis and cation exchange high-performance liquid chromatography methods. | Container/Tube: Preferred:Lavender top (EDTA) Acceptable:Yellow top (ACD solution B), green top (sodium heparin) Specimen Volume:10 mL Collection Instructions:Send whole blood specimen in original tube.Do not aliquot. | 1 mL (this volume will limit reflex testing possibilities) 3 mL if multiplex ligation-dependent probe amplification is needed | A large number of variants of hemoglobin (Hb) have been recognized. Although many do not result in clinical or hematologic effects, clinical symptoms that can be associated with Hb disorders include microcytosis, sickling disorders, hemolysis, erythrocytosis/polycythemia, cyanosis/hypoxia, anemia (chronic, compensated, or episodic), and increased methemoglobin or sulfhemoglobin results (M-hemoglobins). For many common Hb variants (eg, HbS, HbC, HbD and HbE, among many others), protein studies will be sufficient for definitive identification. However, some Hb conditions may be difficult to identify by protein methods alone and may require molecular methods for confirmation.Hb disorders commonly occur as compound disorders (2 or more genetic variants) that can have complex interactions and variable phenotypes. In these situations, molecular testing may be necessary for accurate classification. It is important to note that although powerful as an adjunct for a complete and accurate diagnosis, molecular methods without protein data can give incomplete and possibly misleading information due to limitations of the methods. Accurate classification of hemoglobin disorders and interpretation of genetic data requires the incorporation of protein analysis results. This profile is well-suited for the classification of hemoglobin disorders. Mayo Clinic Laboratories receives specimens from a wide geographic area and nearly one-half of all specimens tested exhibit abnormalities. The most common abnormality is an increase in HbA2 to about 4% to 8%, which indicates beta-thalassemia minor when present in the correct clinical context. A wide variety of other hemoglobinopathies are also frequently encountered. Ranked in order of relative frequency, these are: Hb S (sickle cell disease and trait), C, E, Lepore, G-Philadelphia, HbH disease, D-Los Angeles, Koln, Constant Spring, O-Arab. Other variants associated with hemolysis, erythrocytosis/polycythemia, microcytosis, cyanosis/hypoxia are routinely identified; however, some will not be detected by routine screening methods and require communication of clinical findings to prompt indicated reflex testing options. Alpha-thalassemia genetic variants are very common in the United States, occurring in approximately 30% of African Americans and accounting for the frequent occurrence of microcytosis in persons of this ethnic group. Some alpha-thalassemia conditions (eg, HbH, Barts) can be identified in the hemoglobin electrophoresis protocol, although Hb Constant Spring may or may not be evident by protein methods alone dependent upon the percentage present. It is important to note, alpha thalassemias that are from only 1 or 2 alpha-globin gene deletions are not recognized by protein studies alone and alpha-gene deletion and duplication testing is required. | Hemoglobin Electrophoresis Interpretation Definitive results and an interpretative report will be provided. Hemoglobin Variant, A2 and F Quantitation HEMOGLOBIN A 0-30 days: 5.9-77.2% 1-2 months: 7.9-92.4% 3-5 months: 54.7-97.1% 6-8 months: 80.0-98.0% 9-12 months: 86.2-98.0% 13-17 months: 88.8-98.0% 18-23 months: 90.4-98.0% > or =24 months: 95.8-98.0% HEMOGLOBIN A2 0-30 days: 0.0-2.1% 1-2 months: 0.0-2.6% 3-5 months: 1.3-3.1% > or =6 months: 2.0-3.3% HEMOGLOBIN F 0-30 days: 22.8-92.0% 1-2 months: 7.6-89.8% 3-5 months: 1.6-42.2% 6-8 months: 0.0-16.7% 9-12 months: 0.0-10.5% 13-17 months: 0.0-7.9% 18-23 months: 0.0-6.3% > or =24 months: 0.0-0.9% VARIANT 1 0.0 VARIANT 2 0.0 VARIANT 3 0.0 | The hemoglobin fractions, including hemoglobin variants are identified and quantitated. An interpretive report that summarizes all testing, including the significance of the findings, is issued. | Some hemoglobin disorders and variants are not detected by the screening methods including, common alpha-thalassemia conditions and require further reflex testing to identify. If a family history of a known hemoglobin disorder, prior therapy for a hemoglobin disorder, or otherwise unexplained lifelong/familial symptoms, such as hemolysis, microcytosis, erythrocytosis/polycythemia, cyanosis, or hypoxia are present, this should be clearly communicated to the laboratory so appropriate reflex testing can be added, seeMetabolic Hematology Patient Information. Recent transfusion may mask protein results including hemoglobin electrophoresis, hereditary persistence of hemoglobin F by flow cytometry, stability studies, and sickle solubility studies depending on percentage of transfused cells present. Some hemoglobin variants can originate from the donor blood product and not from the tested recipient. These are typically found in low percentage. If the patient has undergone a bone marrow transplant, the results may show atypical results and should be interpreted in the context of clinical information. Some therapies cause artefactual effects in protein studies, including hydroxyurea and decitabine (increased hemoglobin F levels), voxelotor (artefactual peaks) and gene therapy (alternate protein detection, beta T87Q, by mass spectrometry). Clear communication of prior therapy is strongly recommended. | 1. Hoyer JD, Hoffman DR: The thalassemia and hemoglobinopathy syndromes. In: McClatchey KD, Amin HM, Curry JL, eds. Clinical Laboratory Medicine. 2nd ed. Lippincott Williams and Wilkins; 2002:866-895 2. Oliveira JL: Diagnostic strategies in hemoglobinopathy testing, the role of a reference laboratory in the USA. Thalassemia Reports. 2018;8(1):7476. doi: 10.4081/thal.2018.7476 3. Brancaleonai V, Di Pierro E, Motta I, Cappellini MD: Laboratory diagnosis of thalassemia. Int J Lab Hematol. 2016 May;38 Suppl 1:32-40. doi: 10.1111/ijlh.12527 4. Hartveld CI: State of the art and new developments in molecular diagnostics for hemoglobinopathies in multiethnic societies. Int J Lab Haematol. 2014 Feb;36(1):1-12. doi: 10.1111/ijlh.12108 5. Riou J, Szuberski J, Godart C, et al. Precision of CAPILLARYS 2 for the detection of hemoglobin variants based on their migration positions. Am J Clin Pathol. 2018 Jan 29;149(2):172-180. doi: 10.1093/ajcp/aqx148 | Hemoglobin Electrophoresis: The CAPILLARYS System is an automated system that uses capillary electrophoresis to separate charged molecules by their electrophoretic mobility in an alkaline buffer. Separation occurs according to the electrolyte pH and electro-osmotic flow. A sample dilution with hemolyzing solution is injected by aspiration. A high-voltage protein separation occurs with direct detection of the hemoglobin-protein fractions at 415 nm, which is specific to hemoglobin. The resulting electrophoregram peaks are evaluated for pattern abnormalities and are quantified as a percentage of the total hemoglobin present. Examples of position of commonly found hemoglobin fractions are, from cathode to anode: HbA2', C, A2/O-Arab, E, S, D, G-Philadelphia, F, A, Hope, Barts, J, N-Baltimore and H.(Louahabi A, Philippe M, Lali S, Wallemacq P, Maisin D: Evaluation of a new Sebia kit for analysis of hemoglobin fractions and variants on the Capillarys system. Clin Chem Lab Med. 2006;44[3]:340-345; instruction manual: CAPILLARYS Hemoglobin(E) using the CAPILLARYS 2 flex-piercing instrument. Sebia; 06/2014) High-Performance Liquid Chromatography: Hemolysate of whole blood is injected into an analysis streampassing through a cation exchange column using high-performance liquid chromatography (HPLC). A preprogrammed gradient controls the elution buffer mixture that also passes through the analytical cartridge. The ionic strength of the elution buffer is raised by increasing the percentage of a second buffer. As the ionic strength of the buffer increases the more strongly retained hemoglobins elute from the cartridge. Absorbance changes are detected by a dual-wavelength filter photometer. Changes in absorbance are displayed as a chromatogram of absorbance versus time.(Huismann TH, Scroeder WA, Brodie AN, Mayson SM, Jakway J: Microchromotography of hemoglobins. III. A simplified procedure for the determination of hemoglobin A2. J Lab Clin Med. 1975;86:700-702; Ou CN, Buffone GJ, Reimer GL, Alpert AJ: High-performance liquid chromatography of human hemoglobins on a new cation exchanger. J Chromatogr. 1983;266:197-205; Szuberski J, Oliveira JL, Hoyer JD: A comprehensive analysis of hemoglobin variants by high-performance liquid chromatography [HPLC]. Int J Lab Hematol. 2012 Dec; 34(6):594-604; instruction manual: Bio-Rad Variant II Beta-thalassemia Short Program Instructions for Use, L70203705. Bio-Rad Laboratories, Inc; 11/2011) | 2 to 25 days | Whole blood: 7 days; Abnormal samples: 14 days | This test has been modified from the manufacturer's instructions. Its performance characteristics were determined by Mayo Clinic in a manner consistent with CLIA requirements. This test has not been cleared or approved by the US Food and Drug Administration. | 830208302182664 (if appropriate)83068 (if appropriate)83789 (if appropriate)88184 (if appropriate)83020-26 (if appropriate) | Hb Electrophoresis Evaluation | 94538-6 | 609421 | Hb Electrophoresis Interp Cancel | No LOINC Needed
HBELI | Hemoglobin Electrophoresis Interpretation | Interpretation for the results of hemoglobin electrophoresis Diagnosis and classification of hemoglobin disorders, including thalassemias and hemoglobin variants | Only orderable as part of a profile. For more information see HBEL1 / Hemoglobin Electrophoresis Evaluation, Blood. Medical Interpretation | Yes | Hb Electrophoresis Interpretation | Whole Blood EDTA |  |  | A large number of variants of hemoglobin (Hb) have been recognized. Although many do not result in clinical or hematologic effects, clinical symptoms that can be associated with Hb disorders include microcytosis, sickling disorders, hemolysis, erythrocytosis/polycythemia, cyanosis/hypoxia, anemia (chronic, compensated, or episodic), and increased methemoglobin or sulfhemoglobin results (M-Hb). For many common Hb variants (eg, Hb S, Hb C, Hb D, and Hb E, among many others), protein studies will be sufficient for definitive identification. However, some Hb conditions may be difficult to identify by protein methods alone and may require molecular methods for confirmation. Hb disorders commonly occur as compound disorders (2 or more genetic variants) that can have complex interactions and variable phenotypes. In these situations, molecular testing may be necessary for accurate classification. It is important to note that although powerful as an adjunct for a complete and accurate diagnosis, molecular methods without protein data can give incomplete and possibly misleading information due to limitations of the methods. Accurate classification of Hb disorders and interpretation of genetic data requires the incorporation of protein analysis results. This profile is well-suited for the classification of Hb disorders. Mayo Clinic Laboratories receives specimens from a wide geographic area and nearly one-half of all specimens tested exhibit abnormalities. The most common abnormality is an increase in Hb A2 to about 4% to 8%, which indicates beta-thalassemia minor when present in the correct clinical context. A wide variety of other hemoglobinopathies are also frequently encountered. Ranked in order of relative frequency, these are: Hb S (sickle cell disease and trait), C, E, Lepore, G-Philadelphia, Hb H disease, D-Los Angeles, Koln, Constant Spring, O-Arab. Other variants associated with hemolysis, erythrocytosis/polycythemia, microcytosis, cyanosis/hypoxia are routinely identified; however, some will not be detected by routine screening methods and require communication of clinical findings to prompt indicated reflex testing options. Alpha-thalassemia genetic variants are very common in the United States, occurring in approximately 30% of African Americans and accounting for the frequent occurrence of microcytosis in persons of this ethnic group. Some alpha-thalassemia conditions (eg, Hb H, Barts) can be identified in the Hb electrophoresis protocol, although Hb Constant Spring may or may not be evident by protein methods alone dependent upon the percentage present. It is important to note, alpha-thalassemias that are from only 1 or 2 alpha-globin gene deletions are not recognized by protein studies alone and alpha gene deletion and duplication testing is required. | Only orderable as part of a profile. For more information see HBEL1 / Hemoglobin Electrophoresis Evaluation, Blood. Definitive results and an interpretative report will be provided. | Abnormal hemoglobin variants are identified. An interpretive report will be provided. | Some hemoglobin disorders and variants are not detected by our screening methods, including common alpha thalassemia conditions, and require further reflex testing to identify. If a family history of a known hemoglobin disorder, prior therapy for a hemoglobin disorder, or otherwise unexplained lifelong/familial symptoms such as hemolysis, microcytosis, erythrocytosis/polycythemia, cyanosis, or hypoxia are present, this should be clearly communicated to the laboratory so appropriate reflex testing can be added, seeMetabolic Hematology Patient Information. Recent transfusion may mask protein results including hemoglobin electrophoresis, hereditary persistence of fetal hemoglobin by flow cytometry, stability studies and sickle solubility studies depending on percentage of transfused cells present. Some hemoglobin variants can originate from the donor blood product and not from the tested recipient. These are typically found in low percentage. If the patient has undergone a bone marrow transplant, the results may show atypical results and should be interpreted in the context of clinical information. Some therapies cause artefactual effects in protein studies, including hydroxyurea and decitabine (increased Hb F levels), Voxelotor (artefactual peaks) and gene therapy (alternate protein detection, Beta T87Q, by mass spectrometry). Clear communication of prior therapy is strongly recommended. | 1. Hoyer JD, Hoffman DR. The Thalassemia and hemoglobinopathy syndromes. In: McClatchey KD, Amin HM, Curry JL, eds. Clinical Laboratory Medicine. 2nd ed. Lippincott Williams and Wilkins; 2002:866-895 2. Oliveira JL. Diagnostic strategies in hemoglobinopathy testing, the role of a reference laboratory in the USA. Thalassemia Reports. 2018;8(1). doi:10.4081/thal.2018.7476 3. Brancaleoni V, Di Pierro E, Motta I, Cappellini MD. Laboratory diagnosis of thalassemia. Int J Lab Haematol. 2016;38(suppl 1):32-40 4. Hartveld CI. State of the art and new developments in molecular diagnostics for hemoglobinopathies in multiethnic societies. Int J Lab Hematol. 2014;36(1):1-12 5. Szuberski J, Oliveira JL, Hoyer JD. A comprehensive analysis of hemoglobin variants by high-performance liquid chromatography (HPLC). Int J Lab Hematol. 2012;34(6):594-604 6. Riou J, Szuberski J, Godart C, et al. Precision of CAPILLARYS 2 for the detection of hemoglobin variants based on their migration positions. Am J Clin Pathol. 2018;149(2):172-180 | A hematopathologist evaluates all of the testing performed and an interpretive report is provided. | 2 to 25 days if molecular studies are required. |  | Not Applicable |  | Hb Electrophoresis Interpretation | In Process | 609421 | Hb Electrophoresis Interp Cancel | No LOINC Needed
HBEL0 | Hemoglobin Electrophoresis Summary Interpretation | Incorporating and summarizing results into an overall evaluation with consultative interpretation on the HBEL1 / Hemoglobin Electrophoresis Evaluation, Blood | Only orderable as a reflex. For more information see HBEL1 / Hemoglobin Electrophoresis Evaluation, Blood. Medical Interpretation. | Yes | Hb Electrophoresis Summary Interp | This test is an additional consultative interpretation that summarizes all testing as well as any pertinent clinical informationavailable for review, and will be provided after all reflexed tests have been completed. If performed, subsequent molecular results will also be incorporated into theoverall evaluation. One or more of the following molecular tests may be reflexed on the HBEL1 / Hemoglobin Electrophoresis Evaluation, Blood: |  |  | The evaluation of hemoglobin disorders can be very complex. This can involve abnormalities in the alpha, beta, delta, or gamma chains. Molecular testing is performed to fully evaluate complex situations. A summary interpretation that incorporates all of the testing performed is beneficial to the ordering physician. | Only orderable as a reflex. For more information see HBEL1 / Hemoglobin Electrophoresis Evaluation, Blood. An interpretive report will be provided. | An interpretive report will be provided that summarizes all testing as well as any pertinent clinical information. | No significant cautionary statements. | 1. Hoyer JD, Hoffman DR. The thalassemia and hemoglobinopathy syndromes. In: McClatchey KD, ed. Clinical Laboratory Medicine. 2nd ed. Lippincott Williams and Wilkins; 2002:866-895 2. Harteveld CL, Higgs DR. Alpha-thalassemia. Orphanet J Rare Dis. 2010;5:13 3. Thein SL. The molecular basis of beta-thalassemia. Cold Spring Harb Perspect Med. 2013;3(5):a011700 4.Crowley MA, Mollan TL, Abdulmalik OY, et al. A hemoglobin variant associated with neonatal cyanosis and anemia. N Engl J Med. 2011;364(19):1837-1843 5. Kipp BR, Roellinger SE, Lundquist PA, Highsmith WE, Dawson DB. Development and clinical implementation of a combination deletion PCR and multiplex ligation-dependent probe amplification assay for detecting deletions involving the human alpha-globin gene cluster. J Mol Diagn. 2011;13(5):549-557. doi:10.1016/j.jmoldx.2011.04.001 6. Hein MS, Oliveira JL, Swanson KC, Lundquist PA. Large deletions involving the beta globin gene complex: genotype-phenotype correlation of 119 cases. Blood. 2015;126(23):3374. doi:10.1182/blood.V126.23.3374.3374 | A hematopathologist evaluates all of the testing performed and a summary interpretive report is added. | 2 to 25 days |  | Not Applicable | 83020-26 | Hb Electrophoresis Summary Interp | In Process | 608117 | Reviewed By | 18771-6
HPFH | Hemoglobin F Distribution, Blood | Distinguishing large deletional hereditary persistence of fetal hemoglobin from other conditions with increased percentage of fetal hemoglobin (Hb F) Determining the distribution of Hb F within red blood cells | Only orderable as a reflex. For more information see: -HAEV1 / Hemolytic Anemia Evaluation, Blood -HBEL1 / Hemoglobin Electrophoresis Evaluation, Blood -MEV1 / Methemoglobinemia Evaluation, Blood -REVE2 / Erythrocytosis Evaluation, Blood -THEV1 / Thalassemia and Hemoglobinopathy Evaluation, Blood Flow Cytometry | Yes | Hb F Distribution, B | Whole Blood EDTA | Only orderable as a reflex. For more information see: -HAEV1 / Hemolytic Anemia Evaluation, Blood -HBEL1 / Hemoglobin Electrophoresis Evaluation, Blood -MEV1 / Methemoglobinemia Evaluation, Blood -REVE2 / Erythrocytosis Evaluation, Blood -THEV1 / Thalassemia and Hemoglobinopathy Evaluation, Blood | 0.5 mL | More than 75% of the hemoglobin of the newborn is hemoglobin (Hb) F; it diminishes over a period of several months to adult levels, reducing to less than 2% by 1 year of age and less than 1% by 2 years of age. Hb F may constitute 90% of the total Hb in patients with beta-thalassemia major or other combinations of beta thalassemia and fetal Hb (hereditary persistence of fetal hemoglobin [HPFH]) variants. Hb F is often mildly to moderately elevated in sickle cell disease, aplastic anemia, acute leukemia, and myeloproliferative disorders such as juvenile myelomonocytic leukemia, hereditary spherocytosis, and alpha-thalassemia minor. It is commonly increased in hemoglobinopathies associated with hemolysis. Hb F increases to as high as 10% during normal pregnancy.Hb F is also increased due to medications such as hydroxyurea, decitabine, and lenalidomide. Elevation in Hb F has a been cited as a discriminator between Diamond-Blackfan congenital pure red cell aplasia (elevated) and transient erythroblastopenia of childhood (normal), but whether this simply reflects the chronicity of anemia inherent to the former condition rather than a specific finding is unclear. In the common (large deletional) form of the genetic trait HPFH, all of the erythrocytes contain Hb F. When tested by flow cytometry using specificity for Hb F, these HPFH cases display a homocellular distribution pattern of Hb F within the red blood cell population. Other causes of increased Hb F, including delta beta thalassemia, hydroxyurea, and some nondeletional HPFH variants, typically display a heterocellular distribution of Hb F within the erythrocytes, reflecting disparate populations of F cells and cells lacking Hb F.Quantification of Hb F percentage should be determined prior to flow cytometry of Hb F red blood cell distribution to establish the appropriateness of this test. The flow cytometry analysis of elevated Hb F levels is useful when Hb F percentage is 15% to 35% and the clinical differential diagnosis includes large deletional HPFH. Hb F percentages below 15% are likely not due to large deletional HPFH, and the causes of Hb F percentages above 35% are better confirmed by molecular and family studies. | Only orderable as a reflex. For more information see: -HAEV1 / Hemolytic Anemia Evaluation, Blood -HBEL1 / Hemoglobin Electrophoresis Evaluation, Blood -MEV1 / Methemoglobinemia Evaluation, Blood -REVE2 / Erythrocytosis Evaluation, Blood -THEV1 / Thalassemia and Hemoglobinopathy Evaluation, Blood Reported as: Heterocellular, Homocellular, or Equivocal | Homocellular distribution of fetal hemoglobin (Hb) is found in large deletional hereditary persistence of fetal Hb. Heterocellular distribution is found in delta beta thalassemia, medication induced, and other causes of increased Hb F. An equivocal result indicates the pattern is not typical for either a homocellular or heterocellular distribution. | When hemoglobin (Hb) F values are above 35%, most specimens show a homocellular pattern; this does not necessarily indicate hereditary persistence of fetal Hb. Clinical correlation is needed. | 1. Kleihauer E, Braun H, Betke K. Demonstration von fetalem Hamoglobin in den Erythrocyten eines Blutaustrichs. Klin Wschr. 1957;35(12):637-638 2. Shepard MK, Weatherall DJ, Conley CC. Semi-quantitative estimation of the distribution of fetal hemoglobin in red cell populations. Bull Johns Hopkins Hospital. 1962;110:293-310 3. Davis BH, Olsen S, Bigelow NC, Chen JC. Detection of fetal red cells in fetomaternal hemorrhage using a fetal hemoglobin monoclonal antibody by flow cytometry. Transfusion. 1998;38(8):749-756 4. Hoyer JD, Penz CS, Fairbanks VF, et al. Flow cytometric measurement of hemoglobin F in RBCs: diagnostic usefulness in the distinction of hereditary persistence of fetal hemoglobin (HPFH) and hemoglobin S-hPFH from other conditions with elevated levels of hemoglobin F. Am J Clin Pathol. 2002;117(6):857-863 5. Stephens AD, Angastiniotis M, Baysal E, et al. International Council for The Standardisation of Haematology (ICSH). ICSH recommendations for the measurement of haemoglobin F. Int J Lab Hematol. 2012;34(1):14-20 | This assay uses a flow cytometric method with a monoclonal antibody to hemoglobin (Hb) F. Specimens are analyzed by single-color flow cytometry using fluorescein anti-Hb F. In normal adults, a single peak is seen with minimal fluorescence, which corresponds to Hb A. In neonates, a single peak with bright fluorescence is seen, which corresponds to Hb F. In cases of hereditary persistence of fetal Hb (HPFH) only, a single peak is observed, which has a fluorescence intensity intermediate between the normal Hb A and Hb F peaks. This pattern corresponds to the homocellular (pancellular) pattern obtained by the Kleihauer-Betke (K-B) method. In contrast, specimens from infants, transfused neonates, and cases of beta-thalassemia or delta/beta-thalassemia show both Hb A and Hb F peaks, corresponding to the heterocellular pattern of the K-B method. In patients with Hb S/HPFH, a single peak was observed in contrast to patients with homozygous S in which 2 peaks were observed.(Package insert: Invitrogen Fetal Hemoglobin Test Kit with FITC-conjugated Monoclonal Antibody Directed to HbF. Life Technologies Corporation; MAN 0003641, Rev 3.02, 11/21/2019) | 3 to 5 days | 1 week | This test has been modified from the manufacturer's instructions. Its performance characteristics were determined by Mayo Clinic in a manner consistent with CLIA requirements. This test has not been cleared or approved by the US Food and Drug Administration. | 88184 | Hb F Distribution, B | 4579-9 | 2104 | Interpretation | 59466-3
UNHB | Hemoglobin Stability, Blood | Work-up of congenital hemolytic anemias | Only orderable as part of a profile or as a reflex. For more information see: -HAEV1 / Hemolytic Anemia Evaluation, Blood -HBEL1 / Hemoglobin Electrophoresis Evaluation, Blood -THEV1 / Thalassemia and Hemoglobinopathy Evaluation, Blood and Serum -REVE2 / Erythrocytosis Evaluation, Blood -MEV1 / Methemoglobinemia Evaluation, Blood Isopropanol and Heat Stability | Yes | Hb Stability, B | Whole Blood EDTA | Only orderable as part of a profile or as a reflex. For more information see: -HAEV1 / Hemolytic Anemia Evaluation, Blood -HBEL1 / Hemoglobin Electrophoresis Evaluation, Blood -THEV1 / Thalassemia and Hemoglobinopathy Evaluation, Blood and Serum -REVE2 / Erythrocytosis Evaluation, Blood -MEV1 / Methemoglobinemia Evaluation, Blood Container/Tube:Lavender top (EDTA) Specimen Volume:4 mL | 1 mL | Unstable hemoglobin disease is rare and may be caused by any one of a large number of hemoglobin variants. They are inherited as autosomal dominant traits. The severity of the disease varies according to the hemoglobin variant; there may be no clinical symptoms, or the disease may produce a mild, moderate, or severe hemolytic anemia. The stained peripheral blood smear shows anisocytosis, poikilocytosis, basophilic stippling, polychromasia and, sometimes, hypochromia. The reticulocyte count may be increased. Splenomegaly and Heinz bodies may also be present. | Only orderable as part of a profile or as a reflex. For more information see: -HAEV1 / Hemolytic Anemia Evaluation, Blood -HBEL1 / Hemoglobin Electrophoresis Evaluation, Blood -THEV1 / Thalassemia and Hemoglobinopathy Evaluation, Blood and Serum -REVE2 / Erythrocytosis Evaluation, Blood -MEV1 / Methemoglobinemia Evaluation, Blood Normal (reported as normal [stable] or abnormal [unstable]) | An abnormal or unstable result is indicative of a hemoglobin variant present. Other confirmatory tests should be performed to identify the hemoglobinopathy (HBEL1 / Hemoglobin Electrophoresis Cascade, Blood). | False-positive results will be obtained in blood specimens containing greater than 5% fetal hemoglobin or in specimens greater than 1 week old. | 1. Hoyer JD, Hoffman DR. The thalassemia and hemoglobinopathy syndromes. In: McClatchey KD, Amin HM, Curry JL, eds. Clinical Laboratory Medicine. 2nd ed. Lippincott Williams and Wilkins; 2002:866-895 2. Benz EJ, Ebert BL. Hemoglobin variants associated with hemolytic anemia, altered oxygen affinity, and methemoglobinemias. In: Hoffman R, Benz EJ, Silberstein LE, et al. eds. Hematology: Basic Principles and Practice. 7th ed. Elsevier; 2018:608-615 | Unstable hemoglobins precipitate in dilute solutions of isopropanol. Washed erythrocytes are hemolyzed and cleared by centrifugation. Isopropanol is added. The hemolysate is incubated at 37 degrees C for 20 minutes and examined for turbidity. There is no turbidity with normal hemoglobins.(Schmidt RM: Laboratory diagnosis of hemoglobinopathies. In: Bick RL ed. Hematology Clinical and Laboratory Practice. Mosby-Year Book Inc; 1993:327-389; Greene DN, Vaughn CP, Crews BO, Agarwal AM. Advances in the detection of hemoglobinopathies. Clin Chim Acta. 2015;439:50-57) | 1 to 4 days | 30 days | This test was developed and its performance characteristics determined by Mayo Clinic in a manner consistent with CLIA requirements. It has not been cleared or approved by the US Food and Drug Administration. | 83068 | Hb Stability, B | 4639-1 | 9095 | Hb Stability, B | 4639-1
HGBCE | Hemoglobin Variant, A2 and F Quantitation, Blood | Monitoring patients with sickling disorders who have received hydroxyurea or transfusion therapy This test isnot intended fordiagnostic purposes. This test isnot useful forscreening purposes. | Capillary Electrophoresis | Yes | Hb Variant, A2 and F Quantitation,B | Whole Blood EDTA | Container/Tube: Preferred:Lavender top (EDTA) Acceptable:Yellow top (ACD) or green top (heparin) Specimen Volume:4 mL Collection Instructions: 1. Submit fresh specimen. 2. Send whole blood specimen in original tube.Donotaliquot. | 1 mL | The treatment of red blood cell sickling disorders may involve many therapeutic modalities. Two of the most important and beneficial are treatment with hydroxyurea and chronic transfusion therapy. Hydroxyurea causes elevation of fetal hemoglobin (HbF) levels, and transfusion serves to lower the percentage of hemoglobin S (HbS). Both of these therapeutic modalities act to lessen the number and severity of sickling crises. Thus, periodic monitoring of HbF and HbS levels are needed to guide further therapy. | HEMOGLOBIN A 0-30 days: 5.9-77.2% 1-2 months: 7.9-92.4% 3-5 months: 54.7-97.1% 6-8 months: 80.0-98.0% 9-12 months: 86.2-98.0% 13-17 months: 88.8-98.0% 18-23 months: 90.4-98.0% > or =24 months: 95.8-98.0% HEMOGLOBIN A2 0-30 days: 0.0-2.1% 1-2 months: 0.0-2.6% 3-5 months: 1.3-3.1% > or =6 months: 2.0-3.3% HEMOGLOBIN F 0-30 days: 22.8-92.0% 1-2 months: 7.6-89.8% 3-5 months: 1.6-42.2% 6-8 months: 0.0-16.7% 9-12 months: 0.0-10.5% 13-17 months: 0.0-7.9% 18-23 months: 0.0-6.3% > or =24 months: 0.0-0.9% VARIANT 1 0.0 VARIANT 2 0.0 VARIANT 3 0.0 | Clinically, optimal levels of hemoglobin (Hb) S and fetal hemoglobin (HbF) are patient specific and depend on a number of factors including response to therapy. This test will be performed by capillary electrophoresis and any detected variant present will be reported as their zone only, including HbS. No confirmatory functional study, such as sickle solubility, will be performed as this test is designed for quantitative monitoring of previously confirmed hemoglobin fractions. Information reported: Percentages of HbA, HbA2, HbF and any detected hemoglobin variant present. Variants will be reported as zones and are not specific, even if present in Z5 (Zone S). If the identity of the variant has not been previously confirmed, diagnostic hemoglobin electrophoresis testing is necessary; see HBEL1 / Hemoglobin Electrophoresis Evaluation, Blood. | Peaks present in zones Z9, Z7, Z6, Z5, Z4, Z3, and Z2-recently labeled the Z(A), Z(F), Z(D), Z(S), Z(E), Z(A2), and Z(C) zones, respectively-may not represent the hemoglobin fractions the zones are named after as other variants can migrate to these zones, including the S, F, A, and A2 positions. Although the most common variants are easily detected, many hemoglobin variants are not detected by the capillary electrophoresis method alone or can migrate with, and cannot be discriminated from, common variants. Therefore, this test should not be used for screening purposes due to low sensitivity. Recent transfusion may mask protein results including hemoglobin electrophoresis, hereditary persistence of fetal hemoglobin by flow cytometry, stability studies, and sickle solubility studies depending on percentage of transfused cells present. Some hemoglobin variants can originate from the donor blood product and not from the tested recipient. These are typically found in low percentage. Some hemoglobin variants do not sufficiently resolve from other peaks, which precludes separate quantitation of percentages. These will be reported as a single percentage that represents more than 1 variant. Some therapies cause artefactual effects in protein studies, including Voxelotor (artefactual peaks). These peaks may vary between samples or patients. | 1. Riou J, Szuberski J, Godart C, et al. Precision of CAPILLARYS 2 for the detection of hemoglobin variants based on their migration positions. Am J Clin Pathol. 2018;149(2):172-180 2. National Heart, Lung, and Body Institute Expert Panel: Evidence-Based Management of Sickle Cell Disease: Expert Panel Report, 2014. NIH Publication No. 02-2117 US Department of Health and Human Services: National Institutes of Health; 2014:1-142 3. Rosse WF, Telen M, Ware R: Transfusion Support for Patients with Sickle Cell Disease. American Association of Blood Banks; 1998 4. Ferster A, Tahriri P, Vermylen C, et al. Five years of experience with hydroxyurea in children and young adults with sickle cell disease. Blood. 2001;97:3268-3632 5. Charache S, Terrin ML, Moore RD, et al. Effect of hydroxyurea on the frequency of painful crises in sickle cell anemia. Investigators of the Multicenter Study of Hydroxyurea in Sickle Cell Anemia. N Engl J Med. 1995;332(20):1317-1322 6.Keren DF, Shalhoub R, Gulbranson R, Hedstrom D. Expression of hemoglobin variant migration by capillary electrophoresis relative to hemoglobin A2 improves precision. Am J Clin Pathol. 2012;137(4):660-664 | The CAPILLARYS System is an automated system that uses capillary electrophoresis to separate charged molecules by their electrophoretic mobility in an alkaline buffer. Separation occurs according to the electrolyte pH and electro-osmotic flow. A sample dilution with hemolyzing solution is injected by aspiration. A high-voltage protein separation occurs with direct detection of the hemoglobin protein fractions at 415 nm, which is specific to hemoglobins. The resulting electropherogram peaks are evaluated for pattern abnormalities and are quantified as a percentage of the total hemoglobin present. For diagnostic purposes, the overall schematic has been grouped into 15 unequal zones (Z) numbered from right to left with zones Z9, Z7, Z6, Z5, Z4, Z3 and Z2-relabeled as Z(A), Z(F), Z(D), Z(S), Z(E), Z(A2) and Z(C) zones, respectively. Hemoglobin A (Hb A) and Hb A2 are used as internal standards and are assigned the numerical positions 150 and 243, respectively.(Louahabi A, Philippe M, Lali S, Wallemacq P, Maisin D. Evaluation of a new Sebia kit for analysis of hemoglobin fractions and variants on the Capillarys system. Clin Chem Lab Med. 2006;44[3]:340-345; instruction manual: CAPILLARYS Hemoglobin[E] using the CAPILLARYS 2 flex-piercing instrument. Sebia; 06/2014) | Same day/1 to 2 days | 7 days | This test has been modified from the manufacturer's instructions. Its performance characteristics were determined by Mayo Clinic in a manner consistent with CLIA requirements. This test has not been cleared or approved by the US Food and Drug Administration. | 83020 | Hb Variant, A2 and F Quantitation,B | 43113-0 | 41933 | HGBCE Interpretation | 78748-1
THEVI | Hemoglobinopathy Interpretation | Interpretation of results for the evaluation of thalassemias and hemoglobinopathies Evaluation of microcytosis Extensive and economical diagnosis and classification of hemoglobinopathies or thalassemia including complex disorders Diagnosis of hereditary persistence of hemoglobin | Only orderable as part of a profile. For more information see THEV1 / Thalassemia and Hemoglobinopathy Evaluation, Blood and Serum. Medical Interpretation | Yes | Hemoglobinopathy Interpretation | Whole Blood EDTA |  |  | This consultative study is primarily designed for the evaluation of microcytosis but also can test for the detection of almost all known hemoglobin disorders in an economical manner. Because this can include multiple tests for alpha thalassemias, beta thalassemias, delta-beta thalassemia, hereditary persistence of fetal hemoglobin (HPFH), and for all known hemoglobin (Hb) variants, an expert in these disorders can guide testing to explain the clinical question or reported complete blood count values. This evaluation is particularly useful for complete classification of compound combinations of Hb S with alpha or beta thalassemia, Hb E/beta-0 thalassemia, and many other complex alpha and beta thalassemia disorders. Since iron deficiency can mimic thalassemias, if a serum sample is received, ferritin levels are measured to evaluate this possibility. Hb disorders include those associated with thalassemias (decreased protein quantity) and Hb variants (abnormal protein production). Many are clinically harmless, while others cause symptoms including microcytosis, sickling disorders, hemolysis, erythrocytosis, cyanosis/hypoxia, long-standing or familial anemia, compensated or episodic anemia, and increased methemoglobin or sulfhemoglobin results. Hb disorders can show patterns of either autosomal recessive or autosomal dominant inheritance. The thalassemias are a group of disorders of Hb synthesis. Normal adult Hb consists of 2 alpha globin chains (encoded by 2 pairs of alpha globin genes, each pair located on chromosome 16), and 2 beta globin chains (encoded by 2 beta globin genes, each located on chromosome 11). Thalassemia syndromes result from an underproduction of 1 or 2 types of globin chains and are characterized by the type (alpha, beta, delta, gamma), magnitude of underproduction (number of defective genes), and the severity of clinical symptoms (minor, intermedia, major). The severity of the clinical and hematologic effects is directly related to the imbalance of alpha-like to beta-like chains. The most common form of thalassemia is alpha thalassemia. Alpha thalassemia usually involves deletion of entire alpha genes and varies in severity depending on the number of alpha chains deleted (or rendered nonfunctional). Alpha thalassemia trait usually results from the deletion of 2 alpha genes. The most common form of Hb H disease results from dysfunction of 3 alpha chains and shows a variable phenotype, with most cases showing moderate anemia. The deletion of all 4 alpha genes (Barts hydrops fetalis) is incompatible with life without significant medical intervention. Non-deletion alpha thalassemia genetic variants can also result in either thalassemia trait or Hb H disease and are less common than deletion forms. Conversely most beta thalassemia genetic variants are due to single nucleotide substitutions that can occur anywhere in the beta globin gene. Large deletions of the beta globin gene complex can result in elevations in Hb F, such as HPFH or delta-beta thalassemia. While the presence of a single beta gene variant (beta thalassemia trait) results primarily in red blood cell microcytosis, cases with two beta gene abnormalities show a wide range in clinical severity, and many cases require molecular testing to understand the phenotype. | Only orderable as part of a profile. For more information see THEV1 / Thalassemia and Hemoglobinopathy Evaluation, Blood and Serum. Definitive results and an interpretive report will be provided. | A hematopathologist expert in these disorders evaluates the case and an interpretive report is issued. | No significant cautionary statements | 1. Hoyer JD, Hoffman DR. The thalassemia and hemoglobinopathy syndromes. In: McClatchey KD, Amin HM, Curry JL,eds. Clinical Laboratory Medicine. 2nd ed. Lippencott Williams and Wilkins; 2002:866-892 2. Brancaleoni V, Di Pierro E, Motta I, Cappellini MD. Laboratory diagnosis of thalassemia. Int J Lab Hematol. 2016;38 (Suppl 1):32-40 3. Hartveld C. State of the art and new developments in molecular diagnostics for hemoglobinopathies in multiethnic societies. Int J Lab Hematol. 2013;36:1-12 | A hematopathologist expert in these disorders evaluates the case, appropriate tests are performed, and an interpretive report is issued. | 2 to 25 days if structural and/or molecular studies are required. |  | Not Applicable | 83020-26 | Hemoglobinopathy Interpretation | 14869-2 | 608868 | Reviewed By | 18771-6
HAEV1 | Hemolytic Anemia Evaluation, Blood | Evaluation of lifelong or inherited hemolytic anemias, including red blood cell membrane disorders, unstable or abnormal hemoglobin variants, and red blood cell enzyme disorders This evaluation isnot suitablefor acquired causes of hemolysis. | HAEVI: Medical Interpretation HGBCE: Capillary Electrophoresis HPLC: Cation Exchange/High-Performance Liquid Chromatography (HPLC) UNHB: Isopropanol and Heat Stability FRAGO, SCTRL: Osmotic Lysis BND3: Flow Cytometry G6PDC, PKC, GPIC, HKC, AKC, PFKC, PGKC, TPIC, GSH, P5NT: Kinetic Spectrophotometry (KS) PBSM: Consultant Review MASS: Mass Spectrometry (MS) HPFH: Flow Cytometry IEF: Isoelectric Focusing | Yes | Hemolytic Anemia Evaluation | This is a consultative evaluation in which the case will be evaluated, the appropriate tests performed at an additional charge, and the results interpreted. If a peripheral blood smear is provided, the morphologic features will be incorporated into the interpretation. | The following specimens are required for testing: 2 Whole blood EDTA specimens 2 Whole blood ACD specimens 1 EDTA control specimen 2 Well-made peripheral blood smears (Wright stained or fixed in absolute methanol) Patient: Specimen Type:Whole blood Container/Tube:Lavender top (EDTA)andyellow top (ACD) Specimen Volume: EDTA:Two 4-mL vials ACD:Two 6-mL vials Collection Instructions: 1. Immediately refrigerate specimens after collection. 2. Send whole blood specimens in original tubes.Do not aliquot. 3. Rubber band patient specimen and control vial together. Specimen Type:Slides Container/Tube:Blood smears Specimen Volume:2 Peripheral blood smears 1. Prepare 2 peripheral blood smears from 1 of the EDTA tubes collected from the patient 2. Either stain the smear with Wright stain or fix the smear with absolute methanol prior to shipping. Normal Shipping Control: Specimen Type:Whole blood Container/Tube:Lavender top (EDTA) Specimen Volume:4 mL Collection Instructions: 1. Collect a control specimen from a normal (healthy), unrelated, nonsmoking person at the same time as the patient. 2. Clearly hand writenormal controlon the outermost label. 3. Immediately refrigerate specimen after collection. 4. Send specimen in original tube.Do not aliquot. 5. Rubber band patient specimen and control vial together. | EDTA Blood: 3 mL ACD Blood: 5 mL | Hemolytic anemia (HA) is characterized by increased red blood cell (RBC) destruction and a decreased RBC life span. Patients usually have decreased hemoglobin concentration, hematocrit, and RBC count, but some can have compensated disorders, and symptoms such as reticulocytosis, pigmented gallstones, and decreased haptoglobin are factors that raise clinical suspicion. Blood smear abnormalities may include variable amounts of poikilocytosis including spherocytes, elliptocytes, schistocytes, stomatocytes, echinocytes, polychromasia, basophilic stippling, and target cells. Osmotic fragility can be increased due to the presence of spherocytes. These are all nonspecific features that can be present in both hereditary and acquired hemolytic disorders. Inherited hemolytic disorders may include RBC membrane disorders, RBC enzyme defects, or abnormalities in the hemoglobin molecule in the RBC. This panel assesses for possible causes of congenital/hereditary causes of HA and does not evaluate for acquired causes. Therefore, the anemia should be lifelong or familial in nature. Examples of acquired HA include autoimmune HA (Coombs-positive HA, Coombs-negative autoimmune HA), cold agglutinin disease, paroxysmal nocturnal hemoglobinuria, paroxysmal cold hemoglobinuria, mechanical hemolysis (aortic stenosis or prosthetic heart valves), disseminated intravascular coagulation/thrombotic microangiopathy, and drug-induced HA. This consultation evaluates for a hereditary cause of increased RBC destruction and includes testing for RBC membrane disorders, such as hereditary spherocytosis and hereditary pyropoikilocytosis, hemoglobinopathies, and red blood cell enzyme abnormalities. This panel is of limited use in patients with a history of recent transfusion and should be ordered as remote a date from transfusion as possible in those patients who are chronically transfused. | Hemoglobin Variant, A2 and F Quantitation HEMOGLOBIN A 0-30 days: 5.9-77.2% 1-2 months: 7.9-92.4% 3-5 months: 54.7-97.1% 6-8 months: 80.0-98.0% 9-12 months: 86.2-98.0% 13-17 months: 88.8-98.0% 18-23 months: 90.4-98.0% > or =24 months: 95.8-98.0% HEMOGLOBIN A2 0-30 days: 0.0-2.1% 1-2 months: 0.0-2.6% 3-5 months: 1.3-3.1% > or =6 months: 2.0-3.3% HEMOGLOBIN F 0-30 days: 22.8-92.0% 1-2 months: 7.6-89.8% 3-5 months: 1.6-42.2% 6-8 months: 0.0-16.7% 9-12 months: 0.0-10.5% 13-17 months: 0.0-7.9% 18-23 months: 0.0-6.3% > or =24 months: 0.0-0.9% VARIANT 1 0.0 VARIANT 2 0.0 VARIANT 3 0.0 Hemoglobin Stability Normal (reported as normal [stable] or abnormal [unstable]) OSMOTIC FRAGILITY > or =12 months: 0.50 g/dL NaCl (unincubated): 3-53% hemolysis 0.60 g/dL NaCl (incubated): 14-74% hemolysis 0.65 g/dL NaCl (incubated): 4-40% hemolysis 0.75 g/dL NaCl (incubated): 1-11% hemolysis NaCl = sodium chloride Reference values have not been established for patients who are younger than 12 months of age. BAND 3 FLUORESCENCE STAINING RED BLOOD CELLS(RBC) > or =12 months: Normal (reported as normal, decreased, or equivocal) Reference values have not been established for patients who are younger than 12 months of age. Glucose 6 Phosphate Dehydrogenase Enzyme Activity > or =12 months of age: 8.0-11.9 U/g Hb Reference values have not been established for patients who are younger than 12 months of age. Pyruvate Kinase Enzyme Activity > or =12 months of age: 5.5-12.4 U/g Hb Reference values have not been established for patients who are younger than 12 months of age. Glucose Phosphate Isomerase Enzyme Activity > or =12 months of age: 40.0-58.0 U/g Hb Reference values have not been established for patients who are younger than 12 months of age. Hexokinase Enzyme Activity > or =12 months: 0.7-1.7 U/g Hb Reference values have not been established for patients who are younger than 12 months of age. Adenylate Kinase Enzyme Activity > or =12 months: 195-276 U/g Hb Reference values have not been established for patients who are younger than 12 months of age. Phosphofructokinase Enzyme Activity > or =12 months of age: 5.8-10.9 U/g Hb Reference values have not been established for patients who are younger than 12 months of age. Phosphoglycerate Kinase Enzyme Activity > or =12 months: 142-232 U/g Hb Reference values have not been established for patients who are younger than 12 months of age. Triosephosphate Isomerase Enzyme Activity > or =12 months of age: 1033-1363 U/g Hb Reference values have not been established for patients who are younger than 12 months of age. Glutathione > or =12 months: 46.9-90.1 mg/dL RBC Reference values have not been established for patients who are younger than 12 months of age. Pyrimidine 5' Nucleotidase Normal | A hematopathologist expert in these disorders evaluates the case, appropriate tests are performed, and an interpretive report is issued. | Recent transfusion may cause unreliable results. A normal shipping control for osmotic fragility (OF) is necessary to exclude false-positive results due to preanalytical artifact. OF and eosin-5-maleimide binding testing will be canceled if no shipping control is received or if the shipping control is abnormal. This panel is most effectively interpreted in the context of clinical information and the peripheral blood morphology. Fill out theMetabolic Hematology Patient Information(T810)to maximize the interpretive capabilities of the panel. This group of tests should not ordinarily be requested in patients who are likely to have immune hemolytic anemia (HA), such as that due to either warm or cold antibodies or to paroxysmal nocturnal hemoglobinurias. Coombs tests, tests for cold agglutinins, sucrose hemolysis, and Hams and Crosby tests are not part of the HA evaluation. In general, the foregoing tests should have been performed and found to be negative prior to requesting an HA evaluation. Since Wilson disease is another rare cause for acute intermittent hemolysis, testing for Wilson disease also may be appropriate prior to requesting an HA evaluation. | 1. Steiner LA, Gallagher PG. Erythrocyte disorders in the perinatal period. Semin Perinatol. 2007;31(4):254-261 2. Beutler E: Glucose-6-phosphate dehydrogenase deficiency and other enzyme abnormalities. In: Beutler E, Lichtman MA, Coller BS, Kipps TJ, eds. Hematology. 5th ed. McGraw-Hill Book Company; 1995:564-581 3. Hoyer JD, Hoffman DR: The thalassemia and hemoglobinopathy syndromes. In: McClatchey KD,Amin HM, Curry JL,eds. Clinical Laboratory Medicine. 2nd ed. Lippincott, Williams and Wilkins; 2002:866-895 4. King MJ, Garcon L, Hoyer JD, et al. International Council for Standardization in Haematology. ICSH guidelines for the laboratory diagnosis of nonimmune hereditary red cell membrane disorders. Int J Lab Hematol. 2015;37(3):304-325 5. Lux SE: Anatomy of the red cell membrane skeleton: unanswered questions. Blood. 2016;127(2):187-199. doi:10.1182/blood-2014-12-512772 6. Gallagher PG. Abnormalities of the erythrocyte membrane. Pediatr Clin North Am. 2013;60(6):1349-1362 7. Bianchi P, Fermo E, Vercellati C, et al. Diagnostic power of laboratory tests for hereditary spherocytosis: a comparison study in 150 patients grouped according to molecular and clinical characteristics. Haematologica. 201297(4):516-523 8. Cappellini MD, Fiorelli G. Glucose-6-phosphate dehydrogenase deficiency. Lancet. 2008;371:64-74 9. Glader B: Hereditary hemolytic anemias due to red blood cell enzyme disorders. In: Greer JP, Arber DA, Glader B, et al, eds. Wintrobe's Clinical Hematology. 13th ed. Wolters Kluwer/Lippincott, Williams and Wilkins; 2014:728 10. Gallagher PG. Diagnosis and management of rare congenital nonimmune hemolytic disease. Hematology Am Soc Hematol Educ Program. 2015;2015:392-399 11. Koralkova P, van Solinge WW, van Wijk R. Rare hereditary red blood cell enzymopathies associated with hemolytic anemia - pathophysiology, clinical aspects, and laboratory diagnosis. Int J Lab Hematol. 2014;36(3):388-397 | Hemoglobin Electrophoresis: The CAPILLARYS System is an automated system that uses capillary electrophoresis to separate charged molecules by their electrophoretic mobility in an alkaline buffer. Separation occurs according to the electrolyte pH and electro-osmotic flow. A sample dilution with hemolyzing solution is injected by aspiration. A high-voltage protein separation occurs with direct detection of the hemoglobin protein fractions at 415 nm, which is specific to hemoglobins. The resulting electrophoregram peaks are evaluated for pattern abnormalities and are quantified as a percentage of the total hemoglobin present. Examples of position of commonly found hemoglobin fractions are, from cathode to anode: HbA2', C, A2/O-Arab, E, S, D, G-Philadelphia, F, A, Hope, Bart, J, N-Baltimore and H.(Louahabi A, Philippe M, Lali S, Wallemacq P, Maisin D. Evaluation of a new Sebia kit for analysis of hemoglobin fractions and variants on the Capillarys system. Clin Chem Lab Med. 2006;44[3]:340-345; instruction manual: CAPILLARYS Hemoglobin(E) using the CAPILLARYS 2 flex-piercing instrument. Sebia; 06/2014) High-Performance Liquid Chromatography Hemoglobin Variant: Hemolysate of whole blood is injected into an analysis stream passing through cation exchange column using high-performance liquid chromatography. A preprogrammed gradient controls the elution buffer mixture that also passes through the analytical cartridge. The ionic strength of the elution buffer is raised by increasing the percentage of a second buffer. As the ionic strength of the buffer increases the more strongly retained hemoglobins elute from the cartridge. Absorbance changes are detected by a dual-wavelength filter photometer. Changes in absorbance are displayed as a chromatogram of absorbance versus time.(Huismann TH, Scroeder WA, Brodie AN, Mayson SM, Jakway J. Microchromotography of hemoglobins. III. A simplified procedure for the determination of hemoglobin A2. J Lab Clin Med. 1975;86:700-702; Ou CN, Buffone GJ, Reimer GL, Alpert AJ: High-performance liquid chromatography of human hemoglobins on a new cation exchanger. J Chromatogr. 1983;266:197-205; Szuberski J, Oliveira JL, Hoyer JD: A comprehensive analysis of hemoglobin variants by high-performance liquid chromatography (HPLC). Int J Lab Hematol. 2012;34(6):594-604; instruction manual: Bio-Rad Variant II Beta-thalassemia Short Program Instructions for Use, L70203705. Bio-Rad Laboratories, Inc; 11/2011) Unstable Hemoglobin: Two different hemoglobin stability tests are performed: isopropanol and heat stability. Unstable hemoglobins will precipitate in dilute solutions of isopropanol. Washed erythrocytes are hemolyzed and cleared by centrifugation. Isopropanol is added. The hemolysate is incubated at 37 degrees C for 20 minutes and examined for turbidity. There is no turbidity with normal hemoglobins.(Fairbanks VF, Klee GG: Biochemical aspects of hematology. In: Burtis CA, Ashwood ER, eds. Tietz Textbook of Clinical Chemistry. 3rd ed. WB Saunders Company; 1999:1685-1687;Greene DN, Vaughn CP, Crews BO, Agarwal AM. Advances in the detection of hemoglobinopathies. Clinica Chimica Acta. 2015;439:50-57) Unstable hemoglobins can also be precipitated by heating to 50 degrees C. Washed erythrocytes are hemolyzed and cleared by centrifugation. The hemolysate is incubated at 50 degrees C for 90 minutes and examined for turbidity. There is no turbidity with normal hemoglobins. Osmotic Fragility: Specimens for erythrocyte osmotic fragility tests are anticoagulated with EDTA. Osmotic lysis is performed using sodium chloride solution, 0.5 g/dL. An incubated fragility test is performed following 24-hour incubation at 37 degrees C at the following sodium chloride concentrations: 0.60, 0.65, and 0.75 g/dL. Results are reported and interpreted.(Larson CJ, Scheidt R, Fairbanks VF: The osmotic fragility test for hereditary spherocytosis: use of EDTA-anticoagulated blood stored at 4 degrees C for up to 96 hours. Am Soc Clin Pathol Meeting Abstract, 1988; Larson CJ, Scheidt R, Fairbanks VF. The osmotic fragility test for hereditary spherocytosis: objective criteria for test interpretation. Am Soc Clin Pathol Meeting Abstract, 1988; King MJ, Zanella A. Hereditary red cell membrane disorders and laboratory diagnostic testing. Int J Lab Hematol. 2013;35:237-243) Band 3/Eosin-5-Maleimide Binding Assay: Eosin-5-maleimide (EMA) is a fluorescent dye that binds to Lys-430 of the extracellular loop of the band 3 protein. Using a 1-color flow cytometry method (number of events plotted against fluorescence), the fluorescent intensity of EMA-stainedredbloodcells is assessed and compared to normal-value patients.(King MJ, Behrens J, Rogers C, Flynn C, Greenwood D, Chambers K. Rapid flow cytometric test for the diagnosis of membrane cytoskeletal associated hemolytic anemia. Br J Haematol. 2000;111:924-933; King MJ, Zanella A. Hereditary red cell membrane disorders and laboratory diagnostic testing. Int J Lab Hematol. 2013;35:237-243) Glucose-6-phosphate dehydrogenase: Glucose-6-phosphate dehydrogenase in a hemolysate catalyzes the oxidation of glucose-6-phosphate to 6-phosphogluconate. Concomitantly, nicotinamide adenine dinucleotide phosphate (NADP[+]) is changed to its reduced form (NADPH) and the reaction is measured spectrophotometrically on an automated chemistry analyzer.(Beutler E: Red Cell Metabolism: A Manual of Biochemical Methods. 3rd ed. Grune and Stratton: 1984:68-71; van Solinge WW, van Wijk: Enzymes of the red blood cell. In: Rifai N, Horvath AR, Wittwer CT: eds. Tietz Textbook of Clinical Chemistry and Molecular Diagnostics. 6th ed. Elsevier; 2018:chap 30) Pyruvate Kinase: Pyruvate kinase catalyzes the phosphorylation of adenosine diphosphate (ADP) to adenosine triphosphate (ATP) by converting phosphoenolpyruvate to pyruvate. The amount of pyruvate formed is quantitated by adding lactate dehydrogenase and reduced nicotinamide adenine dinucleotide (NADH) and measuring the rate of decrease in absorbance spectrophotometrically at 340 nm as the NADH is oxidized to NAD(+) on an automated chemistry analyzer.(Beutler E: Red Cell Metabolism. A Manual of Biochemical Methods. 3rd ed. Grune and Stratton; 1984:68-71; van Solinge WW, van Wijk: Enzymes of the red blood cell. In: Rifai N, Horvath AR, Wittwer CT: eds. Tietz Textbook of Clinical Chemistry and Molecular Diagnostics. 6th ed. Elsevier; 2018:chap 30) Glucose Phosphate Isomerase: Glucose phosphate isomerase interconverts glucose-6-phosphate (G6P) and fructose-6-P (F6P). In this assay, the F6P is then further converted to 6-phosphogluconate (6-PG) through the G6PD reaction resulting in the reduction of NADP(+) to NADPH. The reduction of NADP(+) is measured spectrophotometrically by the increase in absorbance at 340 nm on an automated chemistry analyzer.(Beutler E: Red Cell Metabolism: A Manual of Biochemical Methods. 3rd ed. Grune and Stratton; 1984:40-42; van Solinge WW, van Wijk. Enzymes of the red blood cell. In: Rifai N, Horvath AR, Wittwer CT: eds. Tietz Textbook of Clinical Chemistry and Molecular Diagnostics. 6th ed. Elsevier; 2018:chap 30) Hexokinase: Hexokinase catalyzes the reaction of ATP and glucose to G6P and ADP. In this assay the formation of G6P is measured by linking its further oxidation to 6-PG to the reduction of NADP(+) through the G6PD reaction. The increase in absorbance which occurs as NADP(+) is reduced to NADPH is measured spectrophotometrically at 340 nm on an automated chemistry analyzer.(Beutler E: Red Cell Metabolism: A Manual of Biochemical Methods. 3rd ed. Grune and Stratton; 1984:38-40; van Solinge WW, van Wijk: Enzymes of the red blood cell. In: Rifai N, Horvath AR, Wittwer CT: eds. Tietz Textbook of Clinical Chemistry and Molecular Diagnostics. 6th ed. Elsevier; 2018:chap 30) Adenylate Kinase: Adenylate kinase (myokinase) catalyzes the dismutation of ADP into adenosine-5'-monophosphate (AMP) and ATP. In this assay, the reverse reaction is measured by following the formation of ADP with pyruvate kinase (PK) and lactate dehydrogenase reactions resulting in NADH being oxidized to NAD(+). The decrease in absorbance that occurs as NADH is oxidized is measured spectrophotometrically at 340 nm by an automated chemistry analyzer.(Beutler E: Red Cell Metabolism: A Manual of Biochemical Methods. 3rd ed. Grune and Stratton; 1984:93-95; van Solinge WW, van Wijk: Enzymes of the red blood cell. In: Rifai N, Horvath AR, Wittwer CT: eds. Tietz Textbook of Clinical Chemistry and Molecular Diagnostics. 6th ed. Elsevier; 2018:chap 30) Phosphofructokinase: Phosphofructokinase catalyzes the phosphorylation of F6P by ATP to fructose-1,6-diphosphate (FDP). FDP is then converted to dihydroxyacetone phosphate (DHAP) through subsequent aldolase and triosephosphate isomerase (TPI) catalyzed reactions. The rate of formation of DHAP is measured by linking its reduction to alpha-glycerophosphate by alpha-glycerophosphate dehydrogenase, which results in the oxidation of NADH to NAD(+). The decrease in absorbance at 340 nm is measured spectrophotometrically as the NADH is oxidized on an automated chemistry analyzer.(Beutler E: Red Cell Metabolism: A Manual of Biochemical Methods. 3rd ed. Grune and Stratton; 1984:68-71; van Solinge WW, van Wijk: Enzymes of the red blood cell. In: Rifai N, Horvath AR, Wittwer CT: eds. Tietz Textbook of Clinical Chemistry and Molecular Diagnostics. 6th ed. Elsevier; 2018:chap 30) Phosphoglycerate Kinase: Phosphoglycerate kinase catalyzes the phosphorylation of ADP to ATP by conversion of 1,3-diphosphoglycerate (1,3-DPG) to 3-phosphoglyceric acid (3-PGA). In this assay, the reaction is driven in the reverse direction. The formation of 1,3-DPG is then measured through the glyceraldehyde phosphate dehydrogenase reaction as 1,3-DPG is converted to glyceraldehyde-3-phosphate (GAP) resulting in the oxidation of NADH to NAD(+). The decrease in absorbance that occurs as NADH is oxidized is measured spectrophotometrically at 340 nm on an automated chemistry analyzer.(Beutler E: Red Cell Metabolism: A Manual of Biochemical Methods. 3rd ed. Grune and Stratton; 1984:53-55; van Solinge WW, van Wijk: Enzymes of the red blood cell. In: Rifai N, Horvath AR, Wittwer CT: eds. Tietz Textbook of Clinical Chemistry and Molecular Diagnostics. 6th ed. Elsevier; 2018:chap 30) Triosephosphate Isomerase: TPI interconverts GAP and DHAP. The rate of DHAP formation is measured by further converting it to alpha-glycerophosphate by alpha-glycerophosphate dehydrogenase which results in the oxidation of NADH to NAD(+). The oxidation of NADH is measured spectrophotometrically by the decrease in absorbance at 340 nm on an automated chemistry analyzer.(Beutler E: Red Cell Metabolism: A Manual of Biochemical Methods. 3rd ed. Grune and Stratton;1984; van Solinge WW, van Wijk: Enzymes of the red blood cell. In: Rifai N, Horvath AR, Wittwer CT: eds. Tietz Textbook of Clinical Chemistry and Molecular Diagnostics. 6th ed. Elsevier; 2018:chap 30) Glutathione: Virtually all of the nonprotein sulfhydryl of red cells is in the form of reduced glutathione. 5,5'-dithiobis (2-nitrobenzoic acid) is a disulfide compound that is readily reduced by sulfhydryl compounds, forming a highly colored yellow anion. The absorbance of this resultant yellow substance is measured by 412 nm and compared to that of a known standard.(Beutler E: Red Cell Metabolism: A Manual of Biochemical Methods;3rd ed. Grune and Stratton: 1984; Alisik M, Neselioglu S, Erel O. A colorimetric method to measure oxidized, reduced and total glutathione levels in erythrocytes, J Lab Med. 2019:43(5), 269-277. doi:10.1515/labmed-2019-0098) Pyrimidine 5' Nucleotidase: Pyrimidine nucleotides have a spectral absorption curve that is markedly different from that exhibited by (normally present) adenine nucleotides, eg, adenosine triphosphate. The former have a peak at about 270 nm; the latter at about 257 nm. Thus, pyrimidine 5' nucleotidase deficiency may be ascertained by demonstrating a very high spectral absorption maximum of 270 nm in erythrocyte extracts.(Beutler E: Red Cell Metabolism: A Manual of Biochemical Methods. 3rd ed. Grune and Stratton; 1984:100-102; van Solinge WW, van Wijk: Enzymes of the red blood cell. In: Rifai N, Horvath AR, Wittwer CT: eds. Tietz Textbook of Clinical Chemistry and Molecular Diagnostics. 6th ed. Elsevier; 2018:chap 30) Morphology Review: A hematopathologist who is an expert in these disorders evaluates the slides and an interpretive report is issued. | 3 to 25 days | 28 days | This test was developed and its performance characteristics determined by Mayo Clinic in a manner consistent with CLIA requirements. It has not been cleared or approved by the US Food and Drug Administration. | 83020-26-Hemolytic Anemia Interpretation82657-Hexokinase, B82955-G6PD Enzyme Activity, B83020-Hemoglobin electrophoresis83021-High-Performance Liquid Chromatography (HPLC)83068-Hemoglobin Stability84087-Glucose phosphate isomerase, B84220-Pyruvate Kinase Enzyme Activity, B82657-Adenylate Kinase, B82657-Phosphofructokinase, B82657-Phosphoglycerate Kinase, B82657-Trisephosphate Isomerase, B85060-26 -Morphology review85557-Osmotic fragility88184-Band 3 Fluorescence Staining, RBC83915-Pyrimidine 5' Nucleotidase82978-Glutathione, B83789 (if appropriate)82664 (if appropriate)88184 (if appropriate) | Hemolytic Anemia Evaluation | In Process | G6PCL | G6PD Enzyme Activity, B | 32546-4
HAEVI | Hemolytic Anemia Interpretation | Interpretation of the results for the evaluation of hemolytic anemia Evaluation of lifelong or inherited hemolytic anemias, including red cell membrane disorders, unstable or abnormal hemoglobin variants, and red cell enzyme disorders | Only orderable as part of a profile. For more information see HAEV1 / Hemolytic Anemia Evaluation, Blood. Medical Interpretation | Yes | Hemolytic Anemia Interpretation | Whole Blood ACD-B |  |  | Hemolytic anemia (HA) is characterized by increased red cell destruction and a decreased red cell life span. Patients usually have decreased hemoglobin concentration, hematocrit, and red blood cell count, but some can have compensated disorders, and symptoms such as reticulocytosis, pigmented gallstones, and decreased haptoglobin are factors that raise clinical suspicion. Blood smear abnormalities may include variable amounts of poikilocytosis including spherocytes, elliptocytes, schistocytes, stomatocytes, echinocytes, polychromasia, basophilic stippling, and target cells. Osmotic fragility can be increased due to the presence of spherocytes. These are all nonspecific features that can be present in both hereditary and acquired hemolytic disorders. Inherited hemolytic disorders may include red cell membrane disorders, red cell enzyme defects, or abnormalities in the hemoglobin molecule in the red cell. This panel assesses for possible causes of congenital/hereditary causes of hemolytic anemia and does not evaluate for acquired causes. Therefore, the anemia should be lifelong or familial in nature. Examples of acquired HA (which should be excluded prior to ordering this panel) include: autoimmune HA (Coombs-positive HA, Coombs-negative autoimmune HA), cold agglutinin disease, paroxysmal nocturnal hemoglobinuria, paroxysmal cold hemoglobinuria, mechanical hemolysis (aortic stenosis or prosthetic heart valves), disseminated intravascular coagulation/thrombotic microangiopathy, and drug-induced HA. This consultation evaluates for a hereditary cause of increased red cell destruction and includes testing for red cell membrane disorders, such as hereditary spherocytosis and hereditary pyropoikilocytosis, hemoglobinopathies, and red cell enzyme abnormalities. This panel is of limited use in patients with a history of recent transfusion and should be ordered as remote a date from transfusion as possible in those patients who are chronically transfused. | Only orderable as part of a profile. For more information see HAEV1 / Hemolytic Anemia Evaluation, Blood. Definitive results and an interpretive report will be provided. | A hematopathologist expert in these disorders evaluates the case, appropriate tests are performed, and an interpretive report is issued. | Recent transfusion may cause unreliable results. A normal shipping control for osmotic fragility (OF) is necessary to exclude false-positive results due to preanalytical artifact. OF and eosin-5-maleimide (EMA) binding testing will be canceled if no shipping control is received or if the shipping control is abnormal. This panel is most effectively interpreted in the context of clinical information and the peripheral blood morphology. Fill out theMetabolic Hematology Patient Informationsheet available in Special Instructions to maximize the interpretive capabilities of the panel. This group of tests should not ordinarily be requested in patients who are likely to have immune hemolytic anemia (HA), such as that due to either warm or cold antibodies or to paroxysmal nocturnal hemoglobinurias. Coombs tests, tests for cold agglutinins, sucrose hemolysis, and Hams and Crosby tests are not part of the HA evaluation. In general, the foregoing tests should have been performed and found to be negative prior to requesting an HA evaluation. Since Wilson disease is another rare cause for acute intermittent hemolysis, testing for Wilson disease also may be appropriate prior to requesting an HA evaluation. | 1. Steiner LA, Gallagher PG. Erythrocyte disorders in the perinatal period. Semin Perinatol. 2007;31(4):254-261. doi:10.1053/j.semperi.2007.05.003 2. Beutler E. Glucose-6-phosphate dehydrogenase deficiency and other enzyme abnormalities. In: Beutler E, Lichtman MA, Coller BS, Kipps TJ, eds. Hematology. 5th ed. McGraw-Hill Book Company; 1995: 564-581 3. Hoyer JD, Hoffman DR. The thalassemia and hemoglobinopathy syndromes. In: McClatchey KD, Amin HM, Curry JL, eds. Clinical Laboratory Medicine. 2nd ed. Lippincott, Williams and Wilkins; 2002: 866-895 4. King MJ, Garcon L, Hoyer JD, et al. International Council for Standardization in Haematology. ICSH guidelines for the laboratory diagnosis of nonimmune hereditary red cell membrane disorders. Int J Lab Hematol. 2015;37(3):304-325. doi:10.1111/ijlh.12335 5. Lux SE. Anatomy of the red cell membrane skeleton: unanswered questions. Blood. 2016;127(2):187-199 doi:10.1182/blood-2014-12-512772 6. Gallagher PG. Abnormalities of the erythrocyte membrane. Pediatr Clin North Am. 2013;60(6):1349-1362. doi:10.1016/j.pcl.2013.09.001 7. Bianchi P, Fermo E, Vercellati C, et al. Diagnostic power of laboratory tests for hereditary spherocytosis: a comparison study in 150 patients grouped according to molecular and clinical characteristics. Haematologica. 2012;97(4):516-523. doi:10.3324/haematol.2011.052845 8. Cappellini MD, Fiorelli G. Glucose-6-phosphate dehydrogenase deficiency. Lancet. 2008;371(9606):64-74 9. Glader B. Hereditary hemolytic anemias due to red blood cell enzyme disorders. In: Greer JP, Arber DA, Glader B, et al, eds. Wintrobe's Clinical Hematology. 13th ed. Wolters Kluwer/Lippincott, Williams and Wilkins; 2014:728 10. Gallagher PG. Diagnosis and management of rare congenital nonimmune hemolytic disease. Hematology Am Soc Hematol Educ Program. 2015; 392-399. doi:10.1182/asheducation-2015.1.39211 11. Koralkova P, van Solinge WW, van Wijk R. Rare hereditary red blood cell enzymopathies associated with hemolytic anemia- pathophysiology, clinical aspects, and laboratory diagnosis. Int J Lab Hematol. 2014;36(3):388-397. doi:10.1111/ijlh.12223 | A hematopathologist who is an expert in these disorders evaluates the case and an interpretive report is issued. | 2 to 10 days |  | Not Applicable | 83020-26 | Hemolytic Anemia Interpretation | 59466-3 | 608441 | Reviewed By | 18771-6
HAEV0 | Hemolytic Anemia Summary Interpretation | Incorporating and summarizing subsequent results into an overall evaluation if 1 or more molecular tests are reflexed on HAEV1 / Hemolytic Anemia Evaluation, Blood. | Only orderable as a reflex. For more information see HAEV1 / Hemolytic Anemia Evaluation, Blood. Medical Interpretation | Yes | Hemolytic Anemia Summary Interp | This test is an additional consultative interpretation that summarizes all testing as well as any pertinent clinical information, and will be provided after all tests are completed to incorporate subsequent results into an overall evaluation if 1 or more of the following molecular tests are reflexed on the HAEV1 / Hemolytic Anemia Evaluation, Blood: |  |  | The evaluation of patients with hemolytic anemia can be very complex and involves incorporation of not only testing, but integration of clinical and peripheral blood findings. Nonimmune hemolytic anemia can be due to many causes, including abnormalities in the hemoglobin molecule, red blood cell (RBC) membrane/cytoskeleton, or RBC enzyme cascade. If the evaluation of nonimmune hemolytic anemia utilizes the reflex molecular tests, a summary interpretation will be added to summarize the genetic, protein, peripheral blood, and clinical findings (if provided) will be added. This is beneficial to the ordering provider. | Only orderable as a reflex. For more information see HAEV1 / Hemolytic Anemia Evaluation, Blood. An interpretation report will be provided. | An interpretive report will be provided that summarizes all testing as well as any pertinent clinical information. | No significant cautionary statements | 1. Steiner LA, Gallagher PG. Erythrocyte disorders in the perinatal period. Semin Perinatol. 2007;31(4):254-261 2. Beutler E. Glucose-6-phosphate dehydrogenase deficiency and other enzyme abnormalities. In: Beutler E, Lichtman MA, Collar BS, Kipps TJ, eds. Hematology. 5th ed. McGraw-Hill Book Company; 1995:564-581 3. Hoyer JD, Hoffman DR. The thalassemia and hemoglobinopathy syndromes. In: McClatchey KD, ed. Clinical Laboratory Medicine. 2nd ed. Lippincott, Williams and Wilkin; 2002:866-895 4. King MJ, Garcon L, Hoyer JD, et al. International Council for Standardization in Haematology: ICSH guidelines for the laboratory diagnosis of nonimmune hereditary red cell membrane disorders. Int J Lab Hematol. 2015;37(3):304-325 5. Lux SE. Anatomy of the red cell membrane skeleton: unanswered questions. Blood. 2016;127(2):187-199 doi:10.1182/blood-2014-12-512772 6. Gallagher PG. Abnormalities of the erythrocyte membrane. Pediatr Clin North Am. 2013;60(6):1349-1362 7. Bianchi P, Fermo E, Vercellati C, et al. Diagnostic power of laboratory tests for hereditary spherocytosis: a comparison study in 150 patients grouped according to molecular and clinical characteristics. Haematologica. 2012;97(4):516-523 8. Glader B. Hereditary hemolytic anemias due to red blood cell enzyme disorders. In: Greer JP, Arber DA, Glader B, et al, eds. Wintrobe's Clinical Hematology. 13th ed. Wolters Kluwer/Lippincott, Williams and Wilkins; 2014:728 9.Kipp BR, Roellinger SE, Lundquist PA, Highsmith WE, Dawson DB. Development and clinical implementation of a combination deletion PCR and multiplex ligation-dependent probe amplification assay for detecting deletions involving the human alpha-globin gene cluster. J Mol Diagn. 2011;13(5):549-557 doi: 10.1016/j.jmoldx.2011.04.001 10.Harteveld CL, Higgs DR. Alpha-thalassemia. Orphanet J Rare Dis. 2010;5:13 11. Thein SL. The molecular basis of beta-thalassemia. Cold Spring Harb Persepct Med. 2013;1;3(5):a011700 12. Hein MS, Oliveira JL, Swanson KC, et al. Large deletions involving the beta globin gene complex: genotype-phenotype correlation of 119 cases. Blood. 2015;126:3374 13. Gallagher PG. Diagnosis and management of rare congenital nonimmune hemolytic disease. Hematology Am Soc Hematol Educ Program. 2015;2015:392-399 14.Koralkova P, van Solinge WW, van Wijk R. Rare hereditary red blood cell enzymopathies associated with hemolytic anemia - pathophysiology, clinical aspects, and laboratory diagnosis. Int J Lab Hematol. 2014;36(3):388-397 | A hematopathologist evaluates all of the testing performed and a summary interpretive report is added. | 3 to 25 days |  | Not Applicable |  | Hemolytic Anemia Summary Interp | In Process | 608115 | Reviewed By | 18771-6
F8INP | Hemophilia A F8 Gene, Intron 1 and 22 Inversion Mutation Analysis, Prenatal | Prenatal testing for hemophilia A when a variant has not been identified in the family | Polymerase Chain Reaction (PCR) or Inverse Shifting-Polymerase Chain Reaction (IS-PCR) | Yes | HA F8 Int 1/22 Inversion, AF or CVS | If amniotic fluid is received, amniotic fluid culture for genetic testing will be added at an additional charge. | Results will be reported and telephoned or faxed if requested. Submit only 1 of the following specimens: Specimen Type:Amniotic fluid Container/Tube:Amniotic fluid container Specimen Volume:5-10 mL Collection Instructions: 1. Optimal timing for specimen collection is during 14 to 18 weeks of gestation, but specimens collected at other weeks of gestation are also accepted. 2. Discard the first 2 mL of amniotic fluid. If the culture will be performed in conjunction with chromosome analysis and alpha-fetoprotein, a total of approximately 25 mL to 30 mL will be needed for the combined studies. Specimen Stability Information:Ambient (preferred) <24 hours/Refrigerated Additional Information: 1. Place the tubes in a Styrofoam container. 2. Fill remaining space with packing material. 3. Unavoidably, about 1% to 2% of mailed-in specimens are not viable. 4. Bloody specimens are undesirable. 5. If the specimen does not grow in culture, you will be notified within 7 days of receipt. 6. A separate culture charge will be assessed under CULAF / Culture for Genetic Testing, Amniotic Fluid. 7. All prenatal specimens must be accompanied by a maternal blood specimen;order MATCC / Maternal Cell Contamination, Molecular Analysis, Varies on the maternal specimen. Specimen Type:Chorionic villi Supplies:CVS Media (RPMI) and Small Dish (T095) Container/Tube:15-mL tube containing 15 mL of transport media Specimen Volume:20-30 mg Collection Instructions: 1. Collect specimen by the transabdominal or transcervical method. 2. Transfer the chorionic villi specimen to a Petri dish containing transport medium. 3. Using a stereomicroscope and sterile forceps, assess the quality and quantity of the villi and remove any blood clots and maternal decidua. Specimen Stability Information:Refrigerated (preferred) <24 hours/Ambient Additional Information: 1. A separate culture charge will be assessed under CULFB / Fibroblast Culture for Biochemical or Molecular Testing. An additional 3 to 4 weeks is required to culture fibroblasts before genetic testing can occur. 2. All prenatal specimens must be accompanied by a maternal blood specimen;order MATCC / Maternal Cell Contamination, Molecular Analysis, Varies on the maternal specimen. Specimen Type:Confluent cultured cells Container/Tube:T-25 flask Specimen Volume:2 Flasks approximately 90% confluent Collection Instructions:Submit confluent cultured cells from another laboratory Specimen Stability Information:Ambient (preferred) <24 hours/Refrigerated Additional Information:All prenatal specimens must be accompanied by a maternal blood specimen;order MATCC / Maternal Cell Contamination, Molecular Analysis, Varies on the maternal specimen. | Amniotic fluid: See Specimen Required Chorionic villi: 5 mg | Hemophilia A (HA) is due to a deficiency of clotting factor VIII (FVIII). HA is an X-linked recessive bleeding disorder that affects approximately 1 in 5000 male individuals. Male patients are typically affected with bleeding symptoms, whereas female carriers generally do not have bleeding symptoms but are at risk of having affected sons. Rarely, approximately 10% of female carriers have FVIII activity levels below 35% and are at risk for bleeding. Bleeding, the most common clinical symptom in individuals with HA, correlates with FVIII activity levels. FVIII activity levels of below 1% are associated with severe disease, 1% to 5% activity with moderate disease, and 5% to 40% with mild disease. In male patients with severe deficiency, spontaneous bleeding may occur. In individuals with mild HA, bleeding may occur only after surgery or trauma. FVIII is encoded by the factor VIII (F8) gene. Approximately 98% of patients with a diagnosis of HA are found to have a variant inF8(ie, intron 1 and 22 inversions, point mutations, insertions, and deletions). The intron 1 and 22 inversion variants account for approximately 50% of variants associated with severe HA. These inversions are typically not identified in patients with mild or moderate HA. It is recommended that theF8variant be confirmed in the affected male patient or obligate female carrier prior to testing at-risk individuals. Affected male patients are identified by FVIII activity (F8A / Coagulation Factor VIII Activity Assay, Plasma) and clinical evaluation, while obligate female carriers are identified by family history assessment. If the intron inversion assays do not detect an inversion in these individuals, additional analysis (ie,F8sequencing) may be able to identify the familial variant. Of note, not all women with an affected son are germline carriers of aF8variant, asde novovariants inF8do occur. Approximately 20% of mothers of isolated cases do not have an identifiable germlineF8variant. Importantly, there is a small risk for recurrence even when the familialF8variant is not identified in the mother of the affected patient due to the possibility of germline mosaicism. | An interpretive report will be provided. | The interpretive report will include assay information, background information, and conclusions based on the test results. | Obtaining a medical genetics or hematology (coagulation) consultation prior to ordering is advisable. Molecular genetic or hemophilia center consultation is available for all possible hemophilia A cases and is particularly indicated in complex cases or in situations in which the diagnosis is atypical or uncertain. This assay detects onlyF8intron 1 and 22 inversion variants. Thus, a negative result does not exclude the presence of other variants inF8. The intron 1 and 22 inversion variants targeted by this assay are found in approximately 50% of individuals with severe hemophilia A; the assay may be uninformative for a number of families. Test results should be interpreted in the context of clinical findings, family history, and other laboratory data. Errors in the interpretation of results may occur if the information provided is inaccurate or incomplete. | 1. Antonarakis SE, Rossiter JP, Young M, et al: Factor VIII gene inversions in severe hemophilia A: results of an international consortium study. Blood. 1995 Sep 15;86(6):2206-2212 2. Rossiter JP, Young M, Kimberland ML, et al: Factor VIII gene inversions causing severe hemophilia A originate almost exclusively in male germ cells. Hum Mol Genet. 1994 Jul;3(7):1035-1039 3. Castaldo G, D'Argenio V, Nardiello P, et al: Haemophilia A: molecular insights. Clin Chem Lab Med. 2007;45(4):450-461 4. Oldenburg J, Rost S, El-Maarri O, et al: De novo factor VIII gene intron 22 inversion in a female carrier presents as a somatic mosaicism. Blood. 2000 Oct 15;96(8):2905-2906 5. Johnsen JM, Fletcher SN, Huston H, et al: Novel approach to genetic analysis and results in 3000 hemophilia patients enrolled in the My Life, Our Future initiative. Blood Adv. 2017 May 18;1(13):824-834 doi:10.1182/bloodadvances.2016002923 6. Pruthi RK: Hemophilia: a practical approach to genetic testing. Mayo Clin Proc. 2005 Nov;80(11):1485-1499 | Genomic DNA from whole blood or cord blood is digested with restriction enzyme, ligated with T4 DNA ligase, and amplified by polymerase chain reaction (PCR) with primers specific for theF8intron 22 inversion variants.(Rosetti LC, Radic CP, Larripa IB, De Brasi CD: Developing a new generation of tests for genotyping hemophilia-causative rearrangements involving int22h and int1h hotspots in the factor VIII gene. J Thromb Haemost. 2008 May;6(5):830-836) Genomic DNA from whole blood or cord blood is amplified by PCR with primers specific for theF8intron 1 inversion mutation.(Bagnall RD, Waseem N, Green PM, Giannelli F: Recurrent inversion breaking intron 1 of the factor VIII gene is a frequent cause of severe hemophilia A. Blood. 2002 Jan 1;99[1]:168-174) | 28 to 35 days | Extracted DNA: Indefinitely, from New York State: 90 days | This test was developed and its performance characteristics determined by Mayo Clinic in a manner consistent with CLIA requirements. It has not been cleared or approved by the US Food and Drug Administration. | 81403 | HA F8 Int 1/22 Inversion, AF or CVS | 82343-5 | 35164 | HA F8 Intron 1/22 Reviewed By | 18771-6
F8INV | Hemophilia A F8 Gene, Intron 1 and 22 Inversion Mutation Analysis, Whole Blood | First-tier molecular testing for male patients affected with severe hemophilia A when a variant has not been identified in the family Determining hemophilia A carrier status for at-risk female patients, ie, individuals with a family history of severe hemophilia A | Polymerase Chain Reaction (PCR) or Inverse Shifting-Polymerase Chain Reaction (IS-PCR) | Yes | HA F8 Intron 1/22 Inversion, B | Maternal cell contamination testing will be performed for all cord blood specimens. A maternal whole blood sample with an order for MATCC / Maternal Cell Contamination, Molecular Analysis, Varies is also required to perform this test. See Additional Testing Requirements. | Patient Preparation:A previous bone marrow transplant from an allogenic donor will interfere with testing. Call 800-533-1710 for instructions for testing patients who have received a bone marrow transplant. Container/Tube: Preferred:Lavender top (EDTA) Acceptable:Yellow top (ACD) or blue top (3.2% sodium citrate) Specimen Volume:4 mL Collection Instructions: 1. Invert several times to mix blood. 2. Send whole blood specimen in original tube.Do not aliquot. | 1 mL | Hemophilia A (HA) is caused by a deficiency of clotting factor VIII (FVIII). HA is an X-linked recessive bleeding disorder that affects approximately 1 in 5000 male individuals. Male patients are typically affected with bleeding symptoms, whereas female carriers generally do not have bleeding symptoms but are at risk of having affected sons. Rarely, approximately 10% of female carriers have FVIII activity levels below 35% and are at risk for bleeding. Bleeding, the most common clinical symptom in individuals with HA, correlates with FVIII activity levels. FVIII activity levels below 1% are associated with severe disease, 1% to 5% activity with moderate disease, and 5% to 40% with mild disease. In male patients with severe deficiency, spontaneous bleeding may occur. In individuals with mild HA, bleeding may occur only after surgery or trauma. FVIII is encoded by the factor VIII (F8) gene. Approximately 98% of patients with a diagnosis of HA are found to have a variant inF8(ie, intron 1 and 22 inversions, point mutations, insertions, and deletions). The intron 1 and 22 inversion variants account for approximately 50% of variants associated with severe HA. These inversions are typically not identified in patients with mild or moderate HA. It is recommended that theF8variant be confirmed in the affected male patient or obligate female carrier prior to testing at-risk individuals. Affected male patients are identified by FVIII activity (F8A / Coagulation Factor VIII Activity Assay, Plasma) and clinical evaluation, while obligate female carriers are identified by family history assessment. If the intron inversion assays do not detect an inversion in these individuals, additional analysis (ie,F8sequencing) may be able to identify the familial variant. Of note, not all women with an affected son are germline carriers of aF8variant, asde novovariants inF8do occur. Approximately 20% of mothers of isolated cases do not have an identifiable germlineF8variant. Importantly, there is a small risk for recurrence even when the familialF8variant is not identified in the mother of the affected patient due to the possibility of germline mosaicism. | An interpretive report will be provided. | The interpretive report will include assay information, background information, and conclusions based on the test results. | Obtaining a medical genetics or hematology (coagulation) consultation prior to ordering is advisable.Consultations with the Mayo Clinic Special Coagulation Clinic, Molecular Hematopathology Laboratory, or Thrombophilia Center are available for DNA diagnosis cases. This may be especially helpful in complex cases or in situations where the diagnosis is atypical or uncertain. This assay detects onlyF8intron 1 and 22 inversion variants. Thus, a negative result does not exclude the presence of other variants inF8. The intron 1 and 22 inversion variants targeted by this assay are found in approximately 50% of individuals with severe hemophilia A; the assay may be uninformative for a number of families. Test results should be interpreted in the context of clinical findings, family history, and other laboratory data. Errors in the interpretation of results may occur if the information provided is inaccurate or incomplete. | 1. Antonarakis SE, Rossiter JP, Young M, et al: Factor VIII gene inversions in severe hemophilia A: results of an international consortium study. Blood 1995 Sep;86(6):2206-2212 2. Rossiter JP, Young M, Kimberland ML, et al: Factor VIII gene inversions causing severe hemophilia A originate almost exclusively in male germ cells. Hum Mol Genet 1994 Jul;3(7):1035-1039 3. Castaldo G, D'Argenio V, Nardiello P, et al: Haemophilia A: molecular insights. Clin Chem Lab Med 2007;45(4):450-461 4. Johnsen JM, Fletcher SN, Huston H, et al: Novel approach to genetic analysis and results in 3000 hemophilia patients enrolled in the My Life, Our Future initiative. Blood Adv 2017 May;1(13):824-834. doi: 10.1182/bloodadvances.2016002923 5. Pruthi RK: Hemophilia: A practical approach to genetic testing. Mayo Clin Proc 2005 Nov;80(11):1485-1499 | Genomic DNA from whole blood or cord blood is digested with restriction enzyme, ligated with T4 DNA ligase, and amplified by polymerase chain reaction (PCR) with primers specific for theF8intron 22 inversion variants.(Rosetti LC, Radic CP, Larripa IB, De Brasi CD: Developing a new generation of tests for genotyping hemophilia-causative rearrangements involving int22h and int1h hotspots in the factor VIII gene. J Thromb Haemost. 2008 May;6(5):830-836) Genomic DNA from whole blood or cord blood is amplified by PCR with primers specific for theF8intron 1 inversion mutation.(Bagnall RD, Waseem N, Green PM, Giannelli F: Recurrent inversion breaking intron 1 of the factor VIII gene is a frequent cause of severe hemophilia A. Blood 2002;99(1):168-174;Meijer P, Verbruggen, Spannagi M: Clotting factors and inhibitors: Assays and Interpretation. In: Kottke-Marchant K, ed. Laboratory Hematology Practice. Wiley Blackwell Publishing. 2012:435-446) | 14 to 21 days | Whole blood: 2 weeks; DNA: Indefinitely; from New York State: 90 days | This test was developed and its performance characteristics determined by Mayo Clinic in a manner consistent with CLIA requirements. It has not been cleared or approved by the US Food and Drug Administration. | 81403 | HA F8 Intron 1/22 Inversion, B | 81761-9 | 35763 | HA F8 Intron 1/22 Reviewed By | 18771-6
F81P | Hemophilia A F8 Gene, Intron 1 Inversion Known Mutation Analysis, Prenatal | Prenatal testing for hemophilia A when aF8intron 1 inversion has been identified in a family member | Polymerase Chain Reaction (PCR) | Yes | HA F8 Intron 1 Inversion, AF or CVS | If amniotic fluid is received, amniotic fluid culture/genetic test will be added at an additional charge. | Results will be reported and telephoned or faxed, if requested. Submit only 1 of the following specimens: Specimen Type:Amniotic fluid Container/Tube:Amniotic fluid container Specimen Volume:5-10 mL Collection Instructions: 1. Optimal timing for specimen collection is during 14 to 18 weeks of gestation, but specimens collected at other weeks of gestation are also accepted. 2. Discard the first 2 mL of amniotic fluid. If the culture will be performed in conjunction with chromosome analysis and alpha-fetoprotein, a total of approximately 25 to 30 mL will be needed for the combined studies. Specimen Stability Information:Ambient (preferred) <24 hours/Refrigerated Additional Information: 1. Place the tubes in a Styrofoam container. 2. Fill remaining space with packing material. 3. Unavoidably, about 1% to 2% of mailed-in specimens are not viable. 4. Bloody specimens are undesirable. 5. If the specimen does not grow in culture, you will be notified within 7 days of receipt. 6. A separate culture charge will be assessed under CULAF / Culture for Genetic Testing, Amniotic Fluid. 7. All prenatal specimens must be accompanied by a maternal blood specimen;order MATCC / Maternal Cell Contamination, Molecular Analysis, Varies on the maternal specimen. Specimen Type:Chorionic villi Supplies:CVS Media (RPMI) and Small Dish (T095) Container/Tube:15-mL tube containing 15 mL of transport media Specimen Volume:20-30 mg Collection Instructions: 1. Collect specimen by the transabdominal or transcervical method. 2. Transfer the chorionic villi specimen to a Petri dish containing transport medium. 3. Using a stereomicroscope and sterile forceps, assess the quality and quantity of the villi and remove any blood clots and maternal decidua. Specimen Stability Information:Refrigerated (preferred) <24 hours/Ambient Additional Information: 1. A separate culture charge will be assessed under CULFB / Fibroblast Culture for Biochemical or Molecular Testing. An additional 3 to 4 weeks is required to culture fibroblasts before genetic testing can occur. 2. All prenatal specimens must be accompanied by a maternal blood specimen;order MATCC / Maternal Cell Contamination, Molecular Analysis, Varies on the maternal specimen. Specimen Type:Confluent cultured cells Container/Tube:T-25 flask Specimen Volume:2 Flasks approximately 90% confluent Collection Instructions:Submit confluent cultured cells from another laboratory. Specimen Stability Information:Ambient (preferred) <24 hours/Refrigerated Additional Information:All prenatal specimens must be accompanied by a maternal blood specimen;order MATCC / Maternal Cell Contamination, Molecular Analysis, Varies on the maternal specimen. | Amniotic fluid: See Specimen Required Chorionic villi: 5 mg | Hemophilia A (HA) is caused by a deficiency of clotting factor VIII (FVIII). HA is an X-linked recessive bleeding disorder that affects approximately 1 in 5000 male individuals. Male patients are typically affected with bleeding symptoms, whereas female carriers generally do not have bleeding symptoms but are at risk of having affected sons. Rarely, approximately 10% of female carriers have FVIII activity levels below 35% and are at risk for bleeding. Bleeding, the most common clinical symptom in individuals with HA, correlates with FVIII activity levels. FVIII activity levels below 1% are associated with severe disease, 1% to 5% activity with moderate disease, and 5% to 40% with mild disease. In male patients with severe deficiency, spontaneous bleeding may occur. In individuals with mild HA, bleeding may occur only after surgery or trauma. FVIII is encoded by the factor VIII (F8) gene. Approximately 98% of patients with a diagnosis of HA are found to have a variant inF8(ie, intron 1 and 22 inversions, point mutations, insertions, and deletions). The intron 1 inversion variant accounts for approximately 5% of variants associated with severe HA. These inversions are typically not identified in patients with mild or moderate HA. Intron 1 inversion known variant analysis on a prenatal specimen can only be performed when there is a known intron 1 inversion in the family. It is recommended that theF8variant be confirmed in the affected male patient or obligate female carrier prior to testing at-risk individuals. Affected male patients are identified by FVIII activity (F8A / Coagulation Factor VIII Activity Assay, Plasma) and clinical evaluation, while obligate female carriers are identified by family history assessment. If the intron inversion assays do not detect an inversion in these individuals, additional analysis (ie,F8sequencing) may be able to identify the familial variant. Of note, not all women with an affected son are germline carriers of aF8variant, asde novovariants inF8do occur. Approximately 20% of mothers of isolated cases do not have an identifiable germlineF8variant. Importantly, there is a small risk for recurrence even when the familialF8variant is not identified in the mother of the affected patient due to the possibility of germline mosaicism. | An interpretive report will be provided. | The interpretive report will include assay information, background information, and conclusions based on the test results. | Obtaining a medical genetics or hematology (coagulation) consultation prior to ordering is advisable. Molecular genetic or hemophilia center consultation is available for all possible hemophilia A cases and is particularly indicated in complex cases or in situations in which the diagnosis is atypical or uncertain. This assay detects only theF8intron 1 inversion variant. Thus, a negative result does not exclude the presence of other variants inF8. The intron 1 inversion variant targeted by this assay is found in approximately 5% of individuals with severe hemophilia A; if an intron 1 inversion has not been already identified in the family, the assay may be uninformative. Test results should be interpreted in the context of clinical findings, family history, and other laboratory data. Errors in the interpretation of results may occur if the information provided is inaccurate or incomplete. | 1. Antonarakis SE, Rossiter JP, Young M, et al: Factor VIII gene inversions in severe hemophilia A: results of an international consortium study. Blood. 1995 Sep;86(6):2206-2212 2. Rossiter JP, Young M, Kimberland ML, et al: Factor VIII gene inversions causing severe hemophilia A originate almost exclusively in male germ cells. Hum Mol Genet. 1994 Jul;3(7):1035-1039 3. Castaldo G, D'Argenio V, Nardiello P, et al: Haemophilia A: molecular insights. Clin Chem Lab Med 2007;45(4):450-461 4. Johnsen JM, Fletcher SN, Huston H, et al: Novel approach to genetic analysis and results in 3000 hemophilia patients enrolled in the My Life, Our Future initiative. Blood Adv. 2017 May;1(13):824-834. doi: 10.1182/bloodadvances.2016002923 5. Pruthi RK: Hemophilia: a practical approach to genetic testing. Mayo Clin Proc. 2005 Nov;80(11):1485-1499 | Genomic DNA from amniotic fluid or chorionic villi is amplified by polymerase chain reaction with primers specific for theF8intron 1 inversion variant.(Bagnall RD, Waseem N, Green PM, Giannelli F: Recurrent inversion breaking intron 1 of the factor VIII gene is a frequent cause of severe hemophilia A. Blood. 2002 Jan;99[1]:168-174) | 28 to 35 days | Extracted DNA: Indefinitely, from New York State: 90 days | This test was developed and its performance characteristics determined by Mayo Clinic in a manner consistent with CLIA requirements. It has not been cleared or approved by the US Food and Drug Administration. | 81403 | HA F8 Intron 1 Inversion, AF or CVS | 82342-7 | 35006 | HA F8 Int1 KM Reviewed By | 18771-6
F81B | Hemophilia A F8 Gene, Intron 1 Inversion Known Mutation, Whole Blood | First-tier molecular testing for male patients affected with severe hemophilia A, when a familial intron 1 inversion has been previously identified Determining hemophilia A carrier status for at-risk female patients, ie, individuals with a family history of severe hemophilia A due toF8intron 1 inversion | Polymerase Chain Reaction (PCR) | Yes | HA F8 Intron 1 Inversion KM, B | Maternal cell contamination testing will be performed for all cord blood specimens. A maternal whole blood sample with an order for MATCC / Maternal Cell Contamination, Molecular Analysis, Bloodis requiredto perform this test. See Additional Testing Requirements. | Patient Preparation:A previous bone marrow transplant from an allogenic donor will interfere with testing. Call 800-533-1710 for instructions for testing patients who have received a bone marrow transplant. Container/Tube: Preferred:Lavender top (EDTA) Acceptable:Yellow top (ACD) or blue top (3.2% sodium citrate) Specimen Volume:4 mL Collection Instructions: 1. Invert several times to mix blood. 2. Send whole blood specimen in original tube.Do not aliquot. | 1 mL | Hemophilia A (HA) is caused by a deficiency of clotting factor VIII (FVIII). HA is an X-linked recessive bleeding disorder that affects approximately 1 in 5000 male individuals. Male patients are typically affected with bleeding symptoms, whereas female carriers generally do not have bleeding symptoms but are at risk of having affected sons. Rarely, approximately 10% of female carriers have FVIII activity levels below 35% and are at risk for bleeding. Bleeding, the most common clinical symptom in individuals with HA, correlates with FVIII activity levels. FVIII activity levels below 1% are associated with severe disease, 1% to 5% activity with moderate disease, and 5% to 40% with mild disease. In male patients with severe deficiency, spontaneous bleeding may occur. In individuals with mild HA, bleeding may occur only after surgery or trauma. FVIII is encoded by the factor VIII (F8) gene. Approximately 98% of patients with a diagnosis of HA are found to have a variant inF8(ie, intron 1 and 22 inversions, point mutations, insertions, and deletions). The intron 1 inversion variant accounts for approximately 5% of variants associated with severe HA. These inversions are typically not identified in patients with mild or moderate HA. Intron 1 inversion known variant analysis is only recommended for individuals when an intron 1 inversion has already been identified in the family. If a familial mutation has not been identified in a severely affected HA patient, theF8gene intron 1 and 22 inversion analysis (F8INV / Hemophilia AF8Gene, Intron 1 and 22 Inversion Mutation Analysis, Whole Blood) should be ordered. If the intron 1 inversion analysis is negative, the tested individual has not inherited the familial variant. It is recommended that theF8variant be confirmed in the affected male patient or obligate female carrier prior to testing at-risk individuals. Affected male patients are identified by FVIII activity (F8A / Coagulation Factor VIII Activity Assay, Plasma) and clinical evaluation, while obligate female carriers are identified by family history assessment. If the intron inversion assays do not detect an inversion in these individuals, additional analysis (ie,F8sequencing) may be able to identify the familial variant. Of note, not all women with an affected son are germline carriers of aF8variant, asde novovariants inF8do occur. Approximately 20% of mothers of isolated cases do not have an identifiable germlineF8variant. Importantly, there is a small risk for recurrence even when the familialF8variant is not identified in the mother of the affected patient due to the possibility of germline mosaicism. | An interpretive report will be provided. | The interpretive report will include assay information, background information, and conclusions based on the test results. | Obtaining a medical genetics or hematology (coagulation) consultation prior to ordering is advisable.Consultations with the Mayo Clinic Special Coagulation Clinic, Molecular Hematopathology Laboratory, or Thrombophilia Center are available for DNA diagnosis cases. This may be especially helpful in complex cases or in situations where the diagnosis is atypical or uncertain. Intron 1 inversion known variant analysis is only recommended for individuals when an intron 1 inversion has already been identified in the family. This assay detects only theF8intron 1 inversion variant. Thus, a negative result does not exclude the presence of other variants inF8. The intron 1 inversion variant targeted by this assay is found in approximately 5% of individuals with severe hemophilia A; if an intron 1 inversion has not been already identified in the family, the assay may be uninformative. Test results should be interpreted in the context of clinical findings, family history, and other laboratory data. Errors in the interpretation of results may occur if the information provided is inaccurate or incomplete. | 1. Antonarakis SE, Rossiter JP, Young M, et al: Factor VIII gene inversions in severe hemophilia A: results of an international consortium study. Blood. 1995 Sep;86(6):2206-2212 2. Rossiter JP, Young M, Kimberland ML, et al: Factor VIII gene inversions causing severe hemophilia A originate almost exclusively in male germ cells. Hum Mol Genet. 1994 Jul;3(7):1035-1039 3. Castaldo G, D'Argenio V, Nardiello P, et al: Haemophilia A: molecular insights. Clin Chem Lab Med. 2007;45(4):450-461 4. Johnsen JM, Fletcher SN, Huston H, et al: Novel approach to genetic analysis and results in 3000 hemophilia patients enrolled in the My Life, Our Future initiative. Blood Adv. 2017 May;1(13):824-834. doi: 10.1182/bloodadvances.2016002923 5. Pruthi RK: Hemophilia: a practical approach to genetic testing. Mayo Clin Proc. 2005 Nov;80(11):1485-1499 | Genomic DNA from whole blood or cord blood is amplified by polymerase chain reaction with primers specific for theF8intron 1 inversion variant.(Bagnall RD, Waseem N, Green PM, Giannelli F: Recurrent inversion breaking intron 1 of the factor VIII gene is a frequent cause of severe hemophilia A. Blood. 2002 Jan;99(1):168-174; Meijer P, Verbruggen, Spannagi M: Clotting factors and inhibitors: Assays and interpretation. In Kottke-Marchant K, ed. Laboratory Hematology Practice. Wiley Blackwell Publishing; 2012:435-446) | 14 to 21 days | Whole blood: 2 weeks; DNA: Indefinitely, from New York State: 90 days | This test was developed and its performance characteristics determined by Mayo Clinic in a manner consistent with CLIA requirements. It has not been cleared or approved by the US Food and Drug Administration. | 81403 | HA F8 Intron 1 Inversion KM, B | 81762-7 | 35003 | HA F8 Int1 KM Reviewed By | 18771-6
F822B | Hemophilia A F8 Gene, Intron 22 Inversion Known Mutation, Whole Blood | First-tier molecular testing for male patients affected with severe hemophilia A, when a familial intron 22 inversion has been previously identified Determining hemophilia A carrier status for at-risk female patients, ie, individuals with a family history of severe hemophilia A due toF8intron 22 inversion | Inverse Shifting-Polymerase Chain Reaction (IS-PCR) | Yes | HA F8 Intron 22 Inversion KM, B | Maternal cell contamination testing will be performed for all cord blood specimens. A maternal whole blood sample with an order for MATCC / Maternal Cell Contamination, Molecular Analysis, Bloodis requiredto perform this test. See Additional Testing Requirements. | Patient Preparation:A previous bone marrow transplant from an allogenic donor will interfere with testing. Call 800-533-1710 for instructions for testing patients who have received a bone marrow transplant. Container/Tube: Preferred:Lavender top (EDTA) Acceptable:Yellow top (ACD) or blue top (3.2% sodium citrate) Specimen Volume:4 mL Collection Instructions: 1. Invert several times to mix blood. 2. Send whole blood specimen in original tube.Do not aliquot. | 1 mL | Hemophilia A (HA) is caused by a deficiency of clotting factor VIII (FVIII). HA is an X-linked recessive bleeding disorder that affects approximately 1 in 5000 male individuals. Male patients are typically affected with bleeding symptoms, whereas female carriers generally do not have bleeding symptoms but are at risk of having affected sons. Rarely, approximately 10% of female carriers have FVIII activity levels below 35% and are at risk for bleeding. Bleeding, the most common clinical symptom in individuals with HA, correlates with FVIII activity levels. FVIII activity levels below 1% are associated with severe disease, 1% to 5% activity with moderate disease, and 5% to 40% with mild disease. In male patients with severe deficiency, spontaneous bleeding may occur. In individuals with mild HA, bleeding may occur only after surgery or trauma. FVIII is encoded by the factor VIII (F8) gene. Approximately 98% of patients with a diagnosis of HA are found to have a variant inF8(ie, intron 1 and 22 inversions, point mutations, insertions, and deletions). The intron 22 inversion variants account for approximately 45% of variants associated with severe HA. These inversions are typically not identified in patients with mild or moderate HA. Intron 22 inversion known variant analysis is only recommended for individuals when an intron 22 inversion has already been identified in the family. If a familial mutation has not been identified in a severely affected HA patient, theF8gene intron 1 and 22 inversion analysis (F8INV / Hemophilia AF8Gene, Intron 1 and 22 Inversion Mutation Analysis, Whole Blood) should be ordered. If the intron 22 inversion analysis is negative, the tested individual has not inherited the familial mutation. It is recommended that theF8variant be confirmed in the affected male patient or obligate female carrier prior to testing at-risk individuals. Affected male patients are identified by FVIII activity (F8A / Coagulation Factor VIII Activity Assay, Plasma) and clinical evaluation, while obligate female carriers are identified by family history assessment. If the intron inversion assays do not detect an inversion in these individuals, additional analysis (ie,F8sequencing) may be able to identify the familial variant. Of note, not all women with an affected son are germline carriers of aF8variant, asde novovariants inF8do occur. Approximately 20% of mothers of isolated cases do not have an identifiable germlineF8variant. Importantly, there is a small risk for recurrence even when the familialF8variant is not identified in the mother of the affected patient due to the possibility of germline mosaicism. | An interpretive report will be provided. | The interpretive report will include assay information, background information, and conclusions based on the test results. | Obtaining a medical genetics or hematology (coagulation) consultation prior to ordering is advisable.Consultations with the Mayo Clinic Special Coagulation Clinic, Molecular Hematopathology Laboratory, or Thrombophilia Center are available for DNA diagnosis cases. This may be especially helpful in complex cases or in situations where the diagnosis is atypical or uncertain. Intron 22 inversion known variant analysis is only recommended for individuals when an intron 22 inversion has already been identified in the family. This assay detects onlyF8intron 22 inversion variants. Thus, a negative result does not exclude the presence of other variants inF8. The intron 22 inversion variant targeted by this assay is found in approximately 45% of individuals with severe hemophilia A; if an intron 22 inversion has not been already identified in the family, the assay may be uninformative. Test results should be interpreted in the context of clinical findings, family history, and other laboratory data. Errors in the interpretation of results may occur if the information provided is inaccurate or incomplete. | 1. Antonarakis SE, Rossiter JP, Young M, et al: Factor VIII gene inversions in severe hemophilia A: results of an international consortium study. Blood. 1995 Sep;86(6):2206-2212 2. Rossiter JP, Young M, Kimberland ML, et al: Factor VIII gene inversions causing severe hemophilia A originate almost exclusively in male germ cells. Hum Mol Genet. 1994 Jul;3(7):1035-1039 3. Castaldo G, D'Argenio V, Nardiello P, et al: Haemophilia A: molecular insights. Clin Chem Lab Med. 2007;45(4):450-461 4. Johnsen JM, Fletcher SN, Huston H, et al: Novel approach to genetic analysis and results in 3000 hemophilia patients enrolled in the My Life, Our Future initiative. Blood Adv. 2017 May;1(13):824-834. doi:10.1182/bloodadvances.2016002923 5. Pruthi RK: Hemophilia: A practical approach to genetic testing. Mayo Clin Proc. 2005 Nov;80(11):1485-1499 | Genomic DNA from whole blood or cord blood is digested with restriction enzyme, ligated with T4 DNA ligase, and amplified by polymerase chain reaction with primers specific for the F8 intron 22 inversion mutations.(Rosetti LC, Radic CP, Larripa IB, De Brasi CD: Developing a new generation of tests for genotyping hemophilia-causative rearrangements involving int22h and int1h hotspots in the factor VIII gene. J Thromb Haemost 2008;6:830-836; Meijer P, Verbruggen, Spannagi M: Clotting factors and inhibitors: Assays and interpretation. In: Kottke-Marchant K, ed. Laboratory Hematology Practice. Wiley Blackwell Publishing; 2012: 435-446) | 14 to 21 days | Whole blood: 2 weeks; DNA: Indefinitely, from New York State: 90 days | This test was developed and its performance characteristics determined by Mayo Clinic in a manner consistent with CLIA requirements. It has not been cleared or approved by the US Food and Drug Administration. | 81403 | HA F8 Intron 22 Inversion KM, B | 91679-1 | 35009 | HA F8 Int22 KM Reviewed By | 18771-6
F822P | Hemophilia A F8 Gene, Intron 22 Inversion Mutation Analysis, Prenatal | Prenatal testing for hemophilia A when aF8intron 22 inversion has been identified in a family member | Inverse Shifting-Polymerase Chain Reaction (IS-PCR) | Yes | HA F8 Int22 Inversion KM, AF or CVS | If amniotic fluid is received, amniotic fluid culture/genetic test will be added at an additional charge. | Results will be reported and telephoned or faxed if requested. Submit only 1 of the following specimens: Specimen Type:Amniotic fluid Container/Tube:Amniotic fluid container Specimen Volume:5 to 10 mL Collection Instructions: 1. Optimal timing for specimen collection is during 14 to 18 weeks of gestation, but specimens collected at other weeks of gestation are also accepted. 2. Discard the first 2 mL of amniotic fluid. If the culture will be performed in conjunction with chromosome analysis and alpha-fetoprotein, a total of approximately 25 to 30 mL will be needed for the combined studies. Specimen Stability Information:Ambient (preferred) <24 hours/Refrigerated Additional Information: 1. Place the tubes in a Styrofoam container. 2. Fill remaining space with packing material. 3. Unavoidably, about 1% to 2% of mailed-in specimens are not viable. 4. Bloody specimens are undesirable. 5. If the specimen does not grow in culture, you will be notified within 7 days of receipt. 6. A separate culture charge will be assessed under CULAF / Culture for Genetic Testing, Amniotic Fluid. 7. All prenatal specimens must be accompanied by a maternal blood specimen;order MATCC / Maternal Cell Contamination, Molecular Analysis, Varies on the maternal specimen. Specimen Type:Chorionic villi Supplies:CVS Media (RPMI) and Small Dish (T095) Container/Tube:15-mL tube containing 15 mL of transport media Specimen Volume:20 to 30 mg Collection Instructions: 1. Collect specimen by the transabdominal or transcervical method. 2. Transfer the chorionic villi specimen to a Petri dish containing transport medium. 3. Using a stereomicroscope and sterile forceps, assess the quality and quantity of the villi and remove any blood clots and maternal decidua. Specimen Stability Information:Refrigerated (preferred) <24 hours/Ambient Additional Information: 1. A separate culture charge will be assessed under CULFB / Fibroblast Culture for Biochemical or Molecular Testing. An additional 3 to 4 weeks is required to culture fibroblasts before genetic testing can occur. 2. All prenatal specimens must be accompanied by a maternal blood specimen;order MATCC / Maternal Cell Contamination, Molecular Analysis, Varies on the maternal specimen. Specimen Type:Confluent cultured cells Container/Tube:T-25 flask Specimen Volume:2 flasks approximately 90% confluent Collection Instructions:Submit confluent cultured cells from another laboratory. Specimen Stability Information:Ambient (preferred) <24 hours/Refrigerated Additional Information:All prenatal specimens must be accompanied by a maternal blood specimen;order MATCC / Maternal Cell Contamination, Molecular Analysis, Varies on the maternal specimen. | Amniotic fluid: See Specimen Required Chorionic villi: 5 mg | Hemophilia A (HA) is caused by a deficiency of clotting factor VIII (FVIII). HA is an X-linked recessive bleeding disorder that affects approximately 1 in 5000 male individuals. Male patients are typically affected with bleeding symptoms, whereas female carriers generally do not have bleeding symptoms but are at risk of having affected sons. Rarely, approximately 10% of female carriers have FVIII activity levels below 35% and are at risk for bleeding. Bleeding, the most common clinical symptom in individuals with HA, correlates with FVIII activity levels. FVIII activity levels below 1% are associated with severe disease, 1% to 5% activity with moderate disease, and 5% to 40% with mild disease. In male patients with severe deficiency, spontaneous bleeding may occur. In individuals with mild HA, bleeding may occur only after surgery or trauma. FVIII is encoded by the factor VIII (F8) gene. Approximately 98% of patients with a diagnosis of HA are found to have a variant inF8(ie, intron 1 and 22 inversions, point mutations, insertions, and deletions). The intron 1 inversion variant accounts for approximately 5% of variants associated with severe HA. These inversions are typically not identified in patients with mild or moderate HA. Intron 22 inversion known variant analysis on a prenatal specimen can only be performed when there is a known intron 22 inversion in the family. It is recommended that theF8variant be confirmed in the affected male patient or obligate female carrier prior to testing at-risk individuals. Affected male patients are identified by FVIII activity (F8A / Coagulation Factor VIII Activity Assay, Plasma) and clinical evaluation, while obligate female carriers are identified by family history assessment. If the intron inversion assays do not detect an inversion in these individuals, additional analysis (ie,F8sequencing) may be able to identify the familial variant. Of note, not all women with an affected son are germline carriers of aF8variant, asde novovariants inF8do occur. Approximately 20% of mothers of isolated cases do not have an identifiable germlineF8variant. Importantly, there is a small risk for recurrence even when the familialF8variant is not identified in the mother of the affected patient due to the possibility of germline mosaicism. | An interpretive report will be provided. | The interpretive report will include assay information, background information, and conclusions based on the test results. | Obtaining a medical genetics or hematology (coagulation) consultation prior to ordering is advisable. Molecular genetic or hemophilia center consultation is available for all possible hemophilia A cases and is particularly indicated in complex cases or in situations in which the diagnosis is atypical or uncertain. This assay detects onlyF8intron 22 inversion variants. Thus, a negative result does not exclude the presence of other variants inF8. The intron 22 inversion variant targeted by this assay is found in approximately 45% of individuals with severe hemophilia A; if an intron 22 inversion has not been already identified in the family, the assay may be uninformative. Test results should be interpreted in the context of clinical findings, family history, and other laboratory data. Errors in the interpretation of results may occur if the information provided is inaccurate or incomplete. | 1. Antonarakis SE, Rossiter JP, Young M, et al: Factor VIII gene inversions in severe hemophilia A: results of an international consortium study. Blood. 1995 Sep 15;86(6):2206-2212 2. Rossiter JP, Young M, Kimberland ML, et al: Factor VIII gene inversions causing severe hemophilia A originate almost exclusively in male germ cells. Hum Mol Genet. 1994 Jul;3(7):1035-1039 3. Castaldo G, D'Argenio V, Nardiello P, et al: Haemophilia A: molecular insights. Clin Chem Lab Med. 2007;45(4):450-461 4. Oldenburg J, Rost S, El-Maarri O, et al: De novo factor VIII gene intron 22 inversion in a female carrier presents as a somatic mosaicism. Blood. 2000 Oct 15;96(8):2905-2906 5. Pruthi RK: Hemophilia: a practical approach to genetic testing. Mayo Clin Proc. 2005 Nov;80(11):1485-1499 6. Johnsen JM, Fletcher SN, Huston H, et al: Novel approach to genetic analysis and results in 3000 hemophilia patients enrolled in the My Life, Our Future initiative. Blood Adv. 2017 May 18;1(13):824-834. doi: 10.1182/bloodadvances.2016002923 | Genomic DNA from amniotic fluid or chorionic villi is digested with restriction enzyme, ligated with T4 DNA ligase, and amplified by polymerase chain reaction with primers specific for theF8intron 22 inversion variants.(Rosetti LC, Radic CP, Larripa IB, De Brasi CD: Developing a new generation of tests for genotyping hemophilia-causative rearrangements involving int22h and int1h hotspots in the factor VIII gene. J Thromb Haemost. 2008;6:830-836) | 28 to 35 days | Extracted DNA: Indefinitely, from New York State: 90 days | This test was developed and its performance characteristics determined by Mayo Clinic in a manner consistent with CLIA requirements. It has not been cleared or approved by the US Food and Drug Administration. | 81403 | HA F8 Int22 Inversion KM, AF or CVS | 91680-9 | 35012 | HA F8 Int22 KM Reviewed By | 18771-6
GNHMA | Hemophilia A, F8 Gene, Next-Generation Sequencing, Varies | Confirming a clinical diagnosis of hemophilia A in affected male patients with the identification of a disease-causing variant in theF8gene Determining the disease-causing alteration within theF8gene to delineate the underlying molecular defect in a male patient with a laboratory diagnosis of hemophilia A Identifying the causative alteration for prognostic and genetic counseling purposes Assessing hemophilia A carrier status for female patients with a family history of hemophilia A Prenatal testing for hemophilia A when a familialF8variant has been previously identified in a family member | Sequence Capture and Targeted Next-Generation Sequencing (NGS) followed by Polymerase Chain Reaction (PCR) and Sanger Sequencing | Yes | F8 Gene, Full Gene NGS | The clinical workup for hemophilia A in symptomatic male patients should begin with special coagulation testing for factor VIII (FVIII) activity. Genetic testing is indicated if FVIII activity is less than 40% of normal (Note: reference range may vary depending on the locally established reference range) and von Willebrand factor antigen testing is normal. For more information seeHemophilia Testing Algorithm. | Patient Preparation:A previous bone marrow transplant from an allogenic donor will interfere with testing. For instructions for testing patients who have received a bone marrow transplant, call 800-533-1710. Submit only 1 of the following specimens: Specimen Type:Whole blood Container/Tube: Preferred:Lavender top (EDTA) Acceptable:Yellow top (ACD) Specimen Volume:3 mL Collection Instructions: 1. Invert several times to mix blood. 2. Send whole blood specimen in original tube.Do not aliquot. Specimen Stability Information:Ambient (preferred) 4 days/Refrigerated Prenatal Specimens Due to its complexity, consultation with the laboratory is required for all prenatal testing;call 800-533-1710 to speak to a genetic counselor. Specimen Type:Amniotic fluid Container/Tube:Amniotic fluid container Specimen Volume:20 mL Specimen Stability Information:Refrigerated (preferred)/Ambient Additional information: 1. A separate culture charge will be assessed under CULAF / Culture for Genetic Testing, Amniotic Fluid. 2.All prenatal specimens must be accompanied by a maternal blood specimen;order MATCC / Maternal Cell Contamination, Molecular Analysis, Varies on the maternal specimen. Specimen Type: Chorionic villi Container/Tube:15-mL tube containing 15 mL of transport media Specimen Volume:20 mg Specimen Stability Information:Refrigerated Additional Information: 1. A separate culture charge will be assessed under CULFB / Fibroblast Culture for Biochemical or Molecular Testing. 2.All prenatal specimens must be accompanied by a maternal blood specimen;order MATCC / Maternal Cell Contamination, Molecular Analysis, Varies on the maternal specimen. Acceptable: Specimen Type:Confluent cultured cells Container/Tube:T-25 flask Specimen Volume:2 Flasks Collection Instructions:Submit confluent cultured cells from another laboratory. Specimen Stability Information:Ambient (preferred)/Refrigerated Additional Information: All prenatal specimens must be accompanied by a maternal blood specimen;order MATCC / Maternal Cell Contamination, Molecular Analysis, Varies on the maternal specimen. | Blood: 1 mL; Amniotic fluid: 10 mL; Other specimen types: see Specimen Required | Hemophilia A is a hereditary bleeding disorder associated with germline variants in theF8gene. It is inherited in an X-linked recessive manner with variable expressivity and is estimated to affect 1 in 4000-5000 live male births.(2) Hemophilia A is characterized by a deficiency in clotting factor VIII (FVIII), an essential blood coagulation protein. Symptomatic male patients may experience mild to severe bleeding problems, including excessive bruising, prolonged epistaxis, post-operative bleeding, hemarthrosis, deep-muscle hematomas, and/or intracranial or gastrointestinal tract bleeding.(2,3) Female carriers are not typically affected but some may experience increased bleeding tendencies especially after medical procedures and surgery. Note that FVIII activity may not correlate with the severity of symptoms in females.(4-6) Several causes of acquired (nongenetic) hemophilia A should be excluded prior to genetic testing, including heparin use, disorders associated with antibodies to clotting factors such as systemic lupus erythematosus or antiphospholipid syndrome, pregnancy and the postpartum period, rheumatic disease, solid and hematologic malignancies, and use of certain drugs (eg, penicillin, sulfamides, phenytoin, interferon, fludarabine).(7) The World Federation of Hemophilia provides guidelines regarding diagnosis, management, and laboratory testing for individuals with hemophilia A.(8) | An interpretive report will be provided. | All detected variants are evaluated according to American College of Medical Genetics and Genomics recommendations.(9) Variants are classified based on known, predicted, or possible pathogenicity and reported with interpretive comments detailing their potential or known significance. | Clinical Correlations: Test results should be interpreted in the context of clinical findings, family history, and other laboratory data. Misinterpretation of results may occur if the information provided is inaccurate or incomplete. If testing was performed because of a clinically significant family history, it is often useful to first test an affected family member. Detection of a reportable variant in an affected family member would allow for more informative testing of at-risk individuals. To discuss the availability of additional testing options or for assistance in the interpretation of these results, contact the Mayo Clinic Laboratories genetic counselors at 800-533-1710. Technical Limitations: Next-generation sequencing may not detect all types of genomic variants. In rare cases, false-negative or false-positive results may occur. The depth of coverage may be variable for some target regions; assay performance below the minimum acceptable criteria or for failed regions will be noted. Given these limitations, negative results do not rule out the diagnosis of a genetic disorder. If a specific clinical disorder is suspected, evaluation by alternative methods can be considered. There may be regions of genes that cannot be effectively evaluated by sequencing or deletion and duplication analysis as a result of technical limitations of the assay, including regions of homology, high guanine-cytosine (GC) content, and repetitive sequences. Confirmation of select reportable variants will be performed by alternate methodologies based on internal laboratory criteria. This test is validated to detect 95% of deletions up to 75 base pairs (bp) and insertions up to 47 bp. Deletions-insertions (delins) of 40 or more bp, including mobile element insertions, may be less reliably detected than smaller delins. Deletion/Duplication Analysis: This analysis targets single and multi-exon deletions/duplications; however, in some instances, single exon resolution cannot be achieved due to isolated reduction in sequence coverage or inherent genomic complexity. Balanced structural rearrangements (such as translocations and inversions) may not be detected. This test is not designed to detect low levels of mosaicism or to differentiate between somatic and germline variants. If there is a possibility that any detected variant is somatic, additional testing may be necessary to clarify the significance of results. For detailed information regarding gene specific performance and technical limitations, see Method Description or contact a laboratory genetic counselor. If the patient has had an allogeneic hematopoietic stem cell transplant or a recent blood transfusion, results may be inaccurate due to the presence of donor DNA. Call Mayo Clinic Laboratories for instructions for testing patients who have received a bone marrow transplant. Reclassification of Variants: Currently, it is not standard practice for the laboratory to systematically review previously classified variants on a regular basis. The laboratory encourages healthcare providers to contact the laboratory at any time to learn how the classification of a particular variant may have changed over time. Due to broadening genetic knowledge, it is possible that the laboratory may discover new information of relevance to the patient. Should that occur, the laboratory may issue an amended report. Variant Evaluation: Evaluation and categorization of variants are performed using published American College of Medical Genetics and Genomics and the Association for Molecular Pathology recommendations as a guideline.(9) Other gene-specific guidelines may also be considered. Variants are classified based on known, predicted, or possible pathogenicity and reported with interpretive comments detailing their potential or known significance. Variants classified as benign or likely benign are not reported. Multiple in silico evaluation tools may be used to assist in the interpretation of these results. The accuracy of predictions made by in silico evaluation tools is highly dependent upon the data available for a given gene, and periodic updates to these tools may cause predictions to change over time. Results from in silico evaluation tools should be interpreted with caution and professional clinical judgment. Rarely, incidental or secondary findings may implicate another predisposition or presence of active disease. These findings will be carefully reviewed to determine whether they will be reported. | 1. Pruthi RK: Hemophilia: a practical approach to genetic testing. Mayo Clin Proc. 2005 Nov;80(11):1485-1499 2. Berntorp E, Fischer K, Hart DP, et al: Haemophilia. Nat Rev Dis Primers. 2021 Jun 24;7(1):45 3. Konkle BA, Fletcher SN: Hemophilia A. In: Adam MP, Everman DB, Mirzaa GM, et al. GeneReviews [Internet]. University of Washington, Seattle; 2000. Updated October 27, 2022. Accessed November 28, 2022. Available at www.ncbi.nlm.nih.gov/books/NBK1404/ 4. Plug I, Mauser-Bunschoten EP, Brocker-Vriends AHJT, et al: Bleeding in carriers of hemophilia. Blood. 2006 Jul 1;108(1):52-56 5. Miesbach W, Alesci S, Geisen C, Oldenburg J: Association between phenotype and genotype in carriers of haemophilia A. Haemophilia. 2011 Mar;17(2):246-251 6. Paroskie A, Gailani D, DeBaun MR, Sidonio RF Jr: A cross-sectional study of bleeding phenotype in haemophilia A carriers. Br J Haematol. 2015 Jul;170(2):223-228 7. Haider MZ: Acquired hemophilia. In: Anwer F, ed. StatPearls [Internet]. StatPearls Publishing; 2021. Updated September 26, 2022. Accessed November 28, 2022. Available at www.statpearls.com/articlelibrary/viewarticle/114240 8. Srivastava A, Santagostino E, Dougall A, et al: WFH Guidelines for the Management of Hemophilia, 3rd edition. Haemophilia. 2020 Aug;26 Suppl 6:1-158 9. Richards S, Aziz N, Bale S, et al; ACMG Laboratory Quality Assurance Committee: Standards and guidelines for the interpretation of sequence variants: a joint consensus recommendation of the American College of Medical Genetics and Genomics and the Association for Molecular Pathology. Genet Med. 2015 May;17(5):405-424 | Next-generation sequencing (NGS) and/or Sanger sequencing are performed to test for the presence of variants in coding regions and intron/exon boundaries of theF8gene, as well as some other regions that have known disease-causing variants. The human genome reference GRCh37/hg19 build was used for sequence read alignment. At least 99% of the bases are covered at a read depth over 30X. Sensitivity is estimated at above 99% for single nucleotide variants, above 94% for deletions-insertions (delins) less than 40 base pairs (bp), above 95% for deletions up to 75 bp and insertions up to 47 bp. NGS and/or a polymerase chain reaction-based quantitative method is performed to test for the presence of deletions and duplications in theF8gene. There may be regions of theF8gene that cannot be effectively evaluated by sequencing or deletion and duplication analysis as a result of technical limitations of the assay, including regions of homology, high guanine-cytosine (GC) content, and repetitive sequences.(Unpublished Mayo method) The reference transcript forF8gene is NM_000132.3. Reference transcript numbers may be updated due to transcript re-versioning. Always refer to the final patient report for gene transcript information referenced at the time of testing. Confirmation of select reportable variants may be performed by alternate methodologies based on internal laboratory criteria. | 28 to 42 days | Whole blood: 2 weeks (if available); Extracted DNA: 3 months; Amniotic fluid, cultured amniocytes, chorionic villi, cultured chorionic villi: 1 month | This test was developed and its performance characteristics determined by Mayo Clinic in a manner consistent with CLIA requirements. It has not been cleared or approved by the US Food and Drug Administration. | 8140788233-Tissue culture, skin, solid tissue biopsy (if appropriate)88240-Cryopreservation (if appropriate)88235-Amniotic fluid culture (if appropriate)81265-Maternal cell contamination (if appropriate) | F8 Gene, Full Gene NGS | 94234-2 | 619116 | Released By | 18771-6
GNHMB | Hemophilia B, F9 Gene, Next-Generation Sequencing, Varies | Confirming a clinical diagnosis of hemophilia B in affected male patients with the identification of a disease-causing variant in theF9gene Determining the disease-causing alteration within theF9gene to delineate the underlying molecular defect in a male patient with a laboratory diagnosis of hemophilia B Identifying the causative alteration for prognostic and genetic counseling purposes Assessing hemophilia B carrier status for female patients with a family history of hemophilia B Prenatal testing for hemophilia B when a familialF9variant has been previously identified in a family member | Sequence Capture and Targeted Next-Generation Sequencing (NGS) followed by Polymerase Chain Reaction (PCR) and Sanger Sequencing | Yes | F9 Gene, Full Gene NGS | The clinical workup for hemophilia B in symptomatic male patients should begin with special coagulation testing for factor IX (FIX) activity.Genetic testing is indicated if FIX activity is less than 40% of normal (Note: reference range may vary depending on the locally established reference range) and von Willebrand factor antigen testing is normal. For more information seeHemophilia Testing Algorithm. | Patient Preparation:A previous bone marrow transplant from an allogenic donor will interfere with testing. For instructions for testing patients who have received a bone marrow transplant, call 800-533-1710. Submit only 1 of the following specimens: Specimen Type:Whole blood Container/Tube: Preferred:Lavender top (EDTA) Acceptable:Yellow top (ACD) Specimen Volume:3 mL Collection Instructions: 1. Invert several times to mix blood. 2. Send whole blood specimen in original tube.Do not aliquot. Specimen Stability Information:Ambient (preferred) 4 days/Refrigerated Prenatal Specimens Due to its complexity, consultation with the laboratory is required for all prenatal testing; call 800-533-1710 to speak to a genetic counselor. Specimen Type:Amniotic fluid Container/Tube:Amniotic fluid container Specimen Volume:20 mL Specimen Stability Information:Refrigerated (preferred)/Ambient Additional information: 1.A separate culture charge will be assessed underCULAF / Culture for Genetic Testing, Amniotic Fluid. 2.All prenatal specimens must be accompanied by a maternal blood specimen;order MATCC / Maternal Cell Contamination, Molecular Analysis, Varies on the maternal specimen. Specimen Type:Chorionic villi Container/Tube:15-mL tube containing 15 mL of transport media Specimen Volume:20 mg Specimen Stability Information:Refrigerated Additional Information:1.A separate culture charge will be assessed underCULFB / Fibroblast Culture for Biochemical or Molecular Testing. 2.All prenatal specimens must be accompanied by a maternal blood specimen;order MATCC / Maternal Cell Contamination, Molecular Analysis, Varies on the maternal specimen. Acceptable: Specimen Type:Confluent cultured cells Container/Tube:T-25 flask Specimen Volume:2 Flasks Collection Instructions:Submit confluent cultured cells from another laboratory. Specimen Stability Information:Ambient (preferred)/Refrigerated Additional Information: All prenatal specimens must be accompanied by a maternal blood specimen;order MATCC / Maternal Cell Contamination, Molecular Analysis, Varies on the maternal specimen. | Blood: 1 mL; Amniotic fluid: 10 mL; Other specimen types: see Specimen Required | Hemophilia B (HB) is a hereditary bleeding disorder associated with germline variants in theF9gene. It is inherited in an X-linked recessive manner with variable expressivity and is estimated to affect 1 in 30,000 live male births.(2,3) HB is characterized by a deficiency in clotting factor IX (FIX), a vitamin K–dependent enzyme essential for clot formation. Symptomatic male patients may experience mild to severe bleeding problems, including excessive bruising, prolonged epistaxis, post-operative bleeding, hemarthrosis, deep-muscle hematomas, and intracranial or gastrointestinal tract bleeding. Female carriers are not typically affected but some may experience increased bleeding tendencies, especially after medical procedures and surgery. Note that FIX activity may not correlate with the severity of symptoms in female patients.(2-7) Acquired (nongenetic) hemophilia B is quite rare; most cases result from the development of autoantibodies toward FIX. Causes to exclude prior to genetic testing include vitamin K deficiency, autoimmune disorders,malignancies, and infections such as HIV and hepatitis B.(8) The World Federation of Hemophilia provides guidelines regarding diagnosis, management, and laboratory testing for individuals with HB.(9) | An interpretive report will be provided. | All detected variants are evaluated according to American College of Medical Genetics and Genomics recommendations.(10) Variants are classified based on known, predicted, or possible pathogenicity and reported with interpretive comments detailing their potential or known significance. | Clinical Correlations: Test results should be interpreted in the context of clinical findings, family history, and other laboratory data. Misinterpretation of results may occur if the information provided is inaccurate or incomplete. If testing was performed because of a clinically significant family history, it is often useful to first test an affected family member. Detection of a reportable variant in an affected family member would allow for more informative testing of at-risk individuals. To discuss the availability of additional testing options or for assistance in the interpretation of these results, contact the Mayo Clinic Laboratories genetic counselors at 800-533-1710. Technical Limitations: Next-generation sequencing may not detect all types of genomic variants. In rare cases, false-negative or false-positive results may occur. The depth of coverage may be variable for some target regions; assay performance below the minimum acceptable criteria or for failed regions will be noted. Given these limitations, negative results do not rule out the diagnosis of a genetic disorder. If a specific clinical disorder is suspected, evaluation by alternative methods can be considered. There may be regions of genes that cannot be effectively evaluated by sequencing or deletion and duplication analysis as a result of technical limitations of the assay, including regions of homology, high guanine-cytosine (GC) content, and repetitive sequences. Confirmation of select reportable variants will be performed by alternate methodologies based on internal laboratory criteria. This test is validated to detect 95% of deletions up to 75 base pairs (bp) and insertions up to 47 bp. Deletions-insertions (delins) of 40 or more bp, including mobile element insertions, may be less reliably detected than smaller delins. Deletion/Duplication Analysis: This analysis targets single and multi-exon deletions/duplications; however, in some instances, single exon resolution cannot be achieved due to isolated reduction in sequence coverage or inherent genomic complexity. Balanced structural rearrangements (such as translocations and inversions) may not be detected. This test is not designed to detect low levels of mosaicism or to differentiate between somatic and germline variants. If there is a possibility that any detected variant is somatic, additional testing may be necessary to clarify the significance of results. For detailed information regarding gene specific performance and technical limitations, see Method Description or contact a laboratory genetic counselor. If the patient has had an allogeneic hematopoietic stem cell transplant or a recent blood transfusion, results may be inaccurate due to the presence of donor DNA. Call Mayo Clinic Laboratories for instructions for testing patients who have received a bone marrow transplant. Reclassification of Variants: Currently, it is not standard practice for the laboratory to systematically review previously classified variants on a regular basis. The laboratory encourages healthcare providers to contact the laboratory at any time to learn how the classification of a particular variant may have changed over time. Due to broadening genetic knowledge, it is possible that the laboratory may discover new information of relevance to the patient. Should that occur, the laboratory may issue an amended report. Variant Evaluation: Evaluation and categorization of variants are performed using published American College of Medical Genetics and Genomics and the Association for Molecular Pathology recommendations as a guideline.(9) Other gene-specific guidelines may also be considered. Variants are classified based on known, predicted, or possible pathogenicity and reported with interpretive comments detailing their potential or known significance. Variants classified as benign or likely benign are not reported. Multiple in silico evaluation tools may be used to assist in the interpretation of these results. The accuracy of predictions made by in silico evaluation tools is highly dependent upon the data available for a given gene, and periodic updates to these tools may cause predictions to change over time. Results from in silico evaluation tools should be interpreted with caution and professional clinical judgment. Rarely, incidental or secondary findings may implicate another predisposition or presence of active disease. These findings will be carefully reviewed to determine whether they will be reported. | 1. Pruthi RK: Hemophilia: a practical approach to genetic testing. Mayo Clin Proc. 2005 Nov;80(11):1485-1499 2. Berntorp E, Fischer K, Hart DP: Haemophilia. Nat Rev Dis Primers. 2021 Jun 24;7(1):45 3. Konkle BA, Huston H, Fletcher SN: Hemophilia B. In: Adam MP, Everman DB, Mirzaa GM, et al. GeneReviews [Internet]. University of Washington, Seattle; 2000. Updated June 15, 2017. Accessed December 1, 2022. Available at www.ncbi.nlm.nih.gov/books/NBK1495/ 4. Sidonio RF Jr, Malec L: Hemophilia B (factor IX deficiency). Hematol Oncol Clin North Am. 2021 Dec;35(6):1143-1155 5. Dolan G, Benson G, Duffy A, et al: Haemophilia B: Where are we now and what does the future hold? Blood Rev. 2018 Jan;32(1):52-60 6. Plug I, Mauser-Bunschoten EP, Brocker-Vriends AHJT, et al: Bleeding in carriers of hemophilia. Blood. 2006 Jul 1;108(1):52-56 7. Goodeve AC: Hemophilia B: molecular pathogenesis and mutation analysis. J Thromb Haemost. 2015 Jul;13(7):1184-1195 8. Alshaikhli A. Hemophilia B: In: Rokkam VR, ed. StatPearls [Internet]. StatPearls Publishing; 2021. Updated February 8, 2022. Accessed December 1, 2022. Available at https://www.statpearls.com/ArticleLibrary/viewarticle/22744/ 9. Srivastava A, Santagostino E, Dougall A, et al: WFH Guidelines for the Management of Hemophilia, 3rd edition. Haemophilia. 2020 Aug;26 Suppl 6:1-158 10. Richards S, Aziz N, Bale S, et al; ACMG Laboratory Quality Assurance Committee: Standards and guidelines for the interpretation of sequence variants: a joint consensus recommendation of the American College of Medical Genetics and Genomics and the Association for Molecular Pathology. Genet Med. 2015 May;17(5):405-424 | Next-generation sequencing (NGS) and/or Sanger sequencing are performed to test for the presence of variants in coding regions and intron/exon boundaries of theF9gene, as well as some other regions that have known disease-causing variants. The human genome reference GRCh37/hg19 build was used for sequence read alignment. At least 99% of the bases are covered at a read depth over 30X. Sensitivity is estimated at above 99% for single nucleotide variants, above 94% for deletions-insertions (delins) less than 40 base pairs (bp), above 95% for deletions up to 75 bp, and insertions up to 47 bp. NGS and/or a polymerase chain reaction-based quantitative method is performed to test for the presence of deletions and duplications in theF9gene. There may be regions of theF9gene that cannot be effectively evaluated by sequencing or deletion and duplication analysis as a result of technical limitations of the assay, including regions of homology, high guanine-cytosine (GC) content, and repetitive sequences.(Unpublished Mayo method) The reference transcript for theF9gene is NM_000133.4. Reference transcript numbers may be updated due to transcript re-versioning. Always refer to the final patient report for gene transcript information referenced at the time of testing. Confirmation of select reportable variants may be performed by alternate methodologies based on internal laboratory criteria. | 28 to 42 days | Whole blood: 2 weeks (if available); Extracted DNA: 3 months; Amniotic fluid, cultured amniocytes, chorionic villi, cultured chorionic villi: 1 month | This test was developed and its performance characteristics determined by Mayo Clinic in a manner consistent with CLIA requirements. It has not been cleared or approved by the US Food and Drug Administration. | 8123888233-Tissue culture, skin, solid tissue biopsy (if appropriate)88240-Cryopreservation (if appropriate)88235-Amniotic fluid culture (if appropriate)81265-Maternal cell contamination (if appropriate) | F9 Gene, Full Gene NGS | 93811-8 | 619130 | Released By | 18771-6
GNF11 | Hemophilia C (Factor XI Deficiency), F11 Gene, Next-Generation Sequencing, Varies | Evaluating factor XI deficiency (FXID) in patients with a personal or family history suggestive of FXID Confirming an FXID diagnosis with the identification of known or suspected disease-causing alterations in theF11gene Determining the disease-causing alterations within theF11gene to delineate the underlying molecular defect in a patient with a laboratory diagnosis of FXID Identifying the causative alterations for genetic counseling purposes Prognosis and risk assessment based on the genotype-phenotype correlations Carrier testing for close family members of an individual with a diagnosis of FXID | Sequence Capture and Targeted Next-Generation Sequencing (NGS) followed by Polymerase Chain Reaction (PCR) and Sanger Sequencing | Yes | F11 Gene, Full Gene NGS | The clinical workup for factor XI deficiency (FXID) should begin with special coagulation testing for factor XI (FXI) activity. | Patient Preparation:A previous bone marrow transplant from an allogenic donor will interfere with testing. For instructions for testing patients who have received a bone marrow transplant, call 800-533-1710. Submit only 1 of the following specimens: Specimen Type:Whole blood Container/Tube: Preferred:Lavender top (EDTA) Acceptable:Yellow top (ACD) Specimen Volume:3 mL Collection Instructions: 1. Invert several times to mix blood. 2. Send whole blood specimen in original tube.Do not aliquot. Specimen Stability Information:Ambient (preferred) 4 days/Refrigerated Prenatal Specimens Due to its complexity, consultation with the laboratory is required for all prenatal testing; call 800-533-1710 to speak to a genetic counselor. Specimen Type:Amniotic fluid Container/Tube:Amniotic fluid container Specimen Volume:20 mL Specimen Stability Information:Refrigerated (preferred)/Ambient Additional information: 1. A separate culture charge will be assessed under CULAF / Culture for Genetic Testing, Amniotic Fluid. 2.All prenatal specimens must be accompanied by a maternal blood specimen; order MATCC / Maternal Cell Contamination, Molecular Analysis, Varies on the maternal specimen. Specimen Type:Chorionic villi Container/Tube:15-mL tube containing 15 mL of transport media Specimen Volume:20 mg Specimen Stability Information:Refrigerated Additional Information: 1. A separate culture charge will be assessed under CULFB / Fibroblast Culture for Biochemical or Molecular Testing. 2.All prenatal specimens must be accompanied by a maternal blood specimen;order MATCC / Maternal Cell Contamination, Molecular Analysis, Varies on the maternal specimen. Acceptable: Specimen Type:Confluent cultured cells Container/Tube:T-25 flask Specimen Volume:2 flasks Collection Instructions:Submit confluent cultured cells from another laboratory. Specimen Stability Information:Ambient (preferred)/Refrigerated Additional Information: All prenatal specimens must be accompanied by a maternal blood specimen;order MATCC / Maternal Cell Contamination, Molecular Analysis, Varies on the maternal specimen. | Whole blood: 1 mL; Amniotic fluid: 10 mL;Other specimen types: See Specimen Required | Factor XI deficiency (FXID) is a rare hereditary bleeding diathesis (also known as hemophilia C) caused by reduced levels of clotting factor XI. It is characterized by a bleeding disorder that is relatively mild, rarely spontaneous, and predominantly occurs in the oral cavity, nasopharynx, and urinary tract. Bleeding frequency and severity are highest when trauma or certain surgical procedures involve tissues in these areas. Menorrhagia and nose bleeds are common.(1-3) Hereditary FXID is associated with germline variants in theF11gene. It is typically inherited in an autosomal recessive manner, although some rare variants inF11cause an autosomal dominant form. Both male and female individuals may be affected. The estimated prevalence of severe FXID is 1 per million. However, it is more common in certain ethnic groups. In the Ashkenazi and Iraqi Jewish populations, severe deficiency may be found in 1 in 450 individuals.(1-5) Plasma FXI activity levels correlate poorly with bleeding severity. This discordance indicates there may be other contributing factors to FXID severity, including differences in clinical criteria for bleeding, variation in genetic backgrounds, the qualities of specific genetic alterations, and coinheritance of other bleeding disorders.(1-3,5) Acquired (nongenetic) FXID appears to be a rare complication of liver transplantation and should be excluded prior to genetic testing.(6) The United Kingdom Haemophilia Centre Doctors' Organization provides guidelines regarding diagnosis and management for individuals with inherited bleeding disorders, including FXID.(7) | An interpretive report will be provided. | All detected variants are evaluated according to American College of Medical Genetics and Genomics recommendations.(8) Variants are classified based on known, predicted, or possible pathogenicity and reported with interpretive comments detailing their potential or known significance. | Clinical Correlations: Test results should be interpreted in the context of clinical findings, family history, and other laboratory data. Misinterpretation of results may occur if the information provided is inaccurate or incomplete. If testing was performed because of a clinically significant family history, it is often useful to first test an affected family member. Detection of a reportable variant in an affected family member would allow for more informative testing of at-risk individuals. To discuss the availability of additional testing options or for assistance in the interpretation of these results, contact the Mayo Clinic Laboratories genetic counselors at 800-533-1710. Technical Limitations: Next-generation sequencing may not detect all types of genomic variants. In rare cases, false-negative or false-positive results may occur. The depth of coverage may be variable for some target regions; assay performance below the minimum acceptable criteria or for failed regions will be noted. Given these limitations, negative results do not rule out the diagnosis of a genetic disorder. If a specific clinical disorder is suspected, evaluation by alternative methods can be considered. There may be regions of genes that cannot be effectively evaluated by sequencing or deletion and duplication analysis as a result of technical limitations of the assay, including regions of homology, high guanine-cytosine (GC) content, and repetitive sequences. Confirmation of select reportable variants will be performed by alternate methodologies based on internal laboratory criteria. This test is validated to detect 95% of deletions up to 75 base pairs (bp) and insertions up to 47 bp. Deletions-insertions (delins) of 40 or more bp, including mobile element insertions, may be less reliably detected than smaller delins. Deletion/Duplication Analysis: This analysis targets single and multi-exon deletions/duplications; however, in some instances, single exon resolution cannot be achieved due to isolated reduction in sequence coverage or inherent genomic complexity. Balanced structural rearrangements (such as translocations and inversions) may not be detected. This test is not designed to detect low levels of mosaicism or to differentiate between somatic and germline variants. If there is a possibility that any detected variant is somatic, additional testing may be necessary to clarify the significance of results. For detailed information regarding gene specific performance and technical limitations, see Method Description or contact a laboratory genetic counselor. If the patient has had an allogeneic hematopoietic stem cell transplant or a recent blood transfusion, results may be inaccurate due to the presence of donor DNA. Call Mayo Clinic Laboratories for instructions for testing patients who have received a bone marrow transplant. Reclassification of Variants: Currently, it is not standard practice for the laboratory to systematically review previously classified variants on a regular basis. The laboratory encourages healthcare providers to contact the laboratory at any time to learn how the classification of a particular variant may have changed over time. Due to broadening genetic knowledge, it is possible that the laboratory may discover new information of relevance to the patient. Should that occur, the laboratory may issue an amended report. Variant Evaluation: Evaluation and categorization of variants are performed using published American College of Medical Genetics and Genomics and the Association for Molecular Pathology recommendations as a guideline.(8) Other gene-specific guidelines may also be considered. Variants are classified based on known, predicted, or possible pathogenicity and reported with interpretive comments detailing their potential or known significance. Variants classified as benign or likely benign are not reported. Multiple in silico evaluation tools may be used to assist in the interpretation of these results. The accuracy of predictions made by in silico evaluation tools is highly dependent upon the data available for a given gene, and periodic updates to these tools may cause predictions to change over time. Results from in silico evaluation tools should be interpreted with caution and professional clinical judgment. Rarely, incidental or secondary findings may implicate another predisposition or presence of active disease. These findings will be carefully reviewed to determine whether they will be reported. | 1. Palla R, Peyvandi F, Shapiro AD: Rare bleeding disorders: diagnosis and treatment. Blood. 2015 Mar;125(13):2052-2061 2. Wheeler AP, Gailani D: Why factor XI deficiency is a clinical concern. Expert Rev Hematol. 2016 Jul;9(7):629-637 3. Lewandowska MD, Connors JM: Factor XI deficiency. Hematol Oncol Clin North Am. 2021 Dec;35(6):1157-1169 4. Bolton-Maggs PH: Factor XI deficiency--resolving the enigma? Hematology Am Soc Hematol Educ Program. 2009;97-105 5. Emsley J, McEwan PA, Gailani D: Structure and function of factor XI. Blood. 2010 Apr 1;115(13):2569-2577 6. Yankol Y, Mecit N, Kanmaz T, et al: Acquired factor XI deficiency: a rare complication after liver transplantation. Transplant Proc. 2015 Jan-Feb;47(1):179-181 7. Mumford AD, Ackroyd S, Alikhan R, et al: Guideline for the diagnosis and management of the rare coagulation disorders: a United Kingdom Haemophilia Centre Doctors' Organization guideline on behalf of the British Committee for Standards in Haematology. Br J Haematol. 2014 Nov;167(3):304-326 8. Richards S, Aziz N, Bale S, et al; ACMG Laboratory Quality Assurance Committee: Standards and guidelines for the interpretation of sequence variants: a joint consensus recommendation of the American College of Medical Genetics and Genomics and the Association for Molecular Pathology. Genet Med. 2015 May;17(5):405-424 | Next-generation sequencing (NGS) and/or Sanger sequencing are performed to test for the presence of variants in coding regions and intron/exon boundaries of theF11gene, as well as some other regions that have known disease-causing variants. The human genome reference GRCh37/hg19 build was used for sequence read alignment. At least 99% of the bases are covered at a read depth over 30X. Sensitivity is estimated at above 99% for single nucleotide variants, above 94% for deletions-insertions (delins) less than 40 base pairs (bp), above 95% for deletions up to 75 bp, and insertions up to 47 bp. NGS and/or a polymerase chain reaction-based quantitative method is performed to test for the presence of deletions and duplications in theF11gene. There may be regions of theF11gene that cannot be effectively evaluated by sequencing or deletion and duplication analysis as a result of technical limitations of the assay, including regions of homology, high guanine-cytosine (GC) content, and repetitive sequences.(Unpublished Mayo method) The reference transcript for theF11gene is NM_000128.4. Reference transcript numbers may be updated due to transcript re-versioning. Always refer to the final patient report for gene transcript information referenced at the time of testing. Confirmation of select reportable variants may be performed by alternate methodologies based on internal laboratory criteria. | 28 to 42 days | Whole blood: 2 weeks (if available); Extracted DNA: 3 months; Amniotic fluid, cultured amniocytes, chorionic villi, cultured chorionic villi: 1 month | This test was developed and its performance characteristics determined by Mayo Clinic in a manner consistent with CLIA requirements. It has not been cleared or approved by the US Food and Drug Administration. | 8147988233-Tissue culture, skin, solid tissue biopsy (if appropriate)88240-Cryopreservation (if appropriate)88235-Amniotic fluid culture (if appropriate) | F11 Gene, Full Gene NGS | 94239-1 | 619144 | Released By | 18771-6
HQ | HemoQuant, Feces | Detection of blood in feces Evaluation of iron deficiency Detection of bleeding as a complication of anticoagulant therapy and other medication regimens This test isnot specific forbowel cancer. | Fluorescence Quantitation | Yes | Hemoquant, F | Fecal | Patient Preparation:Patient should refrain from ingesting red meat and aspirin-containing products (eg, Excedrin, Aspirin) for 3 days prior to specimen collection. Collection Container/Tube:Hemoquant Specimen Collection (T134) Submission Container/Tube:Screw-capped tube Specimen Volume:1 g Collection Instructions:Collect random specimen from a single defecation. | 1 g | Several noninvasive tests are available to detect gastrointestinal (GI) bleeding. However, guaiac type and immunochemical tests for occult bleeding are affected by the presence of reducing or oxidizing substances and are insensitive for the detection of upper GI tract (esophagogastric) bleeding, where most clinically significant occult GI bleeding occurs. The HemoQuant test is the most reliable, noninvasive test currently available for detecting bleeding of the esophago-GI tract. Unlike other tests for blood in feces, this test detects both intact heme and porphyrins from partly degraded heme. Additionally, test results are not complicated by either the water content of the specimen or the presence of reducing or oxidizing substances. Furthermore, HemoQuant testing is sensitive to both proximal and distal sources of occult GI bleeding. Normally, one gram of feces may contain 0.0 to 2.0 mg hemoglobin; this corresponds to a daily loss of up to 2 mL blood. A demonstration of increased Hb in feces indicates bleeding in the alimentary tract (or ingestion of anticoagulants, aspirin, or red meat). | Normal: < or =2.0 mg total hemoglobin/g feces Marginal: 2.1-4.0 mg total hemoglobin/g feces* *2.1-4.0 mg Hb/g is considered marginally elevated, but not clinically significant, if red meat, warfarin, or aspirin was ingested 72 hours prior to collection. Elevated: >4.0 mg total hemoglobin/g feces | Elevated levels are an indicator of the presence of blood in the feces, either from benign or malignant causes. | Heme from ingested red meat will increase HemoQuant test values. Patients should be advised to avoid eating red meat for 3 days before collecting specimens. Fish and poultry may be substituted. The elevated porphyrins of lead intoxication, erythrocytic protoporphyria and variegate porphyria may raise HemoQuant values in the absence of gut bleeding. Recent studies have indicated that cancerous lesions in their early stages often do not bleed or bleed only intermittently. | 1. Ahlquist DA, McGill DB, Schwartz S, Taylor WF, Ellefson M, Owen RA. HemoQuant, a new quantitative assay for fecal hemoglobin. Comparison with Hemoccult. Ann Intern Med. 1984;101(3):297-302 2. Ahlquist DA, Wieand HS, Moertel CG, et al. Accuracy of fecal occult blood screening for colorectal neoplasia. A prospective study using Hemoccult and HemoQuant tests. JAMA. 1993;269(10):1262-1267 3. Harewood GC, McConnell JP, Harrington JJ, Mahoney DW, Ahlquist DA. Detection of occult upper gastrointestinal bleeding: performance differences in fecal blood tests. Mayo Clin Proc. 2002;77(1):23-28 4. Ahlquist DA, McGill DB, Schwartz S, Taylor WF, Owens RA. Fecal blood levels in health and disease. A study using HemoQuant. N Engl J Med. 1985;312(22):1422-1428 5.Barber MD, Abraham A, Brydon WG, Waldron BM, Williams AJ. Assessment of faecal occult blood loss by qualitative and quantitative methods.J R Coll Surg Edinb. 2002;47(2):491-494 6. Rockey DC, Altayar O, Falck-Ytter Y, Kalmaz D. AGA Technical review on gastrointestinal evaluation of iron deficiency anemia. Gastroenterology. 2020;159(3):1097-1119. doi:10.1053/j.gastro.2020.06.045 | Hemoglobin and the heme released by hemoglobin degradation are converted to porphyrins. These porphyrins are quantified by fluorescence measurement after extraction of any interfering fluorescing substances.(Schwartz S, Dahl J, Ellefson M, Ahlquist D. The "HemoQuant" test: a specific and quantitative determination of heme [hemoglobin] in feces and other materials. Clin Chem 1983;29[12]:2061-2067) | 1 to 2 days | 14 days | This test was developed and its performance characteristics determined by Mayo Clinic in a manner consistent with CLIA requirements. It has not been cleared or approved by the US Food and Drug Administration. | 84126 | Hemoquant, F | 27396-1 | 2410 | Fecal Hemoglobin | 27396-1
UHSD2 | Hemosiderin, Random, Urine | Detecting hemosiderinuria, secondary to excess hemolysis, as in incompatible blood transfusions, severe acute hemolytic anemia, or hemochromatosis for external patients. | Rous Method | Yes | Hemosiderin, Random, U | Urine | Container/Tube:Plastic urine container Specimen Volume:13 mL Collection Instructions: 1. Collect a random urine specimen. 2. No preservative. | 12 mL | When the plasma hemoglobin level is 50 to 200 mg/dL after hemolysis, the capacity of haptoglobin to bind hemoglobin is exceeded, and hemoglobin readily passes through the glomeruli of the kidney. Part of the hemoglobin is absorbed by the proximal tubular cells where the hemoglobin iron is converted to hemosiderin. When these tubular cells are later shed into the urine, hemosiderinuria results. If the hemoglobin cannot be absorbed into the tubular cells, hemoglobinuria results. Hemosiderin is found as yellow-brown granules that are free or in epithelial cells and occasionally in casts in an acidic or neutral urine. | Negative | A positive hemosiderin indicates excess red cell destruction. | No significant cautionary statements | 1. Brunzel N. Chemical examination of urine. Fundamentals of Urine and Body Fluid Analysis. 4th ed. Saunders; 2018:98-99 2. Henry JB. Clinical Diagnosis and Management by Laboratory Methods. 18th ed. WB Saunders Company; 1991:412-413 3. Cappellini MD, Lo SF, Swinkles DW. Hemoglobin, iron, bilirubin. In:Rifai N, Horvath AR, Wittwer CT, eds.TietzTextbook of Clinical Chemistry and Molecular Diagnostics. 6th ed. Elsevier;2018:747 | The Prussian blue reaction is used to demonstrate hemosiderin as first described by Rous in 1918.(Brunzel N. Microscopic examination of urine sediment. Fundamentals of Urine and Body Fluid Analysis. 4th ed. Saunders; 2018:392) | 1 day | 2 days | This test was developed and its performance characteristics determined by Mayo Clinic in a manner consistent with CLIA requirements. It has not been cleared or approved by the US Food and Drug Administration. | 83070 | Hemosiderin, Random, U | 4644-1 | HSDU2 | Hemosiderin, Random, U | 4644-1
FWWE | Hemp Western Water (Acnida tamariscina) IgE |  | Enzyme Immunoassay (EIA) | Yes | Hemp Western Water IgE | Serum | Specimen Type:Serum Container/Tube:Red Top Specimen Volume:0.5 mL Collection Instructions:Draw blood in a plain red-top tube(s), serum gel tube(s) is acceptable. Spin down and send 0.5 mL of serum refrigerated in a plastic vial. | 0.5 mL |  | <0.35 kU/L | Class IgE (kU/L) Comment 0 <0.35 Below Detection 1 0.35-0.69 Low Positive 2 0.70-3.49 Moderate Positive 3 3.50-17.49 Positive 4 17.50-49.99 Strong Positive 5 >49.99 Very Strong Positive |  |  |  | 4 to 7 days |  | This test was developed and its performance characteristics determined by Eurofins Viracor . It has not been cleared or approved by the U.S. Food and Drug Administration. | 86003 | Hemp Western Water IgE | 7400-5 | Z4031 | CLASS | 102366-2
HEPTP | Heparin Anti-Xa, Plasma | Measuring heparin concentration: -In patients treated with low-molecular-weight heparin preparations -In the presence of prolonged baseline activated partial thromboplastin time (APTT) (eg, lupus anticoagulant, "contact factor" deficiency, etc) -When unfractionated heparin dose needed to achieve desired APTT prolongation is unexpectedly higher (>50%) than expected This test isnot usefulformonitoring therapy with the heparinoid "danaparoid." | Chromogenic Method | Yes | Heparin Anti-Xa, P | Plasma Na Cit | Specimen Type:Platelet-poor plasma Collection Container/Tube:Light-blue top (3.2% sodium citrate) Submission Container/Tube:Plastic vial Specimen Volume:1 mL Collection Instructions: 1. For complete instructions seeCoagulation Guidelines for Specimen Handling and Processing. 2. Centrifuge, aliquot plasma, and centrifuge plasma again. 4. Aliquot plasma into a plastic vial leaving 0.25 mL in the bottom of centrifuged vial. Additional Information:Double-centrifuged specimen is critical for accurate results as platelet contamination may cause spurious results. | 0.5 mL | Heparins are sulphated glycosaminoglycans that inactivate thrombin, factor Xa, and several other coagulation factors; act by enhancing activity of the plasma coagulation inhibitor, antithrombin III; and prolong the activated partial thromboplastin time (APTT). The anti-Xa assay is the preferred method for monitoring low-molecular-weight heparin (LMWH) therapy because of reduced sensitivity of APTT. Heparin is absent in normal plasma. The heparin level obtained must be analyzed in the context of the treatment given to the patient (type of heparin, dosage, administration mode, time of sampling, etc) and the desired therapeutic effect. It is clinically recommended that platelet counts be monitored frequently in patients receiving unfractionated heparin or LMWH in order to detect heparin-induced thrombocytopenia. | Adult Therapeutic Range UFH therapeutic range: 0.30-0.70 IU/mL (6 hours following initiation or dose adjustment) LMWH therapeutic range: 0.50-1.00 IU/mL for twice daily dosing* LMWH therapeutic range: 1.00-2.00 IU/mL for once daily dosing* LMWH prophylactic range: 0.10-0.30 IU/mL *Sample obtained 4 to 6 hours following subcutaneous injection | Results above the therapeutic range may be supratherapeutic suggesting that the heparin dose may need to be decreased. Results below the therapeutic range may be subtherapeutic suggesting that the heparin dose may need to be increased. | Plasma specimen must be depleted of platelets by repeat centrifugation before freezing. In order to reduce the influence from heparin antagonists, such as platelet factor 4, dextran sulfate is included in the reaction mixture. Very low endogenous antithrombin III (AT III) levels might result in spuriously-low results. Antibodies to bovine factor X or AT III can interfere with assay (very rare). | 1. Marci CD, Prager D. A review of the clinical indications for the plasma heparin assay. Am J Clin Pathol. 1993;99(5):546-550 2. Houbouyan L, Boutiere B, Contant G, et al. Validation of analytical hemostasis systems: measurement of anti-Xa activity of low-molecular-weight-heparins. Clin Chem. 1996;42(8 Pt 1):1223-1230 3. Jeske W, Messmore HL Jr, Fareed J. Pharmacology of heparin and oral anticoagulants. In: Loscalzo J, Schafer AI. Thrombosis and Hemorrhage. 2nd ed. Williams and Wilkins; 1998:1193-1204 4. Monagle P, Michelson AD, Bovill E, Andrew M. Antithrombotic therapy in children. Chest. 2001;119(1 Suppl):344S-370S 5. Fraser G, McKenna J. Monitoring low molecular weight heparins with antiXa activity: house of cards or firm foundation? Hospital Pharmacy. 2003;38(3):202-211. doi:10.1177/001857870303800302 6. Nutescu EA, Spinler SA, Wittkowsky A, Dager WE. Low-molecular-weight heparins in renal impairment and obesity: available evidence and clinical practice recommendations across medical and surgical settings. Ann Pharmacother. 2009;43(6):1064-1083 7. Hoffman R, Benz Jr EJ, Silberstein LE, et al. Hematology: Basic Principles and Practice. 7th ed. Elsevier; 2018 | The Liquid Anti-Xa kit (ACL TOP) is a 1-stage chromogenic assay based on a synthetic chromogenic substrate and on factor Xa inactivation.(Package insert: HemosIL Liquid Anti-Xa. Instrument Laboratory; R5, 12/2020) | Same day/1 day | 1 day | This test has been cleared, approved, or is exempt by the US Food and Drug Administration and is used per manufacturer's instructions. Performance characteristics were verified by Mayo Clinic in a manner consistent with CLIA requirements. | 85520 | Heparin Anti-Xa, P | 3274-8 | HEPTP | Heparin Anti-Xa, P | 3274-8
FHEP2 | Heparin Cofactor II | Assessment of thrombotic risk associated with heparin cofactor II levels. | Chromogenic | Yes | Heparin Cofactor II | Plasma Na Cit | Patient Preparation:Do not draw from an arm with a heparin lock or heparinized catheter. Specimen Type: Citrated plasma Collection Container/Tube: Light-blue top (citrate) Specimen Volume: 2 mL Collection Instructions: Draw blood in a light blue-top (Sodium citrate) tube(s). Spin down and send 2 mL citrated plasma frozen in a plastic vial. Note: Separate specimens must be submitted when multiple tests are ordered. | 1 mL (Note: This volume does not allow for repeat testing.) | Heparin cofactor II is a glycoprotein that belongs to the serine protease inhibitor family. Heparin cofactor II, also known as heparin cofactor A or dermatan sulfate cofactor, has a molecular weight of approximately 65 kilodaltons and has a plasma concentration of 9 mg/dL. Heparin cofactor II is synthesized by the liver and has a plasma half-life of 60 hours. Heparin cofactor II specifically inhibits thrombin, in contrast to antithrombin, which inhibits thrombin, factor Xa, and other serine proteases. The inhibition of thrombin by heparin cofactor II is approximately 10 times slower than antithrombin-mediated inhibition and occurs through the formation of equimolar complexes between the reactive site of the inhibitor and the active site of thrombin. The antithrombotic activity of heparin cofactor II is greatly enhanced (over 1000-fold) in the presence of heparin and dermatan sulfate. The physiologic function of the molecule is unclear, but its role may be to serve as an antithrombotic agent in the presence of dermatan sulfate. Acquired deficiencies of heparin cofactor II are reported in patients with liver disease and disseminated intravascular coagulation. Conversely, increased levels of heparin cofactor II may be observed in individuals with renal disorders with proteinuria, during pregnancy, and with oral contraceptive usage. Inherited deficiency of heparin cofactor II has been reported in rare instances and is inherited as an autosomal dominant trait. A clear relationship between increased risk of thrombosis and heparin cofactor II deficiency has not been established since deficiency of heparin cofactor II is observed in both healthy individuals and those with thrombotic episodes. Limited studies have shown that heterozygosity for heparin cofactor II is not a likely risk for thrombosis without other concomitant risk factors. Other studies have reported thrombotic episodes in 36% of individuals with the deficiency. | 65-145% In healthy adults, heparin cofactor II reference range in plasma is 65% to 145%. Plasma levels of heparin cofactor II are approximately 50% of adult levels at birth and reach adult levels at six months of age. |  |  |  | Patient plasma is incubated with excess thrombin in the presence of dermatan sulfate. Residual thrombin activity reacts with chromogenic substrate and the color intensity is inversely proportional to heparin cofactor II levels. Heparin levels up to 1 U/mL do not affect the heparin cofactor II assay. |  |  | Results of this test are for research purposes only per the assay manufacturer. The performance characteristics of this assay have not been established. The result should not be used as a diagnostic procedure without confirmation of the diagnosis by another medically established diagnostic product or procedure. | 85130 | Heparin Cofactor II | 33987-9 | FHEP2 | Heparin Cofactor II | 33987-9
HITIG | Heparin-PF4 IgG Antibody, Serum | Detection of IgG antibodies directed against heparin/platelet factor 4 complexes that are implicated in the pathogenesis of immune-mediated type II heparin-induced thrombocytopenia, spontaneous heparin platelet-factor 4 IgG antibody, and thrombocytopenia and thrombosis occurring after SARS-CoV2 adenovirus vector vaccine | Enzyme-Linked Immunosorbent Assay (ELISA) | Yes | Heparin-PF4 IgG Ab (HIT), S | Serum Red | Patient Preparation:Fasting is preferred but not required Collection Container/Tube:Red top Submission Container/Tube:Plastic vial Specimen Volume:1 mL Collection Instructions:Centrifuge and aliquot serum into a plastic vial. Specimen Stability Information:Frozen (preferred) 2 years/Refrigerate 7 days | 0.5 mL | There are established and emerging disorders that are collectively termed thrombocytopenia and thrombosis syndromes; the most commonly recognized is heparin-induced thrombocytopenia (HIT). Newer associations have also been recognized including adenovirus vector-based SARS-CoV-2 vaccine-induced thrombocytopenia and HIT-like syndromes that occur in the absence of exposure to heparin (currently termed spontaneous or autoimmune HIT). In this situation, the heparin platelet-factor 4 (PF4) IgG antibody typically develops after surgery or infection. HIT is a serious immune-mediated syndrome (ie, type II HIT or immune HIT) that occurs in 1% to 5% of patients treated with unfractionated heparin and at a lower frequency in patients treated with low-molecular weight heparin. The 4Ts score is a validated scoring system to estimate the pretest clinical probability of HIT. Scores are assigned to the degree and timing of onset of thrombocytopenia, and the presence or absence of thrombosis (arterial or venous) in the absence of other potential explanations for the thrombocytopenia. In HIT, typical onset of thrombocytopenia is between days 5 and 10 of heparin therapy, but thrombocytopenia can arise earlier (<5 days after heparin exposure, ie, rapid onset of HIT) or later (>4 weeks after heparin exposure, ie, delayed onset of HIT). The platelet count typically decreases by 40% to 50% from baseline or the postoperative peak (in surgical patients), even though the absolute count may remain normal and the thrombocytopenia resolves within 7 to 14 days of cessation of heparin therapy (unless there is another coexisting cause of thrombocytopenia). Development or progression of (venous or arterial) thrombosis is termed heparin-induced thrombocytopenia with thrombosis syndrome and can occur in 30% to 50% of patients, rarely even following discontinuation of heparin therapy. Other Syndromes of Thrombocytopenia and Thrombosis: There are an increasing number of reports of patients who develop thrombocytopenia and thrombosis after surgery, particularly after orthopedic surgery and after selected infections. The clinical course and laboratory characteristics of this group of patients are similar to the classical HIT occurring with heparin exposure except perhaps development of high titer antibodies against heparin/PF4 complexes. An emerging recognition is the development of thrombocytopenia and thrombosis occurring 3 to 4 weeks after adenovirus vector SARS-CoV-2 exposure. The clinical course is also similar to immune HIT. Laboratory Characteristics of HIT: HIT is caused, in at least 90% of cases, by antibodies to antigen complexes of heparinoid (heparin or similar glycosaminoglycans) and PF4. PF4 is a platelet-specific heparin-binding protein that is abundant in platelet alpha granules from which it is secreted following platelet stimulation. A reservoir of PF4 normally accumulates on vascular endothelium. Following heparin administration, immunogenic complexes of PF4 and heparin can provide an antigenic stimulus for antibody development in some patients. Antibodies bound to platelets that display complexes of PF4/heparin antigen can activate platelets via interaction of the Fc immunoglobulin tail of the IgG antibody with platelet Fc gamma IIa receptors, leading to perpetuation of the pathologic process that can cause platelet-rich thrombi in some cases. Functional assays for HIT antibody detection rely on antibody-mediated heparin-dependent platelet activation. The endpoint of platelet activation may be platelet aggregation or platelet secretion of serotonin or adenosine triphosphate (ATP) using patient serum or plasma supplemented with heparin and platelets from carefully normal selected donors. The sensitivity of functional assays for HIT ranges from 50% to 60% for heparin-dependent platelet aggregation assays to 70% to 80% for serotonin release assays. The specificity of positive functional tests for HIT diagnosis is believed to be high (> or =90%). However, because of their complexity, functional tests for detecting HIT antibodies are not widely available. Enzyme-linked immunosorbent assays (ELISA) are available to detect HIT type 2 (HIT-II) antibodies and are based on the detection of human IgG antibodies that react with solid phase antigen complexes of heparinoid and human PF4 (H/PF4) complexes. The ELISA for H/PF4 antibodies is very sensitive for antibody detection but relatively nonspecific for clinical HIT diagnosis. Routine screening of all patients prior to, during, or following heparin use is currently not recommended. A positive H/PF4 ELISA result has relatively low and uncertain predictive value for the development of clinical HIT-II. Clinical Picture of Immune HIT or HIT-like Syndromes: HIT in patients not previously exposed to heparin: 1. Decrease in platelet count (thrombocytopenia) of 50% from baseline or postoperative peak. 2. Onset of thrombocytopenia beginning approximately 5 to 10 days after initiation of heparin. This may or may not be associated with new or progressive thrombosis in patients treated with heparin. Patients previously exposed to heparin (especially within the preceding 100 days): in addition to the above findings, the onset of thrombocytopenia could occur within 24 to 48 hours after reexposure to heparin. Spontaneous or Autoimmune HIT: Patients typically present a week to 10 days after surgery or viral infections with symptoms of thrombosis (venous thromboembolism) or abdominal pain (suggesting adrenal infarction) and thrombocytopenia. Vaccine Induced Thrombocytopenia and Thrombosis: Patients typically present 4 days to 4 weeks after receiving the vaccine. Symptoms may include new onset of severe headache (suggesting cerebral venous sinus thrombosis), abdominal pain (suggesting mesenteric/portal vein thrombosis), or venous/arterial thromboembolism. | HIT ELISA: <0.400 HIT Interpretation: Negative | Results are reported as: 1. Heparin-induced thrombocytopenia (HIT) enzyme-linked immunosorbent assay (ELISA) optical density (OD) 2. Heparin inhibition (%) 3. Interpretation. Typical patterns of results and interpretations are depicted in the following table. Interpretive comments will also accompany test reports, when indicated. Table. Results and Interpretation HIT ELISA OD Heparin inhibition Interpretation Normal range <0.400 Not done Negative Positive > or =0.400 > or =50% Positive Equivocal > or =0.400 <50% Equivocal A negative result of testing for human platelet factor 4 (H/PF4) antibodies has about a 90% negative predictive value for exclusion of clinical type II HIT (HIT-II). As up to 10% of patients with clinical HIT may have a negative H/PF4 antibody ELISA result, a negative H/PF4 antibody ELISA result does not exclude the diagnosis of HIT when clinical suspicion remains high. A functional assay for HIT antibodies (eg, heparin-dependent platelet aggregation or serotonin release assay) may be helpful in these circumstances. Call 800-533-1710 for ordering information. A positive result is indicative of the presence of H/PF4 complex antibodies. However, this test's specificity is as low as 20% to 50% for clinical diagnosis of HIT, depending on the patient population studied. For example, up to 50% of surgical patients and up to 20% of medical patients treated with heparin may develop H/PF4 antibodies as measured by ELISA, and only a small proportion (1%-5%) develop clinical HIT. Accordingly, this test does not confirm the diagnosis of HIT-II. The diagnosis must be made in conjunction with clinical findings, including evaluation for other potential causes of thrombocytopenia. The presence of H/PF4 antibodies likely increases the risk of clinical HIT, with risk probably partly dependent on associated medical and surgical conditions, but currently there is little data about relative risk of HIT in various populations with positive tests for H/PF4 antibodies. | Heparin-induced thrombocytopenia is a clinical diagnosis that is complemented by laboratory testing for antibodies to human platelet factor 4 (H/PF4) complexes and/or functional assays like the serotonin release assay. Assay results provide information on the presence or absence of H/PF4 antibodies, which are implicated in the pathogenesis of type II heparin-induced thrombocytopenia (HIT-II) with or without thrombosis. However, results of the H/PF4 antibody assay must be interpreted in conjunction with clinical findings (4T score) and other pertinent tests to evaluate other causes of thrombocytopenia (eg, sepsis, intravascular coagulation and fibrinolysis, thrombotic thrombocytopenic purpura, post-transfusion purpura, malignancy, drug-induced thrombocytopenia, autoimmune thrombocytopenia) or to confirm the findings of this assay. Some low-titer, low-avidity antibodies and some antibodies that recognize sites on H/PF4 complex may not be detected using this assay. Some patients may have naturally occurring antibodies toheparin PF4(no evidence of heparin dependence) of no known significance with respect to pathogenesis of HIT-II. | 1. Husseinzadeh HD, Gimotty PA, Pishko AM, Buckley M, Warkentin TE, Cuker A. Diagnostic accuracy of IgG-specific versus polyspecific enzyme-linked immunoassays in heparin-induced thrombocytopenia: a systematic review and meta-analysis. J Thromb Haemost. 2017;15(6):1203-1212. doi:10.1111/jth.13692 2. Warkentin TE, Greinacher A, eds. Heparin Induced Thrombocytopenia. Marcel Dekker; 2000:400 3. Warkentin TE, Sheppard JI, Moore JC, Sigouin CS, Kelton JG. Quantitative interpretation of optical density measurements using PF4-dependent enzyme-immunoassays. J Thromb Haemost.2008;6(8):1304-1312. doi:10.1111/j.1538-7836.2008.03025.x 4. Trossaert M, Gaillard A, Commin PL, Amiral J, Vissac AM, Fressinaud E. High incidence of anti-heparin/platelet factor 4 antibodies after cardiopulmonary bypass surgery. Br J Haematol. 1998;101(4):653-655. doi:10.1046/j.1365-2141.1998.00750.x | Enzyme-linked immunosorbent assay (ELISA) testing is performed on the Janus G3 integrated liquid handling system and BioTek plate reader using the Immucor GTI Diagnostics, Inc PF4 IgG assay test kit. Patient serum is incubated in microwells precoated with an antigen complex of platelet factor 4 (PF4) and polyanionic heparinoid substitute (polyvinyl sulfonate; PVS). If antibodies to this complex are present in the patient serum, they will bind to the PF4:PVS antigen complex; all other antibodies are washed away. An anti-IgG reagent (conjugate) is added to the wells, incubated, and washed to remove any unbound conjugate. P-Nitrophenylphosphate is added and incubated; color is generated when bound conjugate cleaves a chromogenic phosphate substrate. The reaction is stopped, and the absorbance measured using a spectrophotometer at 405 nm. Addition of excess heparin (100 U/mL) to patient serum prior to testing inhibits the reaction between heparin-dependent antibodies and the PF4:PVS complex and decreases absorbance (reactivity). This procedure is used to confirm a positive screening result is caused by heparin-dependent antibodies. Results are calculated as the percent heparin inhibition of the reactivity of the antibody.(Collins JL, Aster RH, Moghaddam M, et al. Diagnostic testing for heparin-induced thrombocytopenia [HIT]: An enhanced platelet factor 4 complex enzyme linked immunosorbent assay [PF4 ELISA]. Blood. 1997 [Suppl 1] 90:461a; package insert: PF4 IgG assay. Immucor GTI Diagnostics, Inc; Rev D, 05/2015) | 1 to 3 days | 7 days | This test has been modified from the manufacturer's instructions. Its performance characteristics were determined by Mayo Clinic in a manner consistent with CLIA requirements. This test has not been cleared or approved by the US Food and Drug Administration. | 86022 | Heparin-PF4 IgG Ab (HIT), S | In Process | 46915 | HIT ELISA | 73818-7
HAIGM | Hepatitis A Virus IgM Antibody, Serum | Diagnosis of acute or recent hepatitis A infection | Electrochemiluminescence Immunoassay (ECLIA) | Yes | Hepatitis A IgM Ab, S | Serum SST | Patient Preparation:For 24 hours before specimen collection, patientshould nottake multivitamins or dietary supplements (eg, hair, skin, and nail supplements) containing biotin (vitamin B7). Collection Container/Tube:Serum gel (red-toptubes arenot acceptable) Submission Container/Tube:Plastic vial Specimen Volume:0.6 mL Collection Instructions: 1. Centrifuge blood collection tube per manufacturer's instructions (eg, centrifuge and aliquot within 2 hours of collection for BD Vacutainer tubes). 2. Aliquot serum into plastic vial. | 0.6 mL | Hepatitis A virus (HAV) is endemic throughout the world, occurring most commonly in areas of poor hygiene and low socioeconomic conditions. The virus is transmittedprimarily by the fecal-oral route and spread by close person-to-person contact and by food and waterborne epidemics.Outbreaks frequently occur in overcrowded situations and high-density institutions and centers, such as prisons and healthcare or daycare centers. Viral spread by parenteral routes(eg, exposure to blood) is possible, but rare,because infected individuals are viremic for a short period of time(usually <3 weeks). There is little or no evidence of transplacental transmission from mother to fetus or transmission to newborn during delivery. Serological diagnosis of acute viral hepatitis A depends on the detection of specific anti-HAV IgM. Its presence in the patient's serum indicates a recent exposure toHAV. HAV-specific IgM antibody level becomes detectable in the blood by 4 weeks after infection, persisting at elevated levels for about 2 months before declining to undetectable levels by 6 months. They rarely persist beyond 12 months after infection. | Negative SeeViral Hepatitis Serologic Profiles. | This assay detects the presence of hepatitis A virus (HAV)-specific IgM antibody in serum. Negative results indicate either inadequate or delayed anti-HAV IgM response after known exposure to HAV or absence of acute or recent hepatitis A. Equivocal results may be seen in early acute hepatitis A associated with rising anti-HAV IgM levels or recent hepatitis A infection associated with declining anti-HAV IgM levels. Retesting for both anti-HAV IgM (HAIGM / Hepatitis A Virus IgM Antibody, Serum) and anti-HAV Total (HAVTA /Hepatitis A Virus Total Antibodies, Serum) in 2 to 4 weeks is recommended to determine the definitive HAV infection status. Positive results indicate acute or recent (<6 months) hepatitis A infection. As required by laws in almost all states, positive anti-HAV IgM test results must be urgently reported to state health departments for epidemiologic investigations of possible outbreak transmission. | Testing too early (<2 weeks) after exposure to hepatitis A virus (HAV) may yield negative anti-HAV IgM results. False-positive results may be due to presence of cross-reactive antibodies from other viral infection or underlying illnesses (such as non-Hodgkin lymphoma). Positive results should be correlated with patient's clinical history and epidemiologic exposure. The presence of heterophilic antibodies and human antimouse antibodies (in patients who have received preparations of mouse monoclonal antibodies for diagnosis or therapy) in serum may interfere with the assay and cause erroneous results (false-positive or false-negative). Consumption of high-dose biotin supplement within 12 hours of blood collection for this test can cause false-negative test results. Individuals should cease taking these biotin-containing dietary supplements for minimum 12 hours before blood collection for this test. Performance characteristics have not been established for the following specimen characteristics: -Grossly icteric (total bilirubin level of >50 mg/dL) -Grossly hemolyzed (hemoglobin level of >1000 mg/dL) -Grossly lipemic (intralipid >2000 mg/dL) -Containing particulate matter -Heat-inactivated -Cadaveric specimens | 1.de Paula VS. Laboratory diagnosis of hepatitis A. Future Virology. 2012;7(5):461-472 2. Nelson NP, Weng MK, Hofmeister MG, et al. Prevention of hepatitis A infection in the United States: Recommendations of the Advisory Committee on Immunization Practices, 2020. MMWR Morb Mortal Wkly Rep. 2020;69(5):1-38. Erratum in MMWR Morb Mortal Wkly Rep. 2021;70(8):294 3. Webb GW, Kelly S, Dalton HR. Hepatitis A and hepatitis E: clinical and epidemiological features, diagnosis, treatment, and prevention. Clin Microbiol Newslett. 2020;42(21):171-179 | The Elecsys Anti-HAV (hepatitis A virus) IgM assay is based on the sandwich immunoassay principle and performed using an electrochemiluminescence immunoassay on the automated cobas e 801 immunochemistry analyzer. HAV-specific IgM antibody (anti-HAV IgM) in the patient’s serum sample is pretreated with anti-Fdy reagent to block specific IgG in the presence of monoclonal anti-HAV antibodies labeled with ruthenium complex. After addition of biotinylated monoclonal human-IgM-specific antibodies, HAV antigen, and streptavidin-coated microparticles, patient’s anti-HAV IgM form a sandwich complex with the HAV antigen and the ruthenium-labeled anti-HAV antibody which becomes bound to the solid phase via interaction of biotin and streptavidin. The reaction mixture is then aspirated into the measuring cell where the microparticles are magnetically captured onto the surface of the electrode, and unbound substances are washed away. Voltage is applied to the electrode then induces chemiluminescent emissions that are measured by a photomultiplier. Test result is determined automatically by the assay-specific software program by comparing the electrochemiluminescence signal generated from the patient’s sample to the cutoff index value set from reagent lot-specific assay calibration.(Package insert: Elecsys Anti-HAV IgM. Roche Diagnostics; v5.0, 11/2022) | 1 to 2 days | 14 days | This test has been cleared, approved, or is exempt by the US Food and Drug Administration and is used per manufacturer's instructions. Performance characteristics were verified by Mayo Clinic in a manner consistent with CLIA requirements. | 86709 | Hepatitis A IgM Ab, S | 13950-1 | HAIGM | Hepatitis A IgM Ab, S | 13950-1
HAVTA | Hepatitis A Virus Total Antibodies, Serum | Detection of recent or previous exposure or immunity to hepatitis A. This test should not be used as a screening or confirmatory test for blood or solid or soft tissue donor specimens. | Electrochemiluminescence Immunoassay (ECLIA) | Yes | Hepatitis A Virus Total Ab, S | Serum SST | Patient Preparation:For 24 hours before specimen collection, patientshould nottake multivitamins or dietary supplements (eg. hair, skin, and nail supplements) containing biotin (Vitamin B7). Collection Container/Tube: Serum gel (red-toptubes arenot acceptable) Submission Container/Tube: Plastic vial Specimen Volume: 0.6 mL Collection Instructions: 1. Centrifuge blood collection tube per manufacturer's instructions (eg, centrifuge and aliquot within 2 hours of collection for BD Vacutainer tubes). 2. Aliquot serum into plastic vial. | 0.6 mL | Hepatitis A virus (HAV) is endemic throughout the world, occurring most commonly, however, in areas of poor hygiene and low socioeconomic conditions. The virus is transmittedprimarily by the fecal-oral route, and it is spread by close person-to-person contact and by food- and water-borne epidemics.Outbreaks frequently occur in overcrowded situations and inhigh-density institutions and centers, such as prisons and healthcare or day care centers. Viral spread by parenteral routes(eg, exposure to blood) is possible but rare,because infected individuals are viremic for a short period of time(usually <3 weeks). There is little or no evidence of transplacental transmission from mother to fetus or transmission to newborn during delivery. In most cases,HAV-specific antibodies (anti-HAV) aredetectable by the time that symptoms occur, usually 15 to 45 daysafter exposure. Initial antibodies consist almost entirely of the IgMsubclass. Anti-HAV IgM usually falls to an undetectable level by 6 months after HAV infection. Anti-HAV IgG levels rise quicklyonce the virus is cleared and may persist for many years. Currently,commercial diagnostic assays are available for detecting anti-HAV IgM alone (HAIGM / Hepatitis A IgM Antibody, Serum) or anti-HAVtotal (IgM and IgG) but not anti-HAV IgG alone. | Unvaccinated: Negative Vaccinated: Positive | This assay detects the presence of hepatitis A virus (HAV)-specific total antibodies (both anti-HAV IgG and anti-HAV IgM combined). A positive result indicates that the patient had hepatitis A either recently or in the past or immunity to hepatitis A from vaccination. If clinically indicated, specific testing for anti-HAV IgM is necessary to confirm the presence of acute or recent hepatitis A. A positive result for anti-HAV total with a negative anti-HAV IgM result indicates immunity to hepatitis A from either past HAV infection or vaccination against HAV. A negative result indicates the absence of recent or past hepatitis A or a lack of immunity to HAV infection. Borderline test results for anti-HAV total may be seen in: 1) acute hepatitis A with rising levels of anti-HAV IgM, 2) recent hepatitis with rising levels of anti-HAV IgG, or 3) cross-reactivity with nonspecific antibodies (ie, false-positive results). Retesting of both anti-HAV total and anti-HAV IgM is recommended to determine the definitive HAV infection status. | Serum specimens from individuals taking biotin supplements at 20 mg or more per day may have false-positive anti-HAV (hepatitis A virus) total Ab test results due to interference of biotin with the assay. Such individuals should stop taking these biotin-containing dietary supplements for minimum 12 hours before blood collection for this test. Passively acquired antibody (eg, recent immune globulin administration, transfusion) may result in transiently positive test results. Regardless of exposure history, testing for anti-HAV total Ab alone is insufficient to confirm a diagnosis of acute hepatitis A. Performance characteristics have not been established for the following specimen characteristics: -Grossly icteric (total bilirubin level of >66 mg/dL) -Grossly hemolyzed (hemoglobin level of >1000 mg/dL) -Grossly lipemic (intralipid >2000 mg/dL) -Containing particulate matter -Cadaveric specimens -Immunocompromised or immunosuppressed | 1. De Paula VS. Laboratory diagnosis of hepatitis A. Future Virology. 2012;7(5):461-472 2. Prasidthrathsint K, Stapleton JT.Laboratory diagnosis and monitoring of viral hepatitis. Gastroenterol Clin North Am. 2019;48(2)259-279. Available at www.ncbi.nlm.nih.gov/pmc/articles/PMC10461253/ 3. Centers for Disease Control and Prevention. Prevention of hepatitis A virus infection in the United States: recommendations of the Advisory Committee on Immunization Practices, 2020. Mort Morbid Wkly Rpt; 2020;69(5):1-38. doi:10.15585/mmwr.rr6905a1 4. van Damme P, Pinto RM, Feng Z, et al. Hepatitis A virus infection. Nature Rev Dis Primers. 2023;9:51. doi:10.1038/s41572-023-00461-2 | The Elecsys Anti-HAV (hepatitis A virus) II assay is performed using an electrochemiluminescence immunoassay on the automated cobas e 801 immunochemistry analyzer. Hepatitis A virus (HAV)-specific antibodies in the patient’s serum binds with added HAV antigen in the reaction. After addition of biotinylated monoclonal anti-HAV and streptavidin-coated microparticles, patient’s anti-HAV form a sandwich complex with the HAV antigen and the ruthenium-labeled anti-HAV antibody which becomes bound to the solid phase via interaction of biotin and streptavidin. The reaction mixture is then aspirated into the measuring cell where the microparticles are magnetically captured onto the surface of the electrode, and unbound substances are washed away. Voltage is applied to the electrode which induces chemiluminescent emissions that are measured by a photomultiplier. Test result is determined automatically with the assay-specific software in comparing the electrochemiluminescence signal generated in the patient’s sample to the signal cutoff index value set from reagent lot-specific assay calibration.(Package insert: Elecsys Anti-HAV II. Roche Diagnostics; v3.0, 11/2022) | Same day/1 to 3 days | 14 days | This test has been cleared, approved, or is exempt by the US Food and Drug Administration and is used per manufacturer's instructions. Performance characteristics were verified by Mayo Clinic in a manner consistent with CLIA requirements. | 86708 | Hepatitis A Virus Total Ab, S | 13951-9 | HAVT | Hepatitis A Virus Total Ab, S | 13951-9
HEPBC | Hepatitis B Core (HBc) Immunostain, Technical Component Only | Aiding in the identification of hepatitis B infection (chronic active state) | Immunohistochemistry (IHC) | Yes | Hepatitis B core IHC, Tech Only | For the initial technical component only immunohistochemical (IHC) stain performed, the appropriate bill-only test ID will be reflexed and charged (IHTOI). For each additional technical component only IHC stain performed, an additional bill-only test ID will be reflexed and charged (IHTOA). | Supplies:Immunostain Technical Only Envelope (T693) Specimen Type:Tissue Container/Tube:Immunostain Technical Only Envelope Preferred:2 Unstained positively charged glass slide (25- x 75- x 1-mm) per test ordered; sections 4-microns thick. Acceptable:Formalin-fixed, paraffin-embedded tissue block |  | The hepatitis B nucleocapsid contains 2 serologically distinct antigens, the core and envelope antigens, surrounded by an outer envelope-hepatitis B virus surface antigen. The core antigen is most often present in chronic active hepatitis, compared to the surface antigen, which is present in the carrier state. |  | This test does not include pathologist interpretation, only technical performance of the stain. If interpretation is required, order PATHC / Pathology Consultation for a full diagnostic evaluation or second opinion of the case. The positive and negative controls are verified as showing appropriate immunoreactivity. If a control tissue is not included on the slide, a scanned image of the relevant quality control tissue is available upon request; call 855-516-8404. Interpretation of this test should be performed in the context of the patient's clinical history and other diagnostic tests by a qualified pathologist. | Age of a cut paraffin section can affect immunoreactivity. Stability thresholds vary widely among published literature and are antigen dependent. Best practice is for paraffin sections to be cut within 6 weeks. | 1. Bonino F, Pratvisuth T, Brunetto MR, Liaw YF. Diagnostic markers of chronic hepatitis B infection and disease. Antivi Ther. 2010;15(Suppl 3):35-44 2. Yang H, Fu Q, Liu C, et al. Hepatitis B virus promotes autophagic degradation but not replication in autophagosome. Biosci Trends. 2015;9(2):111-116. doi:10.5582/bst.2015.01049 3. Liu D, Ni B, Wang L, Zhang M, Liu W, Wu Y. Hepatitis B virus core protein interacts with CD59 to promote complement-mediated liver inflammation during chronic hepatitis B virus infection. FEBS Lett. 2013;587(20):3314-3320. doi:10.1016/j.febslet.2013.08.044 4. Magaki S, Hojat SA, Wei B, So A, Yong WH. An introduction to the performance of immunohistochemistry. Methods Mol Biol. 2019;1897:289-298. doi:10.1007/978-1-4939-8935-5_25 | Immunohistochemistry on sections of paraffin-embedded tissue.(Unpublished Mayo method) | 1 to 3 days | Until staining is complete. | This test has been cleared, approved, or is exempt by the US Food and Drug Administration and is used per manufacturer's instructions. Performance characteristics were verified by Mayo Clinic in a manner consistent with CLIA requirements. | 88342-TC, Primary88341-TC, If additional IHC | Hepatitis B core IHC, Tech Only | Order only;no result | 70764 | Hepatitis B core IHC, Tech Only | Bill only; no result
HEPBS | Hepatitis B Surface (HBs) Antigen Immunostain, Technical Component Only | Aiding in the identification of hepatitis B infection (carrier state) | Immunohistochemistry (IHC) | Yes | Hepatitis B surface IHC, Tech Only | For the initial technical component only immunohistochemical (IHC) stain performed, the appropriate bill-only test ID will be reflexed and charged (IHTOI). For each additional technical component only IHC stain performed, an additional bill-only test ID will be reflexed and charged (IHTOA). | Supplies:Immunostain Technical Only Envelope (T693) Specimen Type:Tissue Container/Tube:Immunostain Technical Only Envelope Preferred:2 Unstained positively charged glass slide (25- x 75- x 1-mm) per test ordered; sections 4-microns thick. Acceptable:Formalin-fixed, paraffin-embedded tissue block |  | Hepatitis B surface antigen stains the cytoplasm of hepatitis B-infected hepatocytes in a granular pattern. The complete infective virion consists of a core of double-stranded DNA, a specific DNA polymerase, and structural proteins. The nucleocapsid contains 2 serologically distinct antigens, the core antigen and envelope antigen. These are surrounded by an outer envelope of surface protein that is recognized serologically as hepatitis B virus surface antigen. Core antigen is most often demonstrated in chronic active hepatitis, compared to surface antigen in the carrier state. |  | This test does not include pathologist interpretation, only technical performance of the stain. If interpretation is required, order PATHC / Pathology Consultation for a full diagnostic evaluation or second opinion of the case. The positive and negative controls are verified as showing appropriate immunoreactivity. If a control tissue is not included on the slide, a scanned image of the relevant quality control tissue is available upon request; call 855-516-8404. Interpretation of this test should be performed in the context of the patient's clinical history and other diagnostic tests by a qualified pathologist. | Age of a cut paraffin section can affect immunoreactivity. Stability thresholds vary widely among published literature and are antigen dependent. Best practice is for paraffin sections to be cut within 6 weeks. | 1. He Z, Chen J, Wang J, et al. Expression of hepatitis B surface antigen in liver tissues can serve as a predictor of prognosis for hepatitis B virus-related hepatocellular carcinoma patients after liver resection. Eur J Gastroenterol Hepatol. 2021;33(1):76-82. doi:10.1097/MEG.0000000000001698 2. Wang Q, Sachse P, Semmo M, et al. T- and B-cell responses and previous exposure to hepatitis B virus in 'anti-HBc alone' patients. J Viral Hepat. 2015;22(12):1068-1078. doi:10.1111/jvh.124283. Kabaçam G, Wedemeyer H, Savas B, et al. Role of immunohistochemistry for hepatitis D and hepatitis B virus in hepatitis delta. Liver Int. 2014;34(8):1207-1215. doi:10.1111/liv.12376 4. Magaki S, Hojat SA, Wei B, So A, Yong WH. An introduction to the performance of immunohistochemistry. Methods Mol Biol. 2019;1897:289-298. doi:10.1007/978-1-4939-8935-5_25 | Immunohistochemistry on sections of paraffin-embedded tissue.(Unpublished Mayo method) | 1 to 3 days | Until staining is complete. | This test has been cleared, approved, or is exempt by the US Food and Drug Administration and is used per manufacturer's instructions. Performance characteristics were verified by Mayo Clinic in a manner consistent with CLIA requirements. | 88342-TC, primary88341-TC, if additional IHC | Hepatitis B surface IHC, Tech Only | Order only;no result | 70766 | Hepatitis B surface IHC, Tech Only | Bill only; no result
HBGCD | Hepatitis B Surface Antigen for Cadaveric or Hemolyzed Specimens, Serum | Testing cadaveric and hemolyzed blood specimens for hepatitis B surface antigen (HBsAg); US Food and Drug Administration-licensed for use with hemolyzed specimens Diagnosis of acute, recent (<6-month duration), or chronic hepatitis B infection; determination of chronic hepatitis B carrier status This test isnot usefulduring the "window period" of acute hepatitis B virus (HBV) infection, (ie, after disappearance of HBsAg and prior to appearance of anti-HBs antibody). | Enzyme Immunoassay (EIA) | Yes | HBsAg Cadaver/Hemolyzed, S | All reactive results are confirmed by a neutralization procedure at an additional charge. | Collection Container/Tube: Preferred:Serum gel Acceptable:Red top Submission Container/Tube:Plastic vial Specimen Volume:2 mL Collection instructions: 1. Centrifuge blood collection tube per collection tube manufacturer's instructions (eg, centrifuge within 2 hours of collection for BD Vacutainer tubes). 2. Aliquot serum into plastic vial. | 1.5 mL | Hepatitis B virus (HBV) is endemic throughout the world. The infection is spread primarily through percutaneous contact with infected blood products (eg, blood transfusion, sharing of needles by intravenous drug users). The virus is found in various human body fluids, and it is known to be spread through oral and genital contact. HBV can be transmitted from mother to child during delivery through contact with blood and vaginal secretions; it is not commonly transmitted transplacentally. Hepatitis B surface antigen (HBsAg) is the first serologic marker appearing in the serum at 6 to 16 weeks following HBV infection. In acute infection, HBsAg usually disappears in 1 to 2 months after the onset of symptoms. Persistence of HBsAg for greater than 6 months indicates development of either a chronic carrier or chronic HBV infection. | Negative | A positive result (reactive screening and confirmed positive by neutralization test) is indicative of acute or chronic hepatitis B virus (HBV) infection or chronic HBV carrier state. A positive confirmatory test result is considered the definitive test result for hepatitis B surface antigen (HBsAg). Specimens that are reactive by the screening test but negative (not confirmed) by the confirmatory test are likely to contain cross-reactive antibodies from other infectious or immunologic disorders. These unconfirmed HBsAg screening test results should be interpreted in conjunction with test results of other HBV serological markers (eg, anti-hepatitis B surface antibody, anti-hepatitis B core total antibody). The presence of HBsAg is frequently associated with HBV infectivity, especially when accompanied by the presence of HBeAg or HBV DNA. | Positive hepatitis B surface antigen (HBsAg) test results should be reported by the health care provider to the State Department of Health, as required by law in some states. Individuals, especially neonates and children, who recently received hepatitis B vaccination may have transient-positive HBsAg test results because of the large dose of HBsAg used in the vaccine relative to the individual's body mass. Performance characteristics have not been established for the following specimen characteristics: -Icteric cadavers -Lipemic cadavers -Containing particulate matter | 1. Servoss JC, Friedman LS: Serologic and molecular diagnosis of hepatitis B virus. Clin Liver Dis. 2004 May;8(2):267-281 2. Badur S, Akgun A: Diagnosis of hepatitis B infections and monitoring of treatment. J Clin Virol. 2001 Jun;21(3):229-237 3. Bonino F, Piratvisuth T, Brunetto MR, Liaw YF: Diagnostic markers of chronic hepatitis B infection and disease. Antivir Ther. 2010;15 Suppl 3:35-44 4. Terrault NA, Bzowej NH, Chang KM, et al: AASLD guidelines for treatment of chronic hepatitis B. Hepatology. 2016 Jan;63(1):261-283 | Specimens are first screened by the Genetic Systems hepatitis B surface antigen (HBsAg) 3.0 EIA. All reactive results are confirmed by the Genetic Systems HBsAg Confirmatory Assay 3.0 (HBsAg Neutralization) at an additional charge. HBsAg: The Bio-Rad GS HBsAg EIA 3.0 is a qualitative third-generation enzyme immunoassay which uses mouse monoclonal antibodies to detect anti-HBsAg in human serum or cadaveric serum specimens. Wells of a microwell strip plate are coated with mouse monoclonal antibody to HBsAg (anti-HBs). Patient serum and appropriate controls are added to the wells and incubated with bound antibody. If HBsAg is present, it will bind to the antibody and not be removed by washing. The strips are washed to remove any unbound material. Washing is followed by the addition of conjugate solution (peroxidase-conjugated mouse monoclonal antibodies directed against HBsAg). The conjugate solution will bind to the antibody-HBsAg complex, if present. Unbound conjugate is removed by a wash step. Next, working 3,3',5,5'-tetramethylbenzidine (TMB) solution is added to the plate and allowed to incubate. A blue or blue-green color develops in proportion to the amount of HBsAg present in the sample. The enzyme reaction is stopped by the addition of acid, which changes the blue-green color to yellow. The absorbance values of controls and specimens are determined using a spectrophotometer with wavelength set at 450 nm.(Package insert: Genetic Systems HBsAg 3.0 EIA. Bio-Rad Laboratories; 02/2019) HBsAg Confirmation: The repeatedly reactive specimen is incubated with HBsAg confirmatory reagent (human antibody to HBsAg). If HBsAg is present in the specimen, it will be neutralized by the HBsAg confirmatory reagent. The treated specimen is re-assayed using the Genetic Systems HBsAg 3.0 EIA assay. The neutralized HBsAg is prevented from binding to the HBsAg antibody-coated microwells, which results in a reduction of signal. A non-neutralized control of the specimen (treated with HBsAg-negative control [human] in place of the HBsAg confirmatory reagent) is tested in parallel to the neutralized specimen for comparison of signal. Genetic Systems HBsAg EIA 3.0 repeatedly reactive specimens are confirmed as positive by the Genetic Systems HBsAg Confirmatory Assay 3.0 if the reduction in signal of the neutralized specimen is greater than or equal to 50% of the corresponding non-neutralized specimen, and the non-neutralized specimen signal is greater than or equal to the assay cutoff.(Package insert: Genetic Systems HBsAg Confirmatory Assay 3.0. Bio-Rad Laboratories; 01/2009) | 1 to 7 days | 14 days | This test has been cleared, approved, or is exempt by the US Food and Drug Administration and is used per manufacturer's instructions. Performance characteristics were verified by Mayo Clinic in a manner consistent with CLIA requirements. | 8734087341 (if appropriate) | HBsAg Cadaver/Hemolyzed, S | In Process | 83626 | HBsAg Cadaver/Hemolyzed, S | 5196-1
HBVQN | Hepatitis B Virus (HBV) DNA Detection and Quantification by Real-Time PCR, Serum | Detection and quantification of hepatitis B virus (HBV) DNA in serum of patients with chronic HBV infection (ie, hepatitis B surface antigen-positive) Monitoring disease progression in chronic HBV infection Monitoring response to anti-HBV therapy | Real-Time Polymerase Chain Reaction (PCR) | Yes | HBV DNA Detect/Quant, S | The following algorithms are available: | Supplies:Sarstedt Aliquot Tube, 5 mL (T914) Collection Container/Tube:Serum gel Submission Container/Tube:Plastic vial Specimen Volume:1.5 mL Collection Instructions: 1. Centrifuge blood collection tube per collection tube manufacturer's instructions(eg, centrifuge within 2 hours of collection for BD Vacutainer tubes). 2. Aliquot serum into plastic vial. | 0.8 mL | Diagnosis of acute or chronic hepatitis B virus (HBV) infection is based on the presence of HBV serologic markers such as hepatitis B surface antigen (HBsAg) and hepatitis B core IgM antibody (anti-HBc IgM), or the presence of HBV DNA detected by molecular assays. Although the diagnosis of acute and chronic HBV infection is usually made by serologic methods, the detection and quantification of HBV DNA in serum are useful to: -Diagnose some cases of early acute HBV infection (before the appearance of HBsAg) -Distinguish active from inactive HBV infection -Monitor a patient's response to anti-HBV therapy The presence of HBV DNA in serum is a reliable marker of active HBV replication. HBV DNA levels are detectable by 30 days following infection, generally reach a peak at the time of acute hepatitis, and gradually decrease and disappear when the infection resolves spontaneously. In cases of acute viral hepatitis with equivocal HBsAg test results, testing for HBV DNA in serum may be a useful adjunct in the diagnosis of acute HBV infection, since HBV DNA can be detected approximately 21 days before HBsAg typically appears in the serum. Patients with chronic HBV infection fail to clear the virus and remain HBsAg-positive. Such cases may be further classified as chronic active (replicative) HBV (high HBV levels, hepatitis Be antigen [HBeAg]-positive) or chronic inactive (nonreplicative) HBV (low or undetectable HBV DNA levels, HBeAg-negative). HBV DNA levels in serum are useful in determining the status of chronic HBV infection, by differentiating between active and inactive disease states. Patients with chronic active HBV are at greater risk for more serious liver disease and are more infectious than patients with inactive HBV infection. Reactivation of inactive chronic HBV infection (HBeAg-negative state) may occur with or without reappearance of HBeAg in serum. In patients with HBeAg-negative disease, detection of HBV DNA is the only reliable marker of active HBV replication. The therapeutic goal of anti-HBV therapy in patients who are HBeAg-positive is to achieve long-term suppression of viral replication with undetectable HBV DNA, HBe seroconversion and loss of HBeAg. The therapeutic goal in patients with HBeAg-negative disease is typically long-term viral suppression. The emergence of drug-resistant HBV strains in response to treatment with nucleoside/nucleotide analogs (eg, lamivudine, adefovir, entecavir, tenofovir), is characterized by either the reappearance of HBV DNA in serum (after it had become undetectable) or an increase in HBV DNA levels (following an initial decline). The following algorithms are available: -Hepatitis B: Testing Algorithm for Screening, Diagnosis, and Management -HBV Infection-Monitoring Before and After Liver Transplantation | Undetected | The quantification range of this assay is 10 to 1,000,000,000 IU/mL (1.00 log to 9.00 log IU/mL). An "Undetected" result indicates that hepatitis B virus (HBV) DNA was not detected in the serum specimen. A result of "<10 IU/mL (<1.00 log IU/mL)" indicates that HBV DNA is detected, but the HBV DNA level present cannot be quantified accurately below this lower limit of quantification of this assay. When clinically indicated, follow-up testing with this assay is recommended in 1 to 2 months. A quantitative result expressed in IU/mL and log IU/mL indicates the degree of active HBV viral replication in the patient. Monitoring HBV DNA levels over time is important for assessing disease progression or monitoring a patient's response to anti-HBV therapy. A result of ">1,000,000,000 IU/mL (>9.00 log IU/mL)" indicates the presence of active HBV viral replication, and the HBV DNA level present cannot be quantified accurately above this upper limit of quantification of this assay. An “Inconclusive” result with the comment "Submit a new specimen for testing if clinically indicated" indicates that inhibitory substances may be present in the specimen. When clinically indicated, collection and testing of a new specimen is recommended. | This test is not licensed by the US Food and Drug Administration as a screening test for hepatitis B virus (HBV) infections. Laboratory evaluation of HBV infection status should begin with HBV serologic testing, including testing for the presence of hepatitis B surface antigen. A diagnosis of chronic HBV infection should not be based solely on the presence of detectable or quantifiable HBV DNA in a single serum specimen. An "Undetected" HBV DNA test result in conjunction with a positive anti-HBV antibody status does not exclude the possibility of a resolved HBV infection. When clinically indicated, patients should be retested for HBV DNA in 1 to 2 months, to distinguish between past and resolved HBV infection and chronic HBV infection with episodic viral replication. Patient care providers are encouraged to use the same HBV DNA quantification assay for serial monitoring of HBV DNA levels in individual patient. | 1. Bonino F, Piratvisuth T, Brunetto MR, Liaw YF: Diagnostic markers of chronic hepatitis B infection and disease. Antivir Ther. 2010;15 Supply 15:35-44 2. World Health Organization: Guidelines for the prevention, care and treatment of persons with chronic hepatitis B infection. World Health Organization; March 2015. Accessed May 12, 2023. Available at www.who.int/publications/i/item/9789241549059 3. Terrault NA, Bzowej NH, Chang KM, Hwang JP, Jonas MM, Murad MH: AASLD guidelines for treatment of chronic hepatitis B. Hepatology. 2016;63(1):261-283 4. World Health Organization: Guidelines on hepatitis B and C testing. World Health Organization; February 2017. Accessed May 12, 2023. Available at www.who.int/publications/i/item/9789241549981 | The cobas HBV is a US Food and Drug Administration-approved in vitro nucleic acid amplification test for the quantification of hepatitis B virus (HBV) DNA in human serum, using the using the cobas 6800 or 8800 instrument for automated viral nucleic acid extraction (silica-based capture technique), purification, amplification, and detection of the viral nucleic acid target. This assay targets the highly conserved pre-Core/Core region of the HBV genome and generates amplification products that are detected real-time by a sequence-specific TaqMan probe during amplification. The probe contains a reporter fluorophore and a quencher dye that absorbs light emitted by the reporter. Cleavage of the probe physically separates the quencher from the reporter, enabling light emitted by the latter to be detected by a photomultiplier tube. Because amplification and detection are performed simultaneously, amplification products are measured during the exponential phase of DNA amplification regardless of the initial target concentration.(Package insert: cobas HBV-Quantitative nucleic acid test for use on the cobas 6800/8800 Systems. Roche Molecular Systems, Inc., Doc rev. 2.0, 12/2020) | 1 to 3 days | 2 months | This test has been cleared, approved, or is exempt by the US Food and Drug Administration and is used per manufacturer's instructions. Performance characteristics were verified by Mayo Clinic in a manner consistent with CLIA requirements. | 87517 | HBV DNA Detect/Quant, S | 42595-9 | 65555 | HBV DNA Detect/Quant, S | 42595-9
HBIM | Hepatitis B Virus Core IgM Antibody, Serum | Diagnosis of acute hepatitis B virus (HBV) infection Identifying acute HBV infection in the serologic window period when hepatitis B virus surface antigen and hepatitis B virus surface antibody results are negative Differentiation between acute, chronic, or past HBV infections in the presence of positive hepatitis B virus core total antibodies | Electrochemiluminescence Immunoassay (ECLIA) | Yes | HBc IgM Ab, S | For more information seeHepatitis B: Testing Algorithm for Screening, Diagnosis, and Management. | Patient Preparation:For 24 hours before specimen collection, patientshould nottake multivitamins or dietary supplements(eg, hair, skin, and nail supplements) containing biotin (vitamin B7). Supplies:Sarstedt Aliquot Tube, 5 mL (T914) Collection Container/Tube:Serum gel (red-top tubes arenot acceptable) Submission Container/Tube:Plastic vial Specimen Volume:0.6 mL Collection Instructions: 1. Centrifuge blood collection tube per manufacturer's instructions (eg, centrifuge and aliquot within 2 hours of collection for BD Vacutainer tubes). 2. Aliquot serum into a plastic tube. | 0.6 mL | Hepatitis B virus (HBV) is a DNA virus that is endemic throughout the world. In the initial (acute) phase of infection, hepatitis B virus core antibodies (anti-HBc) consist almost entirely of the IgM antibody class and appear shortly after the onset of symptoms. Anti-HBc IgM can be detected in serum and is usually present for up to 6 months after acute HBV infection. Anti-HBc IgM may be the only serologic marker of a recent hepatitis B infection detectable following the disappearance of hepatitis B surface antigen and prior to the appearance of hepatitis B virus surface antibody (ie, serologic window period). | Negative SeeViral Hepatitis Serologic Profiles | A positive result indicates recent acute hepatitis B infection. A negative result suggests lack of recent exposure to the virus in preceding 6 months. | The predictive value of a positive hepatitis B virus core (HBc) IgM antibody test result is low when used to test specimens from patients with low prevalence of acute hepatitis B virus infection. Serum specimens from individuals taking biotin supplements of 20 mg or more per day may have false-negative anti-HBc IgM test results due to interference of biotin with the assay. Such individuals should stop taking these biotin-containing dietary supplements for a minimum of 12 hours before blood collection for this test. Performance characteristics have not been established for the following specimen characteristics: -Patients younger than 21 years, pregnant women, or in populations of immunocompromised or immunosuppressed patients -Grossly icteric (total bilirubin level of >25 mg/dL) -Grossly lipemic (Intralipid level of >1000 mg/dL) -Grossly hemolyzed (hemoglobin level of >2000 mg/dL) -Containing particulate matter -Cadaveric specimens | 1. LeFebre ML, U.S. Preventive Services Task Force. Screening for hepatitis B virus infection in nonpregnant adolescents and adults: U.S. Preventive Services Task Force recommendation statement. Ann Intern Med. 2014;161(1):58-66. doi:10.7326/M14-1018 2. Jackson K, Locarnini S, Gish R. Diagnostics of hepatitis B virus: Standard of care and investigational. Clin Liver Dis. 2018 22;12(1):5-11. doi:10.1002/cld.729 3. Coffin CS, Zhou K, Terrault NA. New and old biomarkers for diagnosis and management of chronic hepatitis B virus infection. Gastroenterology. 2019;156(2):355-368. doi:10.1053/j.gastro.2018.11.037 4. WHO guidelines on hepatitis B and C testing. World Health Organization; 2017. Accessed December 21, 2023. Available at www.who.int/hepatitis/publications/HEP17001_WEB11.pdf?ua=1 5. Division of Viral Hepatitis, National Center for HIV, Viral Hepatitis, STD, and TB Prevention: Testing and public health management of persons with chronic hepatitis B virus infection. Centers for Disease Control and Prevention. Updated March 28, 2022. Accessed December 21, 2023. Available atwww.cdc.gov/hepatitis/hbv/testingchronic.htm 6. Conners EE, Panagiotakopoulos L, Hofmeister MG, et al. Screening and testing for hepatitis B virus infection: CDC recommendations - United States, 2023. MMWR Recomm Rep. 2023;72(1):1-25. doi:10.15585/mmwr.rr7201a1 |  | Same day/1 to 2 days | 14 days | This test has been cleared, approved, or is exempt by the US Food and Drug Administration and is used per manufacturer's instructions. Performance characteristics were verified by Mayo Clinic in a manner consistent with CLIA requirements. | 86705 | HBc IgM Ab, S | 24113-3 | HBIM | HBc IgM Ab, S | 24113-3
HBCPR | Hepatitis B Virus Core Total Antibodies Prenatal, Serum | Diagnosis of recent or past hepatitis B in pregnant individuals Determination of occult hepatitis B in otherwise healthy hepatitis B virus carriers with negative test results forhepatitis B surface (HBs) antigen, anti-HBs, anti-hepatitis B core IgM, hepatitis Be (HBe) antigen, and anti-HBe This assay isnot usefulfor differentiating among acute, chronic, and past or resolved hepatitis B. This testshould not be usedas a screening or confirmatory test for blood donor specimens. | Electrochemiluminescence Immunoassay (ECLIA) | Yes | HBc Total Ab Prenatal, S | For more information seeHepatitis B: Testing Algorithm for Screening, Diagnosis, and Management. | Patient Preparation:For 24 hours before specimen collection, patientshould nottake multivitamins or dietary supplements(eg, hair, skin, and nail supplements) containing biotin (vitamin B7). Supplies:Sarstedt Aliquot Tube, 5 mL (T914) Collection Container/Tube:Serum gel Submission Container/Tube:Plastic vial Specimen Volume:0.7 mL Collection Instructions: 1. Centrifuge blood collection tube per manufacturer's instructions (eg, centrifuge and aliquot within 2 hours of collection for BD Vacutainer tubes). 2. Aliquot serum into a plastic vial. | 0.6 mL | Hepatitis B virus coreantibodies (anti-HBc) appear shortly after the onset of symptoms of hepatitis B infection and soon after the appearance of hepatitis B virus surface antigen (HBsAg). Initially, anti-HBc consist almost entirely of the IgM antibody class, followed by appearance of anti-HBc IgG for which there is no commercial diagnostic assay. The HBc total antibody test, which detects both IgM and IgG antibodies, and the test for anti-HBc IgM may be the only markers of recent hepatitis B detectable in the "window period." The window period begins with the clearance of HBsAg and ends with the appearance of anti-HBs. Anti-HBc total may be the only serologic marker remaining years after exposure to hepatitis B virus. This assay is US Food and Drug Administration approved for in vitro diagnostic use and not for screening cell, tissue, and blood donors. | Negative Interpretation depends on clinical setting. For more information, seeViral Hepatitis Serologic Profiles. | Negative hepatitis B virus core total antibody (anti-HBc total) test results indicate the absence of exposure to hepatitis B virus and no evidence of recent, past/resolved, or chronic hepatitis B. A positive result indicates acute, chronic, or past or resolved hepatitis B. An inconclusive result suggests the presence of an interfering substance in the patient's serum specimen. Positive anti-HBc total test results should be correlated with the presence of other hepatitis B virus serologic markers, elevated liver enzymes, clinical signs and symptoms, and a history of risk factors. If clinically indicated, testing foranti-HBc IgM (HBIM / Hepatitis B Virus Core IgM Antibody, Serum) is necessary to confirm an acute or recent infection. Neonatal patients (<1 month old) with positive anti-HBc total results from this assay should be tested for anti-HBc IgM (HBIM / Hepatitis B Virus Core IgM Antibody, Serum) to rule out possible maternal anti-HBc causing false-positive results. Repeat testing using this assay for anti-HBc total within 1 month is also recommended for these neonatal patients. | Specimens containing sodium azide may cause false-positive results and should not be tested. Lipemic and precipitated samples may give inconsistent results. Serum specimens from individuals taking biotin supplements of 20 mg or more per day may have false-positivehepatitis B core total antibodytest results due to interference of biotin with the assay. Such individuals should stop taking these biotin-containing dietary supplements for a minimum of 12 hours before blood collection for this test. Performance characteristics have not been established for the following specimen characteristics: -Patients younger than 21 years, pregnant women, or in populations of immunocompromised or immunosuppressed patients -Grossly icteric (total bilirubin level of >25 mg/dL) -Grossly lipemic (intralipid level of >1000 mg/dL) -Grossly hemolyzed (hemoglobin level of >800 mg/dL) -Containing particulate matter -Cadaveric specimens -Heat-inactivated specimens | 1. LeFevre ML, U.S. Preventive Services Task Force. Screening for hepatitis B virus infection in nonpregnant adolescents and adults: U.S. Preventive Services Task Force recommendation statement. Ann Intern Med. 2014; 161(1):58-66. doi:10.7326/M14-1018 2. WHO guidelines on hepatitis B and C testing. World Health Organization; 2017. Accessed December 19, 2023. Available at www.who.int/publications/i/item/9789241549981 3. Jackson K, Locarnini S, Gish R. Diagnostics of hepatitis B virus: Standard of care and investigational. Clin Liver Dis. 2018; 12(1):5-11. doi:10.1002/cld.729 4. Coffin CS, Zhou K, Terrault NA. New and old biomarkers for diagnosis and management of chronic hepatitis B virus infection. Gastroenterology. 2019; 156(2):355-368. doi:10.1053/j.gastro.2018.11.037 5.Conners EE, Panagiotakopoulos L, Hofmeister MG, et al. Screening and testing for hepatitis B virus infection: CDC recommendations - United States, 2023. MMWR Recomm Rep. 2023;72(1):1-25. doi:10.15585/mmwr.rr7201a1 |  | Same day/1 to 3 days | 14 days | This test has been cleared, approved, or is exempt by the US Food and Drug Administration and is used per manufacturer's instructions. Performance characteristics were verified by Mayo Clinic in a manner consistent with CLIA requirements. | 86704 | HBc Total Ab Prenatal, S | 13952-7 | HBCPR | HBc Total Ab Prenatal, S | 13952-7
HBCSN | Hepatitis B Virus Core Total Antibodies Screen, Serum | Diagnosis of recent or past hepatitis B Determination of occult hepatitis B in otherwise healthy hepatitis B virus carriers with negative test results for hepatitis B surface (HBs) antigen, anti-HBs, anti-hepatitis B core IgM, hepatitis Be (HBe) antigen, andHBe antibody This assay isnot usefulfor differentiating between acute, chronic, past, or resolved hepatitis B. This testshould not be usedas a screening or confirmatory test for blood donor specimens. | Electrochemiluminescence Immunoassay (ECLIA) | Yes | HBc Total Ab Scrn, S | For more information seeHepatitis B: Testing Algorithm for Screening, Diagnosis, and Management | Patient Preparation:For 24 hours before specimen collection, patient shouldnottake multivitamins or dietary supplements(eg, hair, skin, and nail supplements) containing biotin (vitamin B7). Supplies:Sarstedt Aliquot Tube, 5 mL (T914) Collection Container/Tube:Serum gel (red-top tubes arenot acceptable) Submission Container/Tube:Plastic vial Specimen Volume:0.7 mL Collection Instructions: 1. Centrifuge blood collection tube per manufacturer's instructions (eg, centrifuge and aliquot within 2 hours of collection for BD Vacutainer tubes). 2. Aliquot serum into a plastic vial. | 0.6 mL | Hepatitis B virus core antibodies (anti-HBc)appear shortly after the onset of symptoms of hepatitis B infection and soon after the appearance of hepatitis B virus surface antigen (HBsAg). Initially, anti-HBc consist almost entirely of the IgM antibody class, followed by the appearance of anti-HBc IgG for which there is no commercial diagnostic assay. The HBc total antibody test, which detects both IgM and IgG antibodies, and the test for anti-HBc IgM may be the only markers of recent hepatitis B detectable in the "window period." The window period begins with the clearance of HBsAg and ends with the appearance of anti-HBs. Anti-HBc may be the only serologic marker remaining years after exposure to hepatitis B virus (HBV). This assay is US Food and Drug Administration approved for in vitro diagnostic use and not for screening cell, tissue, and blood donors. | Negative Interpretation depends on clinical setting. SeeViral Hepatitis Serologic Profiles | Negative hepatitis B virus core total antibody (anti-HBc total) test results indicate the absence of exposure to hepatitis B virus and no evidence of recent, past/resolved, or chronic hepatitis B. A positive result indicates acute, chronic, or past or resolved hepatitis B. An inconclusive result suggests the presence of an interfering substance in the patient's serum specimen. Positive anti-HBc total test results should be correlated with the presence of other hepatitis B virus serologic markers, elevated liver enzymes, clinical signs and symptoms, and a history of risk factors. If clinically indicated, testing for anti-HBc IgM (HBIM / Hepatitis B Virus Core Antibody, IgM, Serum) is necessary to confirm an acute or recent infection. Neonatal patients (<1 month old) with positive anti-HBc total results from this assay should be tested for anti-HBc IgM (HBIM / Hepatitis B Virus Core Antibody, IgM, Serum) to rule out possible maternal anti-HBc causing false-positive results. Repeat testing using this assay for anti-HBc total within 1 month is also recommended for these neonatal patients. | Specimens containing sodium azide may cause false-positive results and should not be tested. Lipemic and precipitated samples may give inconsistent results. Serum specimens from individuals taking biotin supplements of 20 mg or more per day may have false-positive hepatitis B core (HBc) total antibody test results due to interference of biotin with the assay. Such individuals should stop taking these biotin-containing dietary supplements for a minimum of 12 hours before blood collection for this test. Performance characteristics have not been established for the following specimen characteristics: -Patients younger than 21 years, pregnant women, or in populations of immunocompromised or immunosuppressed patients. -Grossly icteric (total bilirubin level of >25 mg/dL) -Grossly lipemic (intralipid level of >1000 mg/dL) -Grossly hemolyzed (hemoglobin level of >800 mg/dL) -Containing particulate matter -Cadaveric specimens -Heat inactivated specimens | 1. LeFevre ML; U.S. Preventive Services Task Force. Screening for hepatitis B virus infection in nonpregnant adolescents and adults: U.S. Preventive Services Task Force recommendation statement. Ann Intern Med. 2014;161(1):58-66. doi:10.7326/M14-1018 2. WHO guidelines on hepatitis B and C testing. World Health Organization; 2017. Accessed December 20, 2023. Available at www.who.int/publications/i/item/9789241549981 3. Jackson K, Locarnini S, Gish R. Diagnostics of hepatitis B virus: Standard of care and investigational. Clin Liver Dis. 2018;12(1):5-11. doi:10.1002/cld.729 4. Coffin CS, Zhou K, Terrault NA. New and old biomarkers for diagnosis and management of chronic hepatitis B virus infection. Gastroenterology. 2019;156(2):355-368. doi:10.1053/j.gastro.2018.11.037 5. Conners EE, Panagiotakopoulos L, Hofmeister MG, et al. Screening and Testing for Hepatitis B Virus Infection: CDC Recommendations - United States, 2023. MMWR Recomm Rep. 2023;72(1):1-25. doi:10.15585/mmwr.rr7201a1 | The ElecsysAnti-HBc (hepatitis B virus core antibody)II assay is based on the competitive immunoassay principle and performed using an electrochemiluminescence immunoassay on the automated cobas e 801 analyzer. Patient's sample is pretreated first with a reducing reagent, and after the addition of synthetic HBc antigen (HBcAg), complexes are formed with HBc antibodies present in the sample. The remaining unbound sites on the HBcAg become occupied with the added biotinylated antibodies and ruthenium complex-labeled antibodies specific for HBcAg. The entire complex binds to the streptavidin-coated microparticles (solid phase) via interaction of biotin and streptavidin. The reaction mixture is then aspirated into the measuring cell where the microparticles are magnetically captured onto the surface of the electrode. After unbound substances are washed away, voltage is applied to the electrode that induces chemiluminescent emissions, which are measured by a photomultiplier. The test results are determined by comparing the electrochemiluminescence signal generated from the reaction product in the sample to the cutoff index (COI) value set from assay reagent lot-specific assay calibration.(Package insert: Elecsys Anti-HBc II. Roche Diagnostics; v1.0, 04/2022) | 1 to 3 days | 14 days | This test has been cleared, approved, or is exempt by the US Food and Drug Administration and is used per manufacturer's instructions. Performance characteristics were verified by Mayo Clinic in a manner consistent with CLIA requirements. | 86704G0499 (if appropriate) | HBc Total Ab Scrn, S | 13952-7 | HBCSN | HBc Total Ab Scrn, S | 13952-7
HBC | Hepatitis B Virus Core Total Antibodies, Serum | Diagnosis of recent or past hepatitis B Determination of occult hepatitis B in otherwise healthy hepatitis B virus carriers with negative test results for hepatitis B surface (HBs) antigen, anti-HBs, anti-HB core IgM, hepatitis Be (HBe) antigen, and anti-HBe This assay isnot usefulfor differentiating among acute, chronic, and past or resolved hepatitis B. This testshould not be usedas a screening or confirmatory test for blood donor specimens. | Electrochemiluminescence Immunoassay (ECLIA) | Yes | HBc Total Ab, S | For more information seeHepatitis B: Testing Algorithm for Screening, Diagnosis, and Management. | Patient Preparation:For 24 hours before specimen collection, patientshould nottake multivitamins or dietary supplements(eg, hair, skin, and nail supplements) containing biotin (vitamin B7). Supplies:Sarstedt Aliquot Tube, 5 mL (T914) Collection Container/Tube:Serum gel (red-top tubes arenot acceptable) Submission Container/Tube:Plastic vial Specimen Volume:0.7 mL Collection Instructions: 1. Centrifuge blood collection tube per manufacturer's instructions (eg, centrifuge and aliquot within 2 hours of collection for BD Vacutainer tubes). 2. Aliquot serum into a plastic vial. | 0.6 mL | Hepatitis B virus core antibodies (anti-HBc) appear shortly after the onset of symptoms of hepatitis B infection and soon after the appearance of hepatitis B virus surface antigen (HBsAg). Initially, anti-HBc consist almost entirely of the IgM antibody class, followed by appearance of anti-HBc IgG for which there is no commercial diagnostic assay. The anti-HBc total antibody test, which detects both IgM and IgG antibodies, and the test for anti-HBc IgM may be the only markers of recent hepatitis B detectable in the "window period." The window period begins with the clearance of HBsAg and ends with the appearance of anti-HBs. Anti-HBc total may be the only serologic marker remaining years after exposure to hepatitis B virus. This assay is US Food and Drug Administration-approved for in vitro diagnostic use and not for screening cell, tissue, and blood donors. | Negative Interpretation depends on clinical setting. SeeViral Hepatitis Serologic Profiles | Negative hepatitis B virus core total antibody (anti-HBc total) test results indicate the absence of exposure to hepatitis B virus and no evidence of recent, past/resolved, or chronic hepatitis B. A positive result indicates acute, chronic, or past or resolved hepatitis B. An inconclusive result suggests the presence of an interfering substance in the patient's serum specimen. Positive anti-HBc total test results should be correlated with the presence of other hepatitis B virus serologic markers, elevated liver enzymes, clinical signs and symptoms, and a history of risk factors. If clinically indicated, testing foranti-HBc IgM (HBIM / Hepatitis B Virus Core Antibody, IgM, Serum) is necessary to confirm an acute or recent infection. Neonatal patients (<1 month old) with positive anti-HBc total results from this assay should be tested for anti-HBc IgM (HBIM / Hepatitis B Virus Core Antibody, IgM, Serum) to rule out possible maternal anti-HBc causing false-positive results. Repeat testing using this assay for anti-HBc total within 1 month is also recommended for these neonatal patients. | Specimens containing sodium azide may cause false-positive results and should not be tested. Lipemic and precipitated samples may give inconsistent results. Serum specimens from individuals taking biotin supplements of 20 mg or more per day may have false-positive hepatitis B core total antibody test results due to interference of biotin with the assay. Such individuals should stop taking these biotin-containing dietary supplements for a minimum of 12 hours before blood collection for this test. Performance characteristics have not been established for the following specimen characteristics: -Patients younger than 21 years, pregnant women, or in populations of immunocompromised or immunosuppressed patients. -Grossly icteric (total bilirubin level of >25 mg/dL) -Grossly lipemic (intralipid level of >1000 mg/dL) -Grossly hemolyzed (hemoglobin level of >800 mg/dL) -Containing particulate matter -Cadaveric specimens -Heat inactivated specimens | 1. LeFevre ML; U.S. Preventive Services Task Force. Screening for hepatitis B virus infection in nonpregnant adolescents and adults: U.S. Preventive Services Task Force recommendation statement. Ann Intern Med. 2014;161(1):58-66. doi:10.7326/M14-1018 2. WHO guidelines on hepatitis B and C testing. World Health Organization, 2017. Accessed September 9, 2023. Available at www.who.int/publications/i/item/9789241549981 3. Jackson K, Locarnini S, Gish R: Diagnostics of hepatitis B virus: Standard of care and investigational. Clin Liver Dis. 2018;12(1):5-11. doi:10.1002/cld.729 4. Coffin CS, Zhou K, Terrault NA: New and old biomarkers for diagnosis and management of chronic hepatitis B virus infection. Gastroenterology. 2019;156(2):355-368. doi:10.1053/j.gastro.2018.11.037 5. Conners EE, Panagiotakopoulos L, Hofmeister MG, et al. Screening and testing for hepatitis B virus infection: CDC recommendations - United States, 2023. MMWR Recomm Rep. 2023;72(1):1-25. doi:10.15585/mmwr.rr7201a1 | The Elecsys anti-HBc(hepatitis B virus core antibody) II assay is based on the competitive immunoassay principle and performed using an electrochemiluminescence immunoassay on the automated cobas e 801 immunochemistry analyzer. Patient's sample is pretreated first with a reducing reagent, and after the addition of synthetic HBc antigen (HBcAg), complexes are formed with anti-HBc present in the sample. The remaining unbound sites on the HBcAg become occupied with the added biotinylated antibodies and ruthenium complex-labeled antibodies specific for HBcAg. The entire complex binds to the streptavidin-coated microparticles (solid phase) via interaction of biotin and streptavidin. The reaction mixture is then aspirated into the measuring cell where the microparticles are magnetically captured onto the surface of the electrode. After unbound substances are washed away, voltage is applied to the electrode that induces chemiluminescent emissions which are measured by a photomultiplier. The test result is determined by comparing the electrochemiluminescence signal generated from the reaction product in the sample to the cutoff index (COI) value set from reagent lot-specific assay calibration.(Package insert: Elecsys Anti-HBc II. Roche Diagnostics; v1.0, 04/2022) | Same day/1 to 3 days | 14 days | This test has been cleared, approved, or is exempt by the US Food and Drug Administration and is used per manufacturer's instructions. Performance characteristics were verified by Mayo Clinic in a manner consistent with CLIA requirements. | 86704 | HBc Total Ab, S | 13952-7 | HBC | HBc Total Ab, S | 13952-7
CORAB | Hepatitis B Virus Core Total Antibodies, with Reflex to Hepatitis B Virus Core IgM Antibody, Serum | Detection and differentiation between recent, past/resolved, or chronic hepatitis B Diagnosis of recent hepatitis B virus (HBV) infection during the "window period" when both hepatitis B surface (HBs) antigen and anti-HBs are negative This test isnot usefulfor determining immunity to or recovery from HBV infection. | Electrochemiluminescence Immunoassay (ECLIA) | Yes | HBc Total Ab, w/Reflex, S | If the hepatitis B virus core (HBc) total antibodies test result is positive, then anti-HBc IgM is performed at an additional charge. | Patient Preparation:For 24 hours before specimen collection, patient shouldnottake multivitamins or dietary supplements(eg, hair, skin, and nail supplements) containing biotin (vitamin B7). Supplies:Sarstedt Aliquot Tube, 5 mL (T914) Collection Container/Tube:Serum gel (red-top tubes arenot acceptable) Submission Container/Tube:Plastic vial Specimen Volume:0.7 mL Collection Instructions: 1. Centrifuge blood collection tube per manufacturer's instructions(eg, centrifuge and aliquot within 2 hours of collection for BD Vacutainer tubes). 2. Aliquot serum into a plastic vial. | 0.6 mL | During the course of a typical case of acute hepatitis B, hepatitis B virus (HBV) core IgM antibodies (anti-HBc IgM) to hepatitis B virus core antigen are present in the serum shortly before clinical symptoms appear. Anti-HBc total is detectable during the prodromal, acute, and early convalescent phases when it exists as anti-HBc IgM. Anti-HBc IgM increase in level and are present during the core window period (ie, after hepatitis B virus surface (HBs) antigen disappears and before anti-HBs appear). Anti-HBc total may be the only serologic marker remaining years after exposure to HBV. | Negative Interpretation depends on clinical setting. SeeViral Hepatitis Serologic Profiles | Negative hepatitis B virus core total antibody (anti-HBc total) results indicate the absence of recent, past/resolved, or chronic hepatitis B. Positive anti-HBc total result may indicate recent, past/resolved, or chronic hepatitis B. An inconclusive resultfor anti-HBc totalsuggests presence of interfering substance in the patient's serum specimen. Testing for anti-HBc IgM is necessary to confirm the presence of acute or recent hepatitis B. A positive anti-HBc total result with a negative anti-HBc IgM result indicates past or chronic hepatitis B virus (HBV) infection. Differentiation between past/resolved and chronic hepatitis B can be based on the presence of hepatitis B virus surface antigen (HBsAg) in the latter condition. Positive anti-HBc total results with negative anti-HBc IgM results in infants younger than 18 months may be due to passively acquired maternal IgG antibodies. Additional testing, such as HBsAg, anti-HBc IgM, and hepatitis Be antigen, are necessary to confirm a diagnosis of acute or recent hepatitis B in these infants. | Specimens containing sodium azide may cause false-positive results and should not be tested. Lipemic and precipitated samples may give inconsistent results. Serum specimens from individuals taking biotin supplements of 20 mg or more per day may have false-positive hepatitis B core total antibody test results due to interference of biotin with the assay. Such individuals should stop taking these biotin-containing dietary supplements for a minimum of 12 hours before blood collection for this test. Performance characteristics have not been established for the following specimen characteristics: --Patients younger than 21 years, pregnant women, or in populations of immunocompromised or immunosuppressed patients -Grossly icteric (total bilirubin level of >25 mg/dL) -Grossly lipemic (intralipid level of >1000 mg/dL) -Grossly hemolyzed (hemoglobin level of >800 mg/dL) -Containing particulate matter -Cadaveric specimen -Heat-inactivated specimen | 1.LeFevre ML; U.S. Preventive Services Task Force. Screening for hepatitis B virus infection in nonpregnant adolescents and adults: U.S. Preventive Services Task Force recommendation statement. Ann Intern Med. 2014;161(1):58-66. doi:10.7326/M14-1018 2. WHO guidelines on hepatitis B and C testing. World Health Organization, 2017. Accessed December 22, 2023. Available atwww.who.int/publications/i/item/9789241549981 3. Jackson K, Locarnini S, Gish R. Diagnostics of hepatitis B virus: Standard of care and investigational. Clin Liver Dis. 2018; 12(1):5-11. doi:10.1002/cld.729 4. Coffin CS, Zhou K, Terrault NA. New and old biomarkers for diagnosis and management of chronic hepatitis B virus infection. Gastroenterology. 2019; 156(2):355-368. doi:10.1053/j.gastro.2018.11.037 5.Conners EE, Panagiotakopoulos L, Hofmeister MG, et al. Screening and Testing for Hepatitis B Virus Infection: CDC Recommendations - United States, 2023. MMWR Recomm Rep. 2023;72(1):1-25. doi:10.15585/mmwr.rr7201a1 | The Elecsys Anti-HBc (hepatitis B virus core antibody) II assay is based on the competitive immunoassay principle and performed using an electrochemiluminescence immunoassay on the automated cobas e 801 immunochemistry analyzer. The patient's sample is pretreated first with a reducing reagent, and after the addition of synthetic HBc antigen (HBcAg), complexes are formed with anti-HBc in the sample. The remaining unbound sites on the HBcAg become occupied after addition of biotinylated antibodies and ruthenium complex-labeled antibodies specific for HBcAg. The entire complex binds to the streptavidin-coated microparticles (solid phase) via interaction of biotin and streptavidin. The reaction mixture is then aspirated into the measuring cell where the microparticles are magnetically captured onto the surface of the electrode. After unbound substances are washed away, voltage is applied to the electrode that induces chemiluminescent emissions, which are measured by a photomultiplier. Test result is determined by comparing the electrochemiluminescence signal generated from the reaction product in the sample to the cutoff index value set from assay reagent lot-specific assay calibration.(Package insert: Elecsys Anti-HBc II. Roche Diagnostics; v1.0, 04/2022) | 1 to 3 days | 14 days | This test has been cleared, approved, or is exempt by the US Food and Drug Administration and is used per manufacturer's instructions. Performance characteristics were verified by Mayo Clinic in a manner consistent with CLIA requirements. | 8670486705 (if appropriate) | HBc Total Ab, w/Reflex, S | 13952-7 | CORAB | HBc Total Ab, w/Reflex, S | 13952-7
HBCRQ | Hepatitis B Virus Core-Related Antigen, Quantitative, Serum | Monitoring of response to antiviral therapy in individuals with chronic hepatitis B who are negative for hepatitis B e antigen (HBeAg), positive for hepatitis B e antibody, and undetectable or lowhepatitis B virusDNA levels (eg, <500 IU/mL) in serum | Chemiluminescent Enzyme Immunoassay | Yes | HBcr Ag, Quantitative, S | For more information seeHepatitis B: Testing Algorithm for Screening, Diagnosis, and Management | Supplies:Sarstedt Aliquot Tube, 5 mL (T914) Collection Container/Tube:Serum gel Submission Container/Tube:Plastic vial Specimen Volume:2 mL Collection Instructions:Centrifuge and aliquot serum into a plastic vial | 0.5 mL | During antiviral treatment of chronic hepatitis B (CHB), measurement ofhepatitis B virus (HBV)DNA in serum or plasma is used as a marker of treatment efficacy, providing an estimate of the viral replicative activity in the treated individual. However, with nucleoside/nucleotide analogues (NA) acting on limited steps of the viral replication cycle, the production of HBV intermediate proteins (such as hepatitis B core antigen [HBcAg], hepatitis B surface antigen [HBsAg], and hepatitis B e antigen [HBeAg]) may not be affected significantly during such treatment. Therefore, measurement of such HBV proteins in serum or plasma can be useful in monitoring treatment efficacy, especially in patients receiving NA therapy when serum or plasma HBV DNA levels are undetectable. Another recently discovered group of HBV intermediate proteins, hepatitis B core-related antigens (HBcrAgs), comprises 3 related proteins sharing an identical 149 amino acid sequence: HBcAg, HBeAg, and a truncated 22-kDa precore protein. HBcrAg levels in serum or plasma of individuals with CHB showed good correlation with intrahepatic covalently closed circular DNA (cccDNA) and total HBV DNA, serum HBV DNA, and HBsAg to a lesser extent. In situations where serum HBV DNA levels become undetectable or HBsAg loss is achieved, HBcrAg can still be detectable. Serum HBcrAg concentration correlates strongly with the serum HBV DNA concentration in a positive and linear manner, regardless of the HBeAg status. Intrahepatic total HBV DNA also correlates well with serum HBcrAg in treatment-naive or -experienced individuals. For these reasons, HBcrAg levels in serum or plasma can estimate the intrahepatic cccDNA quantity and serve as a useful marker for disease monitoring, predicting treatment response and disease outcome of CHB. HBcrAg levels in serum or plasma are also helpful in differentiating HBeAg-negative CHB from HBeAg-positive CHB, predicting spontaneous or treatment-induced HBeAg seroconversion, sustained response to NA therapy, risk of HBV reactivation in occult HBV infection under immunosuppressive therapies, and risk of hepatocellular carcinoma (HCC) development as well as post-operative HCC recurrence. | <1,000 U/mL | This assay has a limit of detection of 158 U/mL and quantifies hepatitis B core-relatedantigen (HBcrAg) in serum within the range of 1000 to 7,500,000 U/mL (or 3.00 log to 6.88 log U/mL). Result of <1000 U/mL indicates that the HBcrAg level present in the serum specimen tested is less than 1000 U/mL (the lower limit of quantification of this assay). | Given the complex kinetics of hepatitis B virus (HBV) replication in chronic hepatitis B, a single undetectable result of hepatitis Bcore-related antigen (HBcrAg) in the serum specimen of an individual receiving antiviral therapy for chronic hepatitis B does not indicate cure or the absence of this virus in this individual. Serial measurements of HBcrAg and other tests, such as HBV DNA (HBVQN / Hepatitis B Virus DNA Detection and Quantification by Real-Time PCR, Serum) and HBsAg (HBAGQ / Hepatitis B Virus [HBV] Surface Antigen, Quantitative, Serum) levels, would be helpful or necessary to determine the definitive infection status in such individuals. In rare cases, some individuals can develop antibodies to mouse or other animal antibodies (often referred to as human anti-mouse antibodies [HAMA] or heterophile antibodies), which may cause interference in some immunoassays. Caution should be used in interpretation of results, and the laboratory should be alerted if the result does not correlate with the clinical presentation. Performance characteristics have not been established for the following specimen characteristics: -Grossly icteric (total bilirubin level of >20 mg/dL) -Grossly lipemic (triolein level of >3000 mg/dL) -Grossly hemolyzed (hemoglobin level of >500 mg/dL) -Containing particulate matter -Cadaveric specimens | 1.Chen EQ, Feng S, Wang ML, et al. Serum hepatitis B core-related antigen is a satisfactory surrogate marker of intrahepatic covalently closed circular DNA in chronic hepatitis B. Sci Rep. 2017;7(1):173. doi:10.1038/s41598-017-00111-0 2. Zhang ZQ, Zhang XN, Lu W, et al. Distinct patterns of serum hepatitis B core-related antigen during the natural history of chronic hepatitis B. BMC Gastroenterol. 2017;17:140. doi:10.1186/s12876-017-0703-9 3. Mak, LY,Wong DK, Cheung KS, et al. Hepatitis B core-related antigen (HbcrAg): an emerging marker for chronic hepatitis B virus infection. Aliment Pharmacol Ther. 2018;47(1):43-54. doi:10.1111/apt.14376 4. Van Halewijn GJ,Geurtsvankessel CH, Klaasse J,et al. Diagnostic and analytical performance of the hepatitis B core related antigen immunoassay in hepatitis B patients. J Clin Virol. 2019;114:1-5. doi:10.1016/j.jcv.2019.03.003 | The Lumipulse Ghepatitis B core-related antigen (HBcrAg) assay includes a set of immunoassay reagents for the detection and quantification of HBcrAg in specimens based on chemiluminescent enzyme immunoassay technology with a two-step immunoassay method and the LUMIPULSE G System. Pre-treatment solution containing a detergent is added to clinical serum specimens, HBcrAg calibrator, and assay controls to the pre-treatment solution.HBcrantibodies present in clinical serum specimens are inactivated in this step. HBcr antibody-coated particles are then added to the pre-treated clinical specimens, HBcrAg calibrator, and assay controls, followed by incubation. HBcrAg present in each sample specifically bind to HBcr antibodies present on the microparticles to form antigen-antibody immunocomplexes. Excess microparticles and unbound materials are removed by washing, followed by addition and incubation with alkaline phosphatase-labeled HBcr antibodies that specifically binds to HBcrAg in the antigen-antibody immunocomplexes attached to the microparticles to form larger immunocomplexes. After additional washes to remove unbound materials, a substrate solution is added to allow an enzymatic reaction to generate luminescence that is detected by the analyzer. The resulting luminescent signal is proportionate to the amount of HBcrAg present in the sample.(Unpublished Mayo method) | 1 to 7 days | 2 weeks | This test was developed and its performance characteristics determined by Mayo Clinic in a manner consistent with CLIA requirements. It has not been cleared or approved by the US Food and Drug Administration. | 82397 | HBcr Ag, Quantitative, S | 97152-3 | HBCQ2 | HBcr Ag, Quantitative, S | 97152-3
HEAB | Hepatitis B Virus e Antibody, Serum | Determining the presence or absence of detectable hepatitis B virus e antibody in monitoring infection status of individuals with chronic hepatitis B Determining infectivity of hepatitis B virus (HBV) carriers Monitoring serologic response of chronically HBV-infected patients receiving antiviral therapy | Electrochemiluminescence Immunoassay (ECLIA) | Yes | HBe Antibody, S | For more information seeHepatitis B: Testing Algorithm for Screening, Diagnosis, and Management | Patient Preparation:For 24 hours before specimen collection, patientshouldnottake multivitamins or dietary supplements (eg, hair, skin, and nail supplements) containing biotin (vitamin B7). Supplies:Sarstedt Aliquot Tube, 5 mL (T914) Collection Container/Tube:Serum gel (red-top tubes arenot acceptable) Submission Container/Tube:Plastic vial Specimen Volume:0.7 mL Collection Instructions: 1. Centrifuge blood collection tube per manufacturer's instructions(eg, centrifuge and aliquot within 2 hours of collection for BD Vacutainer tubes). 2. Aliquot serum into plastic vial. | 0.5 mL | During recovery from acute hepatitis B, the hepatitis B e virus antigen (HBeAg) level declines and becomes undetectable and HBe antibody (anti-HBe) appears in the serum. Anti-HBe usually remains detectable for many years after recovery from acute hepatitis B. In hepatitis B virus (HBV) carriers and in patients with chronic hepatitis B, positive anti-HBe results usually indicate inactivity of the virus and low infectivity of the patients. Positive anti-HBe results in the presence of detectable HBV DNA in serum indicate active viral replication. For more information, see the following: -Hepatitis B: Testing Algorithm for Screening, Diagnosis, and Management -Viral Hepatitis Serologic Profiles | Negative SeeViral Hepatitis Serologic Profiles. | Absence of hepatitis B e antigen (HBeAg) with appearance of HBe antibody (anti-HBe) is consistent with inactivity of the virus and loss of hepatitis B virus (HBV) infectivity. Although resolution of chronic HBV infection generally follows the appearance of anti-HBe, the HBV carrier state may persist. | Serum specimens from individuals taking multivitamins containing biotin or biotin supplements at 20 mg or more per day may have false-positivehepatitis B eantibody(anti-HBe) test results due to interference of biotin with the assay. Such individuals should stop taking these biotin-containing dietary supplements for a minimum of 12 hours before blood collection for this test. Appearance of anti-HBe in serum does not completely rule-out chronic hepatitis B virus carrier state or infectivity. Performance characteristics of this assay have not been established in patients younger than 2 years or in populations of immunocompromised or immunosuppressed patients. This assay is not licensed by US Food and Drug Administration for testing cord blood samples or screening donors of blood, plasma, human cell, or tissue products. Performance characteristics have not been established for the following specimen characteristics: -Grossly icteric (total bilirubin level of >66 mg/dL) -Grossly lipemic (intralipid level of >2000 mg/dL) -Grossly hemolyzed (hemoglobin level of >2000 mg/dL) | 1. LeFevre ML, U.S. Preventive Services Task Force: Screening for hepatitis B virus infection in nonpregnant adolescents and adults: U.S. Preventive Services Task Force recommendation statement. Ann Intern Med. 2014; 161(1):58-66. doi:10.7326/M14-1018 2. Terrault NA, Bzowej NH, Chang KM, et al. AASLD guidelines for treatment of chronic hepatitis B. Hepatology. 2016; 63(1):261-283 3. WHO guidelines on hepatitis B and C testing. World Health Organization; 2017. Accessed December21, 2023. Available at www.who.int/publications/i/item/9789241549981 4. Jackson K, Locarnini S, Gish R. Diagnostics of hepatitis B virus: Standard of care and investigational. Clin Liver Dis. 2018; 12(1):5-11. doi:10.1002/cld.729 5. Coffin CS, Zhou K, Terrault NA. New and old biomarkers for diagnosis and management of chronic hepatitis B virus infection. Gastroenterology. 2019; 156(2):355-368. doi:10.1053/j.gastro.2018.11.037 6.Conners EE, Panagiotakopoulos L, Hofmeister MG, et al. Screening and testing for hepatitis B virus infection: CDC Recommendations-United States, 2023. MMWR Recomm Rep. 2023;72(1):1-25 | The Elecsys Anti-HBe (hepatitis B virus e antibody) assay is based on the competitive immunoassay principle and performed using an electrochemiluminescence method on the automated cobas e 801 immunochemistry analyzer. Anti-HBe present in the patient's sample binds to the added synthetic HBe antigen (HBeAg). The remaining unbound sites on the synthetic HBeAg become occupied with the added biotinylated antibodies and ruthenium complex-labeled antibodies specific for HBeAg. The entire complex becomes bound to streptavidin-coated microparticles (solid phase) via interaction of biotin and streptavidin. The reaction mixture is then aspirated into the measuring cell where the microparticles are magnetically captured onto the surface of the electrode. After unbound substances are washed away, voltage is applied to the electrode, which induces chemiluminescent emission that is measured by a photomultiplier.Test result is determined by comparing the electrochemiluminescence signal generated from the reaction product to the cutoff index value set from reagent lot-specific assay calibration.(Package insert: Elecsys Anti-HBe. Roche Diagnostics; v1.0, 12/2021) | Same day/1 to 3 days | 14 days | This test has been cleared, approved, or is exempt by the US Food and Drug Administration and is used per manufacturer's instructions. Performance characteristics were verified by Mayo Clinic in a manner consistent with CLIA requirements. | 86707 | HBe Antibody, S | 33463-1 | HEAB | HBe Antibody, S | 33463-1
HEAG | Hepatitis B Virus e Antigen and Hepatitis B Virus e Antibody, Serum | Determining the presence or absence of detectable hepatitis B virus e antigen and antibody in monitoring infection status of individuals with chronic hepatitis B Determining infectivity of hepatitis B virus (HBV) carriers Monitoring serologic response of chronically HBV-infected patients receiving antiviral therapy | Electrochemiluminescence Immunoassay (ECLIA) | Yes | Hepatitis Be Ag and Ab, S | Serum SST | Patient Preparation:For 24 hours before specimen collection, patientshouldnottake multivitamins or dietary supplements (eg, hair, skin, and nail supplements) containing biotin (vitamin B7). Supplies:Sarstedt Aliquot Tube, 5 mL (T914) Collection Container/Tube:Serum gel (red-top tubes arenot acceptable) Submission Container/Tube:Plastic vial Specimen Volume:0.8 mL Collection Instructions: 1. Centrifuge blood collection tube per manufacturer's instructions(eg, centrifuge and aliquot within 2 hours of collection for BD Vacutainer tubes). 2. Aliquot serum into a plastic vial. | 0.7 mL | Hepatitis B virus (HBV) e antigen (HBeAg) is a small polypeptide, which exists in a free form in the serum of individuals during the early phase of hepatitis B infection, soon after hepatitis B virus surface antigen (HBsAg) becomes detectable. Serum levels of both HBeAg and HBsAg rise rapidly during the period of viral replication. The presence of HBeAg in serum correlates with viral infectivity, the number of infectious virions, and the presence of HBV core antigen in the infected hepatocytes. During recovery from acute hepatitis B, HBeAg level declines and becomes undetectable in the serum, while HBe antibody (anti-HBe) appears and becomes detectable in the serum. Anti-HBe usually remains detectable for many years after recovery from acute HBV infection. In HBV carriers and patients with chronic hepatitis B, positive HBeAg results usually indicate presence of active HBV replication and high infectivity. A negative HBeAg result indicates very minimal or no HBV replication. Positive anti-HBe test results usually indicate inactivity of the virus and low infectivity, and such positive results in the presence of detectable HBV DNA in serum also indicate active viral replication in these patients. | HEPATITIS Be ANTIGEN: Negative HEPATITIS Be ANTIBODY: Negative For more information seeViral Hepatitis Serologic Profiles. | Presence of hepatitis B virus e antigen (HBeAg) and absence of HBe antibody (anti-HBe) usually indicate active hepatitis B virus (HBV) replication and high infectivity. Absence of HBeAg with appearance of anti-HBe is consistent with loss of HBV infectivity. Although resolution of chronic HBV infection generally follows the appearance of anti-HBe, the HBV carrier state may persist. | Serum specimens from individuals taking multivitamins containing biotin or biotin supplements of 20 mg or more per day may have false-negativehepatitis B virus e antigen (HBeAg) and false-positive HBe antibody (anti-HBe) results due to interference of biotin with the assay. Such individuals should stop taking these biotin-containing dietary supplements for a minimum of 12 hours before blood collection for this test. Disappearance of HBeAg or appearance of anti-HBe in serum does not completely rule-out chronic hepatitis B virus carrier state or infectivity. Performance characteristics of these 2 assays have not been established in patients younger than 2 years, pregnant women, or in populations of immunocompromised or immunosuppressed patients. These 2 assays are not licensed by US Food and Drug Administration for testing cord blood samples or screening donors of blood, plasma, human cell, or tissue products. Performance characteristics have not been established for the following specimen characteristics: -Grossly icteric (total bilirubin level of >25 mg/dL) -Grossly lipemic (Intralipid level of >1000 mg/dL) -Grossly hemolyzed (hemoglobin level of >2000 mg/dL) -Specimen containing particulate matter | 1. LeFevre ML, U.S. Preventive Services Task Force: Screening for hepatitis B virus infection in nonpregnant adolescents and adults: U.S. Preventive Services Task Force recommendation statement. Ann Intern Med. 2014;161(1):58-66. doi:10.7326/M14-1018 2. Terrault NA, Bzowej NH, Chang KM, et al. AASLD guidelines for treatment of chronic hepatitis B. Hepatology. 2016; 63(1):261-283 3. WHO guidelines on hepatitis B and C testing. World Health Organization; 2017. Accessed December 21, 2023. Available at www.who.int/publications/i/item/9789241549981 4. Jackson K, Locarnini S, Gish R. Diagnostics of hepatitis B virus: Standard of care and investigational. Clin Liver Dis. 2018; 12(1):5-11. doi:10.1002/cld.729 5. Coffin CS, Zhou K, Terrault NA. New and old biomarkers for diagnosis and management of chronic hepatitis B virus infection. Gastroenterology. 2019; 156(2):355-368. doi:10.1053/j.gastro.2018.11.037 6. Conners EE, Panagiotakopoulos L, Hofmeister MG, et al. Screening and testing for hepatitis B virus infection: CDC Recommendations - United States, 2023. MMWR Recomm Rep. 2023;72(1):1-25 | Hepatitis B Virus e Antigen: The Elecsys HBeAg (hepatitis B e antigen) assay is based on the sandwich principle and performed using an electrochemiluminescence immunoassay on the automated cobas e 801 immunochemistry analyzer. HBeAg present in patient's sample reacts with 2 biotinylated monoclonal anti-HBeAg antibodies and a mixture of monoclonal anti-HBeAg antibody and polyclonal anti-HBeAg antibodies labeled with a ruthenium complex react to form a sandwich complex. After addition of streptavidin-coated microparticles (solid phase), the complexes bind to this solid phase via interaction of biotin and streptavidin. The reaction mixture is aspirated into the measuring cell where the microparticles are magnetically captured onto the surface of the electrode. Unbound substances are then washed away, and voltage is applied to the electrode that induces chemiluminescent emissions, which are measured by a photomultiplier. Thetest result is determined by comparing the electrochemiluminescence signal generated from the patient's sample to the cutoff index (COI) value set from reagent lot-specific assay calibration.(Package insert: Elecsys HBeAg. Roche Diagnostics, v1.0, 10/2020) Hepatitis B Virus e Antibody: TheElecsys Anti-HBe (hepatitis B virus e antibody) assay is based on the competitive immunoassay principle and performed using an electrochemiluminescence method on the automated cobas e 801 immunochemistry analyzer. Anti-HBe present in the patient's sample first binds to the added synthetic HBeAg. The remaining unbound sites on the synthetic HBeAg become occupied with the added biotinylated antibodies and ruthenium complex-labeled antibodies specific for HBeAg. The entire complex becomes bound to the streptavidin-coated microparticles (solid phase) via interaction of biotin and streptavidin. The reaction mixture is then aspirated into the measuring cell where the microparticles are magnetically captured onto the surface of the electrode. Unbound substances are then washed away, and voltage is applied to the electrode that induces chemiluminescent emissions, which are measured by a photomultiplier.Test result is determined by comparing the electrochemiluminescence signal generated from the sample to the COI value set from reagent lot-specific assay calibration.(Elecsys Anti-HBe.Roche Diagnostics; v1.0, 12/2021) | Same day/1 to 3 days | 14 days | This test has been cleared, approved, or is exempt by the US Food and Drug Administration and is used per manufacturer's instructions. Performance characteristics were verified by Mayo Clinic in a manner consistent with CLIA requirements. | 8670787350 | Hepatitis Be Ag and Ab, S | 77176-6 | HEAB | HBe Antibody, S | 33463-1
EAG | Hepatitis B Virus e Antigen, Serum | Determining the presence or absence of detectable hepatitis B virus e antigen in monitoring infection status of individuals with chronic hepatitis B Determining infectivity of hepatitis B virus (HBV) carriers Monitoring serologic response of chronically HBV-infected patients receiving antiviral therapy | Electrochemiluminescence Immunoassay (ECLIA) | Yes | Hepatitis Be Ag, S | For more information seeHepatitis B: Testing Algorithm for Screening, Diagnosis, and Management | Patient Preparation:For 24 hours before specimen collection, patientshould nottake multivitamins or dietary supplements (eg, hair, skin, and nail supplements) containing biotin (vitamin B7). Supplies:Sarstedt Aliquot Tube, 5 mL (T914) Collection Container/Tube:Serum gel (red-top tubes arenot acceptable) Submission Container/Tube:Plastic vial Specimen Volume:0.7 mL Collection Instructions: 1. Centrifuge blood collection tube per manufacturer's instructions(eg, centrifuge and aliquot within 2 hours of collection for BD Vacutainer tubes). 2. Aliquot serum into plastic vial. | 0.6 mL | Hepatitis B virus e antigen (HBeAg) is found in the early phase of hepatitis B infection soon after hepatitis B virus surface antigen becomes detectable. Serum levels of both antigens rise rapidly during the period of viral replication. The presence of HBeAg correlates with hepatitis B virus (HBV) infectivity, the number of infectious virions, and the presence of HBV core antigen in the infected hepatocytes. In HBV carriers and patients with chronic hepatitis B, positive HBeAg results usually indicate presence of active HBV replication and high infectivity. A negative HBeAg result indicates very minimal or no HBV replication. For more information, see the following: -Hepatitis B: Testing Algorithm for Screening, Diagnosis, and Management -Viral Hepatitis Serologic Profiles | Negative | Presence of hepatitis B virus e antigen (HBeAg) and absence of HBe antibody (anti-HBe) usually indicate active hepatitis B virus (HBV) replication and high infectivity. Absence of HBeAg with appearance of anti-HBe is consistent with loss of HBV infectivity. | Disappearance of hepatitis B virus e antigen or appearance of HBe antibody in serum does not completely rule-out chronic hepatitis B carrier state or infectivity. Specimens should not be taken from patients receiving therapy with high biotin doses (ie, >5 mg/day) until at least 8 hours following the last biotin administration. Performance characteristics of this assay have not been established in patients younger than 2 years or in populations of immunocompromised or immunosuppressed patients. This assay is not licensed by US Food and Drug Administration for testing cord blood specimens or screening donors of blood, plasma, human cell, or tissue products. Performance characteristics have not been established for the following specimen characteristics: -Grossly icteric (total bilirubin level >40 mg/dL) -Grossly lipemic (intralipid level >2200 mg/dL) -Grossly hemolyzed (hemoglobin level >2200 mg/dL) -Specimen containing particulate matter | 1. LeFevre ML, U.S. Preventive Services Task Force: Screening for hepatitis B virus infection in nonpregnant adolescents and adults: U.S. Preventive Services Task Force recommendation statement. Ann Intern Med. 2014;161(1):58-66. doi:10.7326/M14-1018 2. Terrault NA, Bzowej NH, Chang KM, et al. AASLD guidelines for treatment of chronic hepatitis B. Hepatology. 2016; 63(1):261-283 3. WHO guidelines on hepatitis B and C testing. World Health Organization; 2017. Accessed December 21, 2023. Available at www.who.int/publications/i/item/9789241549981 4. Jackson K, Locarnini S, Gish R. Diagnostics of hepatitis B virus: Standard of care and investigational. Clin Liver Dis. 2018; 12(1):5-11. doi:10.1002/cld.729 5. Coffin CS, Zhou K, Terrault NA. New and old biomarkers for diagnosis and management of chronic hepatitis B virus infection. Gastroenterology. 2019; 156(2):355-368. doi:10.1053/j.gastro.2018.11.037 6.Conners EE, Panagiotakopoulos L, Hofmeister MG, et al. Screening and testing for hepatitis B virus infection: CDC Recommendations-United States, 2023. MMWR Recomm Rep. 2023;72(1):1-25 | The Elecsys HBeAg (hepatitis B e antigen) assay is based on the sandwich principle and performed using an electrochemiluminescence immunoassay on the automated cobas e 801 immunochemistry analyzer. HBeAg present in patient's sample reacts with 2 biotinylated monoclonal anti-HBeAg antibodies and a mixture of monoclonal anti-HBeAg antibody and polyclonal anti-HBeAg antibodies labeled with a ruthenium complex react to form a sandwich complex. After addition of streptavidin-coated microparticles (solid phase), the complexes bind to this solid phase via interaction of biotin and streptavidin. The reaction mixture is aspirated into the measuring cell where the microparticles are magnetically captured onto the surface of the electrode. Unbound substances are then washed away, and voltage is applied to the electrode, which induces chemiluminescent emission that is measured by a photomultiplier.Test result is determined by comparing the electrochemiluminescence signal generated from the patient’s sample to the cutoff index value set from reagent lot-specific assay calibration.(Package insert: Elecsys HBeAg. Roche Diagnostics; v1.0, 10/2020) | 1 to 3 days | 14 days | This test has been cleared, approved, or is exempt by the US Food and Drug Administration and is used per manufacturer's instructions. Performance characteristics were verified by Mayo Clinic in a manner consistent with CLIA requirements. | 87350 | Hepatitis Be Ag, S | 13954-3 | EAG | Hepatitis Be Ag, S | 13954-3
FHBG | Hepatitis B Virus Genotyping |  | Polymerase Chain Reaction/Sequencing | Yes | Hepatitis B Virus Genotype | Plasma EDTA | Draw blood in lavender (EDTA) tube(s). Spin down and send 2 mL plasma frozen in a plastic vial. Required: 1. Viral Load 2. Viral Load Date Note: Red-top serum and serum gel tube(s) are acceptable. Note: This test may be unsuccessful if the HBV Viral load is less than log 3.0 or 1,000 IU/mL of plasma. | 0.5 mL |  | Interpretive Information: Hepatitis B Virus Genotype HBV genotype and resistance interpretation is provided by SeqHepB software from Evivar Medical. The following mutations are reported: reverse transcriptase L80I/V, Il69T, V173L, L180M, A181S/T/V, T184A/C/F/I/G/S/M/L, S202C/G/I, M204I/V, N236T, M250I/L/V; surface antigen P120T, D144A, G145R. Both the HBV RT polymerase and the HBsAg encoding regions are sequenced. Resistance and surface antigen mutations are reported. In addition, the major HBV genotypes are identified. Mutations in viral sub-populations below 20% of total may not be detected. This test is performed pursuant to a license agreement with Roche Molecular Systems, Inc. |  |  |  |  | 10 to 21 days |  | This test was developed and its performance characteristics determine by ARUP Laboratories. It has not been cleared or approved by the US Food and Drug Administration. This test was performed in a CLIA certified laboratory and is intended for clinical purpose. | 87912 | Hepatitis B Virus Genotype | 32366-7 | Z3197 | HBV RT Polymerase Mutations | Unable to Verify
HBPES | Hepatitis B Virus Past Exposure Panel, Serum | Screening for past exposure to hepatitis B virus (HBV) Determining HBV infection and immunity status prior to initiating chemotherapy or other immunosuppressive agents | Electrochemiluminescence Immunoassay (ECLIA) | Yes | Hepatitis B Past Exposure, S | If hepatitis B surface antigen (HBsAg) is reactive, then HBsAg confirmation will be performed at an additional charge. | Patient Preparation:For 24 hours before specimen collection, patient shouldnottake multivitamins or dietary supplements(eg, hair, skin, and nail supplements) containing biotin (vitamin B7). Supplies:Sarstedt Aliquot Tube, 5 mL (T914) Collection Container/Tube:Serum gel(red-top tubes arenot acceptable) Submission Container/Tube:Plastic vial Specimen Volume:1.2 mL Collection Instructions: 1. Centrifuge blood collection tube per manufacturer's instructions (eg, centrifuge and aliquot within 2 hours of collection for BD Vacutainer tubes). 2. Aliquot serum into plastic vial. | 0.9 mL | Hepatitis B virus (HBV) is a DNA virus that is endemic throughout the world. HBV is transmitted parenterally or percutaneously from exposure to contaminated blood, blood products, or injection needles, sexually from exposure to body fluids from infected individuals, or perinatally from mother to child during birth delivery by contact with infected mother's blood and vaginal secretions. Transplacental transmission from mother to fetus is uncommon. HBV persists and causes chronic infection (defined as being positive for hepatitis B virus surface antigen [HBsAg] in serum or plasma for minimum 6 months) in about 10% of individuals who had acute infection during childhood. These individuals may become asymptomatic HBV carriers (ie, inactive chronic hepatitis B), while others may develop chronic liver diseases including cirrhosis and hepatocellular carcinoma. Asymptomatic HBV carriers are at risk (up to 50%) for decompensation of liver function with acute HBV replication (ie, HBV reactivation) during immunosuppression from chemotherapy, immunosuppressive therapy, or organ transplantation. Individuals who recovered from acute hepatitis B (defined as being negative for HBsAg, positive for HBc total antibodies, negative or positive for HBs antibody) are at lower risk (up to 20%) of HBV reactivation than those with inactive chronic hepatitis B during immunosuppressive therapy or organ transplantation. For individuals born in regions of the world where HBV prevalence is moderate to high, universal HBV serologic screening before initiation of immunosuppressive therapy is recommended. In the absence of systematic, risk-based testing, universal HBV serologic screening is an option to reduce the risk of missing persons with HBV infection prior to initiation of immunosuppressive treatment. | Negative SeeViral Hepatitis Serologic Profiles. | Hepatitis B virus surface antigen (HBsAg) is the first serologic marker appearing in blood 6 to 8 weeks after exposure to hepatitis B virus (HBV). A confirmed positive HBsAg result is indicative of acute or chronic hepatitis B. In acute cases, HBsAg usually disappears 1 to 2 months after the onset of symptoms. Persistence of HBsAg for more than 6-months duration indicates development of either a chronic carrier state or chronic hepatitis B. Hepatitis B virus surface antibody (anti-HBs) appears with the resolution of HBV infection and disappearance of HBsAg. A positive result indicates recovery from acute or chronic hepatitis B or acquired immunity from HBV vaccination. This assay does not differentiate between a vaccine-induced immune response and recovery from HBV infection. Per assay manufacturer’s instructions for use, positive results are defined as anti-HBs levels of 11.5 mIU/mL or greater, with adequate immunity to hepatitis B after recovery from past infection or HBV vaccination. Per current Centers for Disease Control and Prevention guidance, individuals with anti-HBs levels of 10 mIU/mL or greater after completing an HBV vaccination series are considered protected from hepatitis B infection. Negative anti-HBs results, defined as anti-HBs levels of less than 8.5 mIU/mL, indicate a lack of recovery from acute or chronic hepatitis B or inadequate immune response to HBV vaccination. Indeterminate anti-HBs results, defined as anti-HBs levels in the range of 8.5 to 11.5 mIU/mL, indicate inability to determine if anti-HBs is present at levels consistent with recovery or immunity. Repeat testing in 1 to 3 months is recommended to determine definitive anti-HBs status. Hepatitis B virus core (HBc) total and IgM antibodies appear shortly after the onset of symptoms of HBV infection and may be the only serologic marker remaining years after exposure to HBV. A positive result indicates exposure to HBV infection. A positive anti-HBs result along with a positive HBc total antibody result is indicative of recovery from HBV infection. A positive anti-HBs result with a negative HBc total antibody result is consistent with immunity to hepatitis B from HBV vaccination. Summary of interpretation of the various HBV serologic test result profiles is provided in the table below: HBV serologic test results Interpretation HBsAg HBc total Ab HBsAb + + - Chronic hepatitis B - + + Past HBV infection - + - Past HBV infection or possible false-positive test result - - + Immunity from HBV vaccination - - - No previous exposure to hepatitis B virus (not immune) | Assay performance characteristics have not been established for the following specimen characteristics: -Grossly icteric (total bilirubin level of >25 mg/dL) -Grossly lipemic (intralipid level of >1000 mg/dL) -Grossly hemolyzed (hemoglobin level of >500 mg/dL) -Contain particulate matter -Cadaveric specimens -Heat inactivated specimens | 1. LeFevre ML, et al: Screening for hepatitis B virus infection in nonpregnant adolescents and adults: U.S. Preventive Services Task Force recommendation statement. Ann Intern Med. 2014; 161(1):58-66. doi:10.7326/M14-10182 2. Terrault NA, Lok ASF, McMahon BJ, et al. Update on prevention, diagnosis, and treatment of chronic hepatitis B: AASLD 2018 hepatitis B guidance. Hepatology. 2018; 67(4):1560-1599. doi:10.1002/hep.29800 3. Centers for Disease Control and Prevention: Prevention of hepatitis B virus infection in the United States: Recommendations of the Advisory Committee on Immunization Practices. MMWR Recomm Rep. 2018; 67(1):1-31. Accessed December 21.Available at www.cdc.gov/mmwr/volumes/67/rr/pdfs/rr6701-H.PDF 4. Centers for Disease Control and Prevention (CDC), Division of Viral Hepatitis: Interpretation of hepatitis B serologic test results. CDC; Accessed December 21, 2023. Available atwww.cdc.gov/hepatitis/hbv/interpretationOfHepBSerologicResults.htm 5. Centers for Disease Control and Prevention: Screening and testing for hepatitis B virus infection: CDC Recommendations – United States, Updated August 10,2023. Accessed December 21,2023. Available at www.cdc.gov/mmwr/volumes/72/rr/rr7201a1.htm?s_cid=rr7201a1_w | Hepatitis B Surface Antigen Screen: The Elecsys HBsAg (hepatitis B surface antigen) II assay is based on the sandwich immunoassay principle and performed using an electrochemiluminescence immunoassay on the automated cobas e 801 immunochemistry analyzer. HBsAg present in the patient's sample reacts with two biotinylated monoclonal hepatitis B surface antibody (anti-HBs), and a mixture of monoclonal anti-HBs and polyclonal anti-HBs labeled with a ruthenium complex react to form a sandwich complex. After addition of streptavidin-coated microparticles (solid phase), the complexes bind to the solid phase via interaction of biotin and streptavidin. The reaction mixture is aspirated into the measuring cell where the microparticles are magnetically captured onto the surface of the electrode. Unbound substances are washed away, and voltage is applied to the electrode that induces chemiluminescent emissions, which are measured by a photomultiplier. Test result is determined by comparing the electrochemiluminescence signal generated from the reaction product in the patient's sample to the cutoff index (COI) value set from reagent lot-specific assay calibration.(Package insert: Elecsys HBsAG II. Roche Diagnostics; v3.0; 02/2022) Hepatitis B Surface Antigen confirmation: The Elecsys HBsAg II Auto Confirm assay is based on the sandwich immunoassay principle and performed using an electrochemiluminescence immunoassay on the automated cobas e 801 immunochemistry analyzer. This test is based on 2 parallel measurements. For the first measurement, the sample is treated with the control pretreatment reagent (PT2) prior to immunoreaction. This measurement serves as a reference. For the second measurement the sample is treated with the confirmatory pretreatment reagent (PT1) prior to immunoreaction. During incubation with confirmatory pretreatment, unlabeled polyclonal anti-HBs are bound to the sample HBsAg and thereby block the binding sites for the labeled antibodies used in the following immunoreaction. The confirmation result (%) is automatically assessed by determining the ratio of both measurements. During testing, the auto-diluted sample is incubated with control pretreatment and confirmatory pretreatment, followed by formation of sandwich complexes of biotinylated monoclonal anti-HBs and a mixture of monoclonal anti-HBs and polyclonal anti-HBs labeled with a ruthenium complex. After addition of streptavidin-coated microparticles (solid phase), the complexes bind to the solid phase via interaction of biotin and streptavidin. The reaction mixture is then aspirated into the measuring cell where the microparticles are magnetically captured onto the surface of the electrode. Unbound substances are then washed away, and voltage is applied to the electrode that induces chemiluminescent emissions, which are measured by a photomultiplier. Results are determined by comparing the electrochemiluminescence signal generated from the reaction product to the cutoff index value set from reagent lot-specific assay calibration. The confirmation result (%) is calculated from the ratio of the COI obtained for the measurement with confirmatory pretreatment to the COI obtained for the measurement of control pretreatment reaction.(Package insert: Elecsys HBsAg II Auto Confirm. Roche Diagnostics; v1.0, 12/2020) Hepatitis B Surface Antibody: Elecsys Anti-HBs (hepatitis B surface antibody) assay is based on the sandwich immunoassay principle and performed using an electrochemiluminescent immunoassay on the automated cobas e 801 immunochemistry analyzer. Anti-HBs present in patient's serum sample reacts with the biotinylated HBsAg (ad and ay subtypes) and HBsAg (ad/ay) labeled with a ruthenium complex to form a sandwich complex. After the addition of streptavidin-coated microparticles (solid phase), the complexes bind to the solid phase via interaction of biotin and streptavidin. The reaction mixture is aspirated into the measuring cell where microparticles are magnetically captured onto the surface of the electrode. Unbound substances are washed away, and voltage is applied to the electrode that induces chemiluminescent emissions, which are measured by a photomultiplier. The emission signal generated is directly proportional to the concentration of anti-HBs present in the patient's serum sample. (Package insert: Elecsys Anti-HBs. Roche Diagnostics; v3.0, 03/2024) Hepatitis B core Total Antibodies: Elecsys Anti-HBc (hepatitis B core antibody) II assay is based on the competitive immunoassay principle and performed using an electrochemiluminescence immunoassay on the automated cobas e 801 immunochemistry analyzer. Patient's sample is pretreated first with a reducing reagent, and after the addition of hepatitis B virus core antigen (HBcAg), complexes are formed with HBc antibodies in the sample. The remaining unbound sites on the HBcAg become occupied with the added biotinylated antibodies and ruthenium complex-labeled antibodies specific for HBcAg. The entire complex binds to the streptavidin-coated microparticles (solid phase) via interaction of biotin and streptavidin. The reaction mixture is then aspirated into the measuring cell where the microparticles are magnetically captured onto the surface of the electrode. After unbound substances are washed away, voltage is applied to the electrode that induces chemiluminescent emissions, which are measured by a photomultiplier. Test result is determined by comparing the electrochemiluminescence signal generated from the reaction product in the sample to the cutoff index (COI) value set from assay reagent lot-specific assay calibration.(Package insert: Elecsys Anti-HBc II. Roche Diagnostics; v1.0, 04/2022) | Same day/1 to 3 days | 14 days | This test has been cleared, approved, or is exempt by the US Food and Drug Administration and is used per manufacturer's instructions. Performance characteristics were verified by Mayo Clinic in a manner consistent with CLIA requirements. | 86706867048734087341 (if appropriate)G0499 (if appropriate) | Hepatitis B Past Exposure, S | 77190-7 | HBASN | HBs Antibody Scrn, S | 10900-9
HBABY | Hepatitis B Virus Perinatal Exposure Follow-up Panel, Serum | Determining hepatitis B virus infection and immunity status (with or without perinatal prophylaxis) in infants born to mothers with chronic hepatitis B | Electrochemiluminescence Immunoassay (ECLIA) | Yes | Hepatitis B Perinatal Exposure, S | If hepatitis B surface antigen (HBsAg) is reactive, then HBsAg confirmation will be performed at an additional charge. | Patient Preparation:For 24 hours before specimen collection, patient shouldnottake multivitamins or dietary supplements containing biotin (eg, hair, skin, and nail supplements) containing biotin (vitamin B7). Supplies:Sarstedt Aliquot Tube, 5 mL (T914) Collection Container/Tube:Serum gel(red-top tubes arenot acceptable) Submission Container/Tube:Plastic vial Specimen Volume:1.2 mL Collection Instructions: 1. Centrifuge blood collection tube per collection tube manufacturer's instructions (eg, centrifuge and aliquot within 2 hours of collection for BD Vacutainer tubes). 2. Aliquot serum into plastic vial. | 0.9 mL | Hepatitis B virus (HBV) is a DNA virus that is endemic throughout the world. The infection is spread primarily through percutaneous contact with infected blood products (eg, blood transfusion, sharing of needles among injection drug users). The virus is found in virtually every type of human body fluid and is also spread through oral and genital contact. HBV can be transmitted from mother to child during delivery through contact with blood and vaginal secretions; it is not commonly transmitted transplacentally. Infection of the infant can occur if the mother is a chronic hepatitis B surface antigen (HBsAg) carrier or has an acute HBV infection at the time of delivery. Transmission is rare if an acute infection occurs in either the first or second trimester of pregnancy. After a course of acute illness, HBV persists in about 10% of patients who were infected during adulthood. Some chronic carriers are asymptomatic while others may develop chronic liver disease, including cirrhosis and hepatocellular carcinoma. Without postexposure prophylaxis (a combination of HBV vaccination and hepatitis B immune globulin), the risk of an infant acquiring HBV from an infected mother as a result of perinatal exposure is 70% to 90% for infants born to mothers who are positive for HBsAg and HBeAg. The risk is 5% to 20% for infants born to HBsAg-positive but HBeAg-negative mothers. | Negative SeeViral Hepatitis Serologic Profiles. | Hepatitis B surface antigen (HBsAg) is the first serologic marker appearing in blood 6 to 8 weeks after exposure to hepatitis B virus (HBV). A confirmed positive HBsAg result is indicative of acute or chronic hepatitis B. In acute cases, HBsAg usually disappears 1 to 2 months after the onset of symptoms. Persistence of HBsAg for more than 6-months duration indicates development of either a chronic carrier state or chronic hepatitis B. Hepatitis B surface antibody (anti-HBs) appears with the resolution of HBV infection and disappearance of HBsAg. A positive result indicates recovery from acute or chronic hepatitis B or acquired immunity from HBV vaccination. This assay does not differentiate between a vaccine-induced immune response and recovery from HBV infection. Per assay manufacturer's instructions for use, positive results are defined as anti-HBs levels of 11.5 mIU/mL or greater, with adequate immunity to hepatitis B after recovery from past infection or HBV vaccination. Per current Centers for Disease Control and Prevention guidance, individuals with anti-HBs levels of 10 mIU/mL or greater after completing an HBV vaccination series are considered protected from hepatitis B infection.(1) Negative ant-HBs results, defined as anti-HBs levels of less than 8.5 mIU/mL, indicate a lack of recovery from acute or chronic hepatitis B or inadequate immune response to HBV vaccination. Indeterminate anti-HBs results, defined as anti-HBs levels in the range from 8.5 to less than 11.5 mIU/mL, indicate inability to determine if anti-HBs is present at levels consistent with recovery or immunity. Repeat testing in 1 to 3 months is recommended to determine definitive anti-HBs status. Hepatitis B virus core (HBc) total and IgM antibodies appear shortly after the onset of symptoms of HBV infection and may be the only serologic marker remaining years after exposure to HBV. A positive result indicates exposure to HBV infection. A positive anti-HBs result along with a positive HBc total antibody result is indicative of recovery from HBV infection. A positive anti-HBs result with a negative HBc total antibody result is consistent with immunity to hepatitis B from HBV vaccination. For more information see: -Hepatitis B: Testing Algorithm for Screening, Diagnosis, and Management -Viral Hepatitis Serologic Profiles | Assay performance characteristics have not been established for the following specimen characteristics: -Grossly icteric (total bilirubin level of >25 mg/dL) -Grossly lipemic (intralipid level of >1000 mg/dL) -Grossly hemolyzed (hemoglobin level of >500 mg/dL) -Contain particulate matter -Cadaveric specimens -Heat inactivated specimens | 1. LeFevre ML; U.S. Preventive Services Task Force. Screening for hepatitis B virus infection in nonpregnant adolescents and adults: U.S. Preventive Services Task Force recommendation statement. Ann Intern Med. 2014;161(1):58-66. doi:10.7326/M14-1018 2. Terrault NA, Lok ASF, McMahon BJ, et al. Update on prevention, diagnosis, and treatment of chronic hepatitis B: AASLD 2018 hepatitis B guidance. Hepatology. 2018;67(4):1560-1599. Available at https://journals.lww.com/hep/fulltext/2018/04000/update_on_prevention,_diagnosis,_and_treatment_of.34.aspx 3. Centers for Disease Control and Prevention: Prevention of hepatitis B virus infection in the United States: Recommendations of the Advisory Committee on Immunization Practices. MMWR Recomm Rep. 2018;67(1):1-31. Available at www.cdc.gov/mmwr/volumes/67/rr/pdfs/rr6701-H.PDF 4. Centers for Disease Control and Prevention (CDC), Division of Viral Hepatitis: Interpretation of hepatitis B serologic test results. CDC; Accessed December 21, 2023. Available at www.cdc.gov/hepatitis/hbv/interpretationOfHepBSerologicResults.htm 5. Centers for Disease Control and Prevention: Screening and Testing for Hepatitis B Virus Infection: CDC Recommendations-United States, 2023. CDC; Updated August 10, 2023. Accessed December 21, 2023. Available at www.cdc.gov/mmwr/volumes/72/rr/rr7201a1.htm?s_cid=rr7201a1_w | Hepatitis B surface Antigen screen: The Elecsys HBsAG (hepatitis B surface antigen) II assay is based on the sandwich immunoassay principle and performed using an electrochemiluminescence immunoassay on the automated cobas e 801 immunochemistry analyzer. HBsAg present in the patient's sample reacts with two biotinylated monoclonal anti-hepatitis B surface (anti-HBs), and a mixture of monoclonal anti-HBs and polyclonal anti-HBs labeled with a ruthenium complex react to form a sandwich complex. After addition of streptavidin-coated microparticles (solid phase), the complexes bind to the solid phase via interaction of biotin and streptavidin. The reaction mixture is aspirated into the measuring cell where the microparticles are magnetically captured onto the surface of the electrode. Unbound substances are then washed away, and voltage is applied to the electrode that induces chemiluminescent emissions, which are measured by a photomultiplier. Test result is determined by comparing the electrochemiluminescence signal generated from the reaction product in the patient's sample to the cutoff index (COI) value set from reagent lot-specific assay calibration.(Package insert: Elecsys HBsAG II. Roche Diagnostics; v3.0, 02/2022) HBsAg confirmation: The Elecsys HBsAg II Auto Confirm assay is based on the sandwich immunoassay principle and performed using an electrochemiluminescence immunoassay on the automated cobas e 801 immunochemistry analyzer. This test is based on 2 parallel measurements. For the first measurement, the sample is treated with the control pretreatment reagent (PT2) prior to immunoreaction. This measurement serves as a reference. For the second measurement the sample is treated with the confirmatory pretreatment reagent (PT1) prior to immunoreaction. During incubation with confirmatory pretreatment, unlabeled polyclonal anti-HBs are bound to the sample HBsAg and thereby block the binding sites for the labeled antibodies used in the following immunoreaction. The confirmation result (%) is automatically assessed by determining the ratio of both measurements. During testing, the auto-diluted sample is incubated with control pretreatment and confirmatory pretreatment, followed by formation of sandwich complexes of biotinylated monoclonal anti-HBs and a mixture of monoclonal anti-HBs and polyclonal anti-HBs labeled with a ruthenium complex. After addition of streptavidin-coated microparticles (solid phase), the complexes bind to the solid phase via interaction of biotin and streptavidin. The reaction mixture is then aspirated into the measuring cell where the microparticles are magnetically captured onto the surface of the electrode. After the unbound substances are washed away, a voltage is applied to the electrode that induces chemiluminescent emissions, which are measured by a photomultiplier. Results are determined by comparing the electrochemiluminescence signal generated from the reaction product to the COI value set from reagent lot-specific assay calibration. The confirmation result (%) is calculated from the ratio of the COI obtained for the measurement with confirmatory pretreatment to the COI obtained for the measurement of control pretreatment reaction.(Package insert: Elecsys HBsAg II Auto Confirm. Roche Diagnostics; v1.0, 12/2020) Hepatitis B surface Antibody: The Elecsys Anti-HBs (hepatitis B surface antibody) assay is based on the sandwich immunoassay principle and performed using an electrochemiluminescent immunoassay on the automated cobas e 801 immunochemistry analyzer. Anti-HBs present in patient's sample reacts with the biotinylated HBsAg (ad and ay subtypes) and HBsAg (ad/ay) labeled with a ruthenium complex to form a sandwich complex. After the addition of streptavidin-coated microparticles (solid phase), the complexes bind to the solid phase via interaction of biotin and streptavidin. The reaction mixture is aspirated into the measuring cell where microparticles are magnetically captured onto the surface of the electrode. Unbound substances are then washed away, and voltage is applied to the electrode that induces chemiluminescent emissions, which are measured by a photomultiplier. The emission signal generated is directly proportional to the concentration of anti-HBs present in the patient's sample.(Package insert: Elecsys Anti-HBs. Roche Diagnostics; v3.0, 03/2024) Hepatitis B core Total Antibodies: The Elecsys Anti-HBc (hepatitis B core) II assay is based on the competitive immunoassay principle and performed using an electrochemiluminescence immunoassay on the automated cobas e 801 immunochemistry analyzer. Patient's sample is pretreated first with a reducing reagent, and after the addition of hepatitis B virus core antigen (HBcAg), complexes are formed with HBc antibodies present in the sample. The remaining unbound sites on the HBcAg become occupied with the added biotinylated antibodies and ruthenium complex-labeled antibodies specific for HBcAg. The entire complex binds to the streptavidin-coated microparticles (solid phase) via interaction of biotin and streptavidin. The reaction mixture is then aspirated into the measuring cell where the microparticles are magnetically captured onto the surface of the electrode. After unbound substances are washed away, voltage is applied to the electrode that induces chemiluminescent emissions, which are measured by a photomultiplier. Test result is determined by comparing the electrochemiluminescence signal generated from the reaction product in the sample to the COI value set from assay reagent lot-specific assay calibration.(Package insert: Elecsys Anti-HBc II. Roche Diagnostics; v1.0, 04/2022) | Same day/1 to 3 days | 14 days | This test has been cleared, approved, or is exempt by the US Food and Drug Administration and is used per manufacturer's instructions. Performance characteristics were verified by Mayo Clinic in a manner consistent with CLIA requirements. | 86706867048734087341 (if appropriate) | Hepatitis B Perinatal Exposure, S | 77190-7 | H_BAG | HBs Antigen, S | 5196-1
HBABT | Hepatitis B Virus Surface Antibody Monitor, Post-Transplant, Serum | Monitoring serum hepatitis B virus surface antibody levels during intravenous or intramuscular hepatitis B immune globulin therapy to preventhepatitis B virusreinfection in liver transplant recipients with known previous chronic hepatitis B | Electrochemiluminescence Immunoassay (ECLIA) | Yes | HBs Ab Monitor, Post-transplant, S | For more information seeHBV Infection-Monitoring Before and After Liver Transplantation. | Patient Preparation:For 24 hours before specimen collection, patientshould nottake multivitamins or dietary supplements(eg, hair, skin, and nail supplements) containing biotin (vitamin B7). Supplies:Sarstedt Aliquot Tube, 5 mL (T914) Collection Container/Tube:Serum gel(red-top tubes arenot acceptable) Submission Container/Tube:Plastic vial Specimen Volume:0.7 mL Collection Instructions: 1. Centrifuge blood collection tube per manufacturer's instructions (eg, centrifuge and aliquot within 2 hours of collection for BD Vacutainer tubes). 2. Aliquot serum into plastic vial. | 0.6 mL | For patients with chronic hepatitis B, outcomes following liver transplantation for end-stage liver disease are poor. Recurrent hepatitis B is common and associated with decreased liver graft and patient survival (approximately 50% at 5 years). Studies have shown administration of hepatitis B immune globulin (HBIG) in the perioperative and early posttransplant periods could delay or prevent recurrent hepatitis B virus (HBV) infection in these transplant recipients. Since mid-1990, intravenous or intramuscular administration of HBIG has become the standard of care for these liver transplant recipients in most liver transplant programs in the United States. Most therapy protocols administer HBIG in high doses (10,000 IU) during the perioperative period and first week after transplantation with the goal of achieving serum hepatitis B virus surface antibody (anti-HBs) levels of above 500 mIU/mL. Serial levels of anti-HBs are obtained to determine the pharmacokinetics of HBIG in each patient to guide frequency of HBIG dosing. During the first few weeks to months after transplantation, there is a high degree of variability in HBIG dosage required to achieve desirable serum anti-HBs levels among transplant recipients. Patients who were hepatitis B e antigen positive before transplantation usually require more HBIG to achieve the target anti-HBs levels, especially in the first week after transplantation. Duration of HBIG therapy varies from 6 months to indefinite among different US liver transplant programs. Protocols providing less than 12 months of therapy usually combine HBIG with another effective anti-HBV agent, such as lamivudine. | Not applicable | Refer to the healthcare provider's institutional hepatitis B immune globulin (HBIG) therapy protocol for desirable hepatitis B virus surface antibody (anti-HBs) levels. Studies indicated that serum anti-HBs levels needed to prevent hepatitis B virus reinfection were greater than 500 mIU/mL during the first week after transplantation, greater than 250 mIU/mL during weeks 2 to 12, and greater than 100 mIU/mL after week 12. For more information seeHBV Infection-Monitoring Before and After Liver Transplantation | Individuals who have received blood component therapies (eg, whole blood), plasma, or intravenous immunoglobulin infusion in the previous 3 to 6 months may have false-positivehepatitis B surface antibody (anti-HBs) results due to passive transfer of anti-HBs present in these products. Serum specimens from individuals taking biotin supplements of 20 mg or more per day may have negative anti-HBs test results due to interference of biotin with the assay. Such individuals should stop taking these biotin-containing dietary supplements for a minimum of 12 hours before blood collection for this test. Performance characteristics have not been established for the following specimen characteristics: -Grossly icteric (total bilirubin level of >30 mg/dL) -Grossly lipemic (intralipid level of >1500 mg/dL) -Grossly hemolyzed (hemoglobin level of >1600 mg/dL) -Containing particulate matter -Heat-inactivated samples -Cadaveric specimens -Body fluids other than serum (eg, saliva, urine, spinal fluid, amniotic, peritoneal, or pleural fluids) | 1. Nasir M, Wu GY. Prevention of HBV recurrence after liver transplant: a review. J Clin Translat Hepatol. 2020;8(2):150-160 2. Te H, Doucette K. Viral hepatitis: guidelines by the American Society of Transplantation Infectious Disease Community of Practice.Clin Transplant. 2019;33(9):e13514.doi:10.1111/ctr.13514 3. Conners EE, Panagiotakopoulos L, Hofmeister MG, et al. Screening and testing for hepatitis B virus infection: CDC recommendations - United States, 2023. MMWR Recomm Rep. 2023;72(1):1-25. doi:10.15585/mmwr.rr7201a1 | The Elecsys Anti-HBs (hepatitis B surface antibody) assay is based on the sandwich immunoassay principle and performed using an electrochemiluminescent immunoassay on the automated cobas e 801 immunochemistry analyzer. Anti-HBs present in patient's sample reacts with the biotinylated HBs antigen (adandaysubtypes) and HBs antigen (ad/ay) labeled with a ruthenium complex to form a sandwich complex. After the addition of streptavidin-coated microparticles (solid phase), the complexes bind to the solid phase via interaction of biotin and streptavidin. The reaction mixture is aspirated into the measuring cell where microparticles are magnetically captured onto the surface of the electrode. Unbound substances are then washed away, and voltage is applied to the electrode, which induces chemiluminescent emissions that are measured by a photomultiplier. The emission signal generated is directly proportional to the concentration of anti-HBs present in the patient's sample.(Package insert: Elecsys Anti-HBs. Roche Diagnostics; v3.0, 03/2024) | Same day/1 to 3 days | 14 days | This test has been cleared, approved, or is exempt by the US Food and Drug Administration and is used per manufacturer's instructions. Performance characteristics were verified by Mayo Clinic in a manner consistent with CLIA requirements. | 86317 | HBs Ab Monitor, Post-transplant, S | 5193-8 | HBABT | HBs Ab Monitor, Post-transplant, S | 5193-8
HBABP | Hepatitis B Virus Surface Antibody Prenatal, Qualitative/Quantitative, Serum | Identifying previous exposure to hepatitis B virus in pregnant individuals Determining adequate immunity from hepatitis B vaccination during pregnancy | Electrochemiluminescence Immunoassay (ECLIA) | Yes | HBs Antibody Prenatal, S | For more information seeHepatitis B: Testing Algorithm for Screening, Diagnosis, and Management | Patient Preparation:For 24 hours before specimen collection, patientshould nottake multivitamins or dietary supplements(eg, hair, skin, and nail supplements) containing biotin (vitamin B7). Supplies:Sarstedt Aliquot Tube, 5 mL (T914) Collection Container/Tube:Serum gel(red-top tubes arenot acceptable) Submission Container/Tube:Plastic vial Specimen Volume:0.7 mL Collection Instructions: 1. Centrifuge blood collection tube per manufacturer's instructions (eg, centrifuge and aliquot within 2 hours of collection for BD Vacutainer tubes). 2. Aliquot serum into plastic vial. | 0.6 mL | Hepatitis B virus (HBV) is a DNA virus that is endemic throughout the world. The infection is spread primarily through blood transfusion or percutaneous contact with infected blood products, such as sharing of needles among injection drug users. The virus is found in virtually every type of human body fluid and has been known to be spread through oral and genital contact. HBV can be transmitted from mother to child during delivery through contact with blood and vaginal secretions, but it is not commonly transmitted via the transplacental route. The incubation period for HBV infection averages 60 to 90 days (range of 45-180 days). Common symptoms include malaise, fever, gastroenteritis, and jaundice (icterus). After acute infection, HBV infection becomes chronic in 30% to 90% of infected children younger than 5 years and in 5% to 10% of infected individuals 5 years or older. Some of these chronic carriers are asymptomatic, while others progress to chronic liver disease, including cirrhosis and hepatocellular carcinoma. Hepatitis B surface antigen (HBsAg) is the first serologic marker, appearing in the serum 6 to 8 weeks following HBV infection. In acute cases, HBsAg usually disappears 1 to 2 months after the onset of symptoms with the appearance of hepatitis B surface antibody (anti-HBs). Anti-HBs also appears as the immune response following hepatitis B vaccination. | HEPATITIS B SURFACE ANTIBODY Unvaccinated: Negative Vaccinated: Positive HEPATITIS B SURFACE ANTIBODY, QUANTITATIVE Unvaccinated:<8.5 mIU/mL Vaccinated: > or =11.5 mIU/mL SeeViral Hepatitis Serologic Profiles. | A positive result indicates recovery from acute or chronic hepatitis B or acquired immunity from hepatitis B virus (HBV) vaccination. This assay does not differentiate between a vaccine-induced immune response and an immune response induced by HBV. A positive total hepatitis B core antibody result would indicate that the hepatitis B surface antibody (anti-HBs) response is due to past HBV infection. Per assay manufacturer's instructions for use, positive results, defined as anti-HBs levels of 11.5 mIU/mL or greater, indicate adequate immunity to hepatitis B from past hepatitis B or HBV vaccination. However, per current Centers for Disease Control and Prevention guidance,(1) individuals with anti-HBs levels greater than 10 mIU/mL after completing an HBV vaccination series are considered protected from hepatitis B. Negative results, defined as anti-HBs levels of less than 8.5 mIU/mL, indicate a lack of recovery from acute or chronic hepatitis B or inadequate immune response to HBV vaccination. The US Advisory Committee on Immunization Practices does not recommend more than 2 HBV vaccine series in vaccine nonresponders. Indeterminate results, defined as anti-HBs levels in the range from 8.5 to less than 11.5 mIU/mL, indicate inability to determine if anti-HBs is present at levels consistent with recovery or immunity. Repeat testing in 1 to 2 months is recommended to determine definitive anti-HBs status. For more information seeHepatitis B: Testing Algorithm for Screening, Diagnosis, and Management | Individuals who have received blood component therapies (eg, whole blood, plasma, or intravenous immunoglobulin infusion) in the previous 3 to 6 months may have false-positive hepatitis B surface antibody (anti-HBs) results due to passive transfer of anti-HBs present in these products. Anti-HBs levels from past hepatitis B or hepatitis B virus vaccination may fall below detectable levels over time. A positive anti-HBs result does not exclude infection by another hepatitis virus. Serum specimens from individuals taking biotin supplements of 20 mg or more per day may have negative anti-HBs test results due to interference of biotin with the assay. Such individuals should stop taking these biotin-containing dietary supplements for a minimum of 12 hours before blood collection for this test. Performance characteristics have not been established for the following specimen characteristics: -Grossly icteric (total bilirubin level of >30 mg/dL) -Grossly lipemic (intralipid level of >1500 mg/dL) -Grossly hemolyzed (hemoglobin level of >1600 mg/dL) -Containing particulate matter -Heat inactivated samples -Cadaveric specimens -Body fluids other than serum (eg, saliva, urine, spinal fluid, amniotic, peritoneal, or pleural fluids) | 1. Advisory Committee on Immunization Practices; Centers for Disease Control and Prevention: Immunization of health-care personnel: recommendations of the Advisory Committee on Immunization Practices (ACIP). MMWR Recomm Rep. 2011 Nov 25;60(RR-7):1-45 2. LeFevre ML;U.S. Preventive Services Task Force.Screening for hepatitis B virus infection in nonpregnant adolescents and adults: U.S. Preventive Services Task Force recommendation statement. Ann Intern Med. 2014; 161(1):58-66. doi:10.7326/M14-1018 3. Jackson K, Locarnini S, Gish R. Diagnostics of hepatitis B virus: Standard of care and investigational. Clin Liver Dis. 2018;12(1):5-11. doi:10.1002/cld.729 4. Coffin CS, Zhou K, Terrault NA. New and old biomarkers for diagnosis and management of chronic hepatitis B virus infection. Gastroenterology. 2019;156(2):355-368. doi:10.1053/j.gastro.2018.11.037 5. WHO guidelines on hepatitis B and C testing. World Health Organization; 2017. Accessed December 19, 2023. Available at www.who.int/publications/i/item/9789241549981 6. Conners EE, Panagiotakopoulos L, Hofmeister MG, et al. Screening and testing for hepatitis B virus infection: CDC Recommendations - United States, 2023. MMWR Recomm Rep. 2023;72(1):1-25. doi:10.15585/mmwr.rr7201a1 | The Elecsys hepatitis B surface antibody (anti-HBs) quantitative assay is performed using an electrochemiluminescent immunoassay on the automated cobas e 801 immunochemistry analyzer. Anti-HBs present in patient's sample reacts with the biotinylated HBs antigen (adandaysubtypes) and HBs antigen (ad/ay) labeled with a ruthenium complex to form a sandwich complex. After the addition of streptavidin-coated microparticles, the complexes bind to a solid phase via interaction of biotin and streptavidin. The reaction mixture is aspirated into the measuring cell where microparticles are magnetically captured onto the surface of the electrode, and unbound substances are washed away. Voltage is applied to the electrode, which induces chemiluminescent emissions that are measured by a photomultiplier. The emission signal generated is directly proportional to the concentration of anti-HBs present in the patient's serum sample.(Package insert: Elecsys Anti-HBs. Roche Diagnostics; v3.0, 03/2024) | 1 to 3 days | 14 days | This test has been cleared, approved, or is exempt by the US Food and Drug Administration and is used per manufacturer's instructions. Performance characteristics were verified by Mayo Clinic in a manner consistent with CLIA requirements. | 86706 | HBs Antibody Prenatal, S | 5193-8 | HBASP | HBs Antibody Prenatal, S | 10900-9
HBBSN | Hepatitis B Virus Surface Antibody Screen, Qualitative/Quantitative, Serum | Identifying previous exposure to hepatitis B virus | Electrochemiluminescence Immunoassay (ECLIA) | Yes | HBs Antibody Scrn, S | For more information seeHepatitis B: Testing Algorithm for Screening, Diagnosis, and Management | Patient Preparation:For 24 hours before specimen collection, patientshould nottake multivitamins or dietary supplements(eg, hair, skin, and nail supplements) containing biotin (vitamin B7). Supplies: Sarstedt Aliquot Tube, 5 mL (T914) Collection Container/Tube:Serum gel(red-top tubes arenot acceptable) Submission Container/Tube:Plastic vial Specimen Volume:0.7 mL Collection Instructions: 1. Centrifuge blood collection tube per manufacturer's instructions (eg, centrifuge and aliquot within 2 hours of collection for BD Vacutainer tubes). 2. Aliquot serum into plastic vial. | 0.6 mL | Hepatitis B virus (HBV) is a DNA virus that is endemic throughout the world. The infection is spread primarily through blood transfusion or percutaneous contact with infected blood products, such as sharing needles among injection drug users. The virus is found in virtually every type of human body fluid and has been known to be spread through oral and genital contact. HBV can be transmitted from mother to child during delivery through contact with blood and vaginal secretions, but it is not commonly transmitted via the transplacental route. The incubation period for HBV infection averages 60 to 90 days (range of 45-180 days). Common symptoms include malaise, fever, gastroenteritis, and jaundice (icterus). After acute infection, HBV infection becomes chronic in 30% to 90% of infected children younger than 5 years and in 5% to 10% of infected individuals 5 years or older. Some chronic carriers are asymptomatic, while others progress to chronic liver disease, including cirrhosis and hepatocellular carcinoma. Hepatitis B surface antigen (HBsAg) is the first serologic marker, appearing in the serum 6 to 8 weeks following HBV infection. In acute cases, HBsAg usually disappears 1 to 2 months after the onset of symptoms with the appearance of hepatitis B surface antibody (anti-HBs). Anti-HBs also appears as the immune response following hepatitis B vaccination. For more information seeHepatitis B: Testing Algorithm for Screening, Diagnosis, and Management | HEPATITIS B SURFACE ANTIBODY Unvaccinated: Negative Vaccinated: Positive HEPATITIS B SURFACE ANTIBODY, QUANTITATIVE Unvaccinated:<8.5 mIU/mL Vaccinated: > or =11.5 mIU/mL SeeViral Hepatitis Serologic Profiles | A positive result indicates recovery from acute or chronic hepatitis B virus (HBV) infection or acquired immunity from HBV vaccination. This assay does not differentiate between a vaccine-induced immune response and an immune response induced by HBV. A positive total hepatitis B core antibody result would indicate that the hepatitis B surface antibody (anti-HBs) response is due to past HBV infection. Per assay manufacturer's instructions for use, positive results, defined as anti-HBs levels of 11.5 mIU/mL or greater, indicate adequate immunity to HBV from past hepatitis B or HBV vaccination. However, per current Centers for Disease Control and Prevention guidance,(1) individuals with anti-HBs levels greater than 10 mIU/mL after completing an HBV vaccination series are considered protected from hepatitis B infection. Negative results, defined as anti-HBs levels of less than 8.5 mIU/mL, indicate a lack of recovery from acute or chronic hepatitis B or inadequate immune response to HBV vaccination. The US Advisory Committee on Immunization Practices does not recommend more than 2 HBV vaccine series in vaccine nonresponders. Indeterminate results, defined as anti-HBs levels in the range from 8.5 to less than 11.5 mIU/mL, indicate inability to determine if anti-HBs is present at levels consistent with recovery or immunity. Repeat testing is recommended in 1 to 2 months to determine definitive anti-HBs status. For more information seeHepatitis B: Testing Algorithm for Screening, Diagnosis, and Management. | Individuals who have received blood component therapies (eg, whole blood, plasma, or intravenous immunoglobulin infusion) in the previous 3 to 6 months may have false-positive hepatitis B surface antibody (anti-HBs) results due to passive transfer of anti-HBs present in these products. Anti-HBs levels from past hepatitis B or hepatitis B virus vaccination may fall below detectable levels over time. A positive anti-HBs result does not exclude infection by another hepatitis virus. Serum specimens from individuals taking biotin supplements of 20 mg or more per day may have negative anti-HBs test results due to interference of biotin with the assay. Such individuals should stop taking these biotin-containing dietary supplements for a minimum of 12 hours before blood collection for this test. Performance characteristics have not been established for the following specimen characteristics: -Grossly icteric (total bilirubin level of >30 mg/dL) -Grossly lipemic (intralipid level of >1500 mg/dL) -Grossly hemolyzed (hemoglobin level of >1600 mg/dL) -Containing particulate matter -Heat-inactivated specimens -Cadaveric specimens -Body fluids other than serum (eg, saliva, urine, spinal fluid, amniotic, peritoneal, or pleural fluids) | 1. Advisory Committee on Immunization Practices; Centers for Disease Control and Prevention: Immunization of health-care personnel: recommendations of the Advisory Committee on Immunization Practices (ACIP). MMWR Recomm Rep. 2011 Nov 25;60(RR-7):1-45 2. LeFevre ML: U.S. Preventive Services Task Force. Screening for hepatitis B virus infection in nonpregnant adolescents and adults: U.S. Preventive Services Task Force recommendation statement. Ann Intern Med. 2014;161(1):58-66. doi:10.7326/M14-1018 3. Jackson K, Locarnini S, Gish R. Diagnostics of hepatitis B virus: Standard of care and investigational. Clin Liver Dis. 2018;12(1):5-11. doi:10.1002/cld.729 4. Coffin CS, Zhou K, Terrault NA. New and old biomarkers for diagnosis and management of chronic hepatitis B virus infection. Gastroenterology. 2019;156(2):355-368. doi:10.1053/j.gastro.2018.11.037 5. WHO guidelines on hepatitis B and C testing. World Health Organization; 2017. Accessed December 19, 2023. Available at www.who.int/publications/i/item/9789241549981 6. Conners EE, Panagiotakopoulos L, Hofmeister MG, et al. Screening and Testing for Hepatitis B Virus Infection: CDC Recommendations - United States, 2023. MMWR Recomm Rep. 2023;72(1):1-25. doi:10.15585/mmwr.rr7201a1 | The Elecsys Anti-HBs (hepatitis B surface antibody) assay is based on the sandwich immunoassay principle and performed using an electrochemiluminescent immunoassay on the automated cobas e 801 immunochemistry analyzer. Anti-HBs present in patient's sample reacts with the biotinylated HBs antigen (adandaysubtypes) and HBs antigen (ad/ay) labeled with a ruthenium complex to form a sandwich complex. After the addition of streptavidin-coated microparticles (solid phase), the complexes bind to the solid phase via interaction of biotin and streptavidin. The reaction mixture is aspirated into the measuring cell where microparticles are magnetically captured onto the surface of the electrode. Unbound substances are then washed away, and voltage is applied to the electrode, which induces chemiluminescent emissions that are measured by a photomultiplier. The emission signal generated is directly proportional to the concentration of anti-HBs present in the patient's sample.(Package insert: Elecsys Anti-HBs. Roche Diagnostics; v3.0, 03/2024) | Same day/1 to 3 days | 14 days | This test has been cleared, approved, or is exempt by the US Food and Drug Administration and is used per manufacturer's instructions. Performance characteristics were verified by Mayo Clinic in a manner consistent with CLIA requirements. | 86706G0499(if appropriate) | HBs Antibody Scrn, S | 5193-8 | HBASN | HBs Antibody Scrn, S | 10900-9
HBAB | Hepatitis B Virus Surface Antibody, Qualitative/Quantitative, Serum | Identifying previous exposure to hepatitis B virus Determining adequate immunity from hepatitis B vaccination | Electrochemiluminescence Immunoassay (ECLIA) | Yes | HBs Antibody, S | For more information seeHepatitis B: Testing Algorithm for Screening, Diagnosis, and Management | Patient Preparation:For 24 hours before specimen collection, patientshould nottake multivitamins or dietary supplements(eg, hair, skin, and nail supplements) containing biotin (vitamin B7). Supplies:Sarstedt Aliquot Tube, 5 mL (T914) Collection Container/Tube:Serum gel(red-top tubes arenot acceptable) Submission Container/Tube:Plastic vial Specimen Volume:0.7 mL Collection Instructions: 1. Centrifuge blood collection tube per manufacturer's instructions (eg, centrifuge and aliquot within 2 hours of collection for BD Vacutainer tubes). 2. Aliquot serum into a plastic vial. | 0.6 mL | Hepatitis B virus (HBV) is a DNA virus that is endemic throughout the world. The infection is spread primarily through blood transfusion or percutaneous contact with infected blood products, such as sharing of needles among injection drug users. The virus is found in virtually every type of human body fluid and has been known to be spread through oral and genital contact. HBV can be transmitted from mother to child during delivery through contact with blood and vaginal secretions, but it is not commonly transmitted via the transplacental route. The incubation period for HBV infection averages 60 to 90 days (range of 45-180 days). Common symptoms include malaise, fever, gastroenteritis, and jaundice (icterus). After acute infection, HBV infection becomes chronic in 30% to 90% of infected children younger than 5 years and in 5% to 10% of infected individuals 5 years or older. Some of these chronic carriers are asymptomatic, while others progress to chronic liver disease, including cirrhosis and hepatocellular carcinoma. Hepatitis B surface antigen (HBsAg) is the first serologic marker, appearing in the serum 6 to 8 weeks following HBV infection. In acute cases, HBsAg usually disappears 1 to 2 months after the onset of symptoms with the appearance of HBs antibody (anti-HBs). Anti-HBs also appears as the immune response following hepatitis B vaccination. | HEPATITIS B SURFACE ANTIBODY Unvaccinated: Negative Vaccinated: Positive HEPATITIS B SURFACE ANTIBODY, QUANTITATIVE Unvaccinated:<8.5 mIU/mL Vaccinated: > or =11.5mIU/mL SeeViral Hepatitis Serologic Profiles. | A positive result indicates recovery from acute or chronic hepatitis B virus (HBV) infection or acquired immunity from HBV vaccination. This assay does not differentiate between a vaccine-induced immune response and an immune response induced by HBV. A positive hepatitis B core (anti-HBc) total antibody result would indicate that the hepatitis B surface antibody (anti-HBs) response is due to past HBV infection. Per assay manufacturer's instructions for use, positive results, defined as anti-HBs levels of 11.5 mIU/mL or greater, indicate adequate immunity to HBV from past hepatitis B or HBV vaccination. However, per current Centers for Disease Control and Prevention guidance,(1) individuals with anti-HBs levels greater than 10 mIU/mL after completing an HBV vaccination series are considered protected from hepatitis B infection. Negative results, defined as anti-HBs levels of less than 8.5 mIU/mL, indicate a lack of recovery from acute or chronic hepatitis B or inadequate immune response to HBV vaccination. The US Advisory Committee on Immunization Practices does not recommend more than 2 HBV vaccine series in vaccine nonresponders. Indeterminate results, defined as anti-HBs levels in the range from 8.5 to less than 11.5 mIU/mL, indicate inability to determine if anti-HBs is present at levels consistent with recovery or immunity. Repeat testing is recommended in 1 to 2 months to determine definitive anti-HBs status. For more information seeHepatitis B: Testing Algorithm for Screening, Diagnosis, and Management. | Individuals who have received blood component therapies (eg, whole blood, plasma, or intravenous immunoglobulin infusion) in the previous 3 to 6 months may have false-positive hepatitis B surface antibody (anti-HBs) results due to passive transfer of anti-HBs present in these products. Anti-HBs levels from past hepatitis B or hepatitis B virus vaccination may fall below detectable levels over time. A positive anti-HBs result does not exclude infection by another hepatitis virus. Serum specimens from individuals taking biotin supplements of 20 mg or more per day may have false-negative HBs Ab test results due to interference of biotin with the assay. Such individuals should stop taking these biotin-containing dietary supplements for a minimum of 12 hours before blood collection for this test. Performance characteristics have not been established for the following specimen characteristics: -Grossly icteric (total bilirubin level of >30 mg/dL) -Grossly lipemic (intralipid level of >1500 mg/dL) -Grossly hemolyzed (hemoglobin level of >1600 mg/dL) -Containing particulate matter -Heat-inactivated samples -Cadaveric specimens -Body fluids other than serum (eg, saliva, urine, CSF, amniotic, peritoneal, or pleural fluids) | 1. Advisory Committee on Immunization Practices; Centers for Disease Control and Prevention: Immunization of health-care personnel: recommendations of the Advisory Committee on Immunization Practices (ACIP). MMWR Recomm Rep. 2011 Nov 25;60(RR-7):1-45 2. LeFevre ML. Screening for hepatitis B virus infection in nonpregnant adolescents and adults: U.S. Preventive Services Task Force recommendation statement. Ann Intern Med. 2014;161(1):58-66. doi:10.7326/M14-1018 3. Jackson K, Locarnini S, Gish R. Diagnostics of hepatitis B virus: Standard of care and investigational. Clin Liver Dis. 2018; 12(1):5-11. doi:10.1002/cld.729 4. Coffin CS, Zhou K, Terrault NA. New and old biomarkers for diagnosis and management of chronic hepatitis B virus infection. Gastroenterology. 2019;156(2):355-368. doi:10.1053/j.gastro.2018.11.037 5. WHO guidelines on hepatitis B and C testing. World Health Organization, 2017. Accessed December 21, 2023. Available at www.who.int/publications/i/item/9789241549981 6. Conners EE, Panagiotakopoulos L, Hofmeister MG, et al. Screening and Testing for Hepatitis B Virus Infection: CDC Recommendations - United States, 2023. MMWR Recomm Rep. 2023;72(1):1-25. doi:10.15585/mmwr.rr7201a1 | The Elecsys Anti-HBs (hepatitis B virus surface antibody) assay is based on the sandwich immunoassay principle and performed using an electrochemiluminescent immunoassay on the automated cobas e 801 immunochemistry analyzer. Anti-HBs present in patient's serum sample reacts with the biotinylated HBs antigen (adandaysubtypes) and HBs antigen (ad/ay) labeled with a ruthenium complex to form a sandwich complex. After the addition of streptavidin-coated microparticles (solid phase), the complexes bind to the solid phase via interaction of biotin and streptavidin. The reaction mixture is aspirated into the measuring cell where microparticles are magnetically captured onto the surface of the electrode. Unbound substances are then washed away, and voltage is applied to the electrode, which induces chemiluminescent emissions that is measured by a photomultiplier. The emission signal generated is directly proportional to the concentration of anti-HBs present in the patient's sample. (Package insert: Elecsys Anti-HBs. Roche Diagnostics; v3.0, 03/2024) | Same day/1 to 3 days | 14 days | This test has been cleared, approved, or is exempt by the US Food and Drug Administration and is used per manufacturer's instructions. Performance characteristics were verified by Mayo Clinic in a manner consistent with CLIA requirements. | 86706 | HBs Antibody, S | 5193-8 | HBSQN | HBs Antibody, Quantitative, S | 5193-8
HBNTP | Hepatitis B Virus Surface Antigen Confirmation, Prenatal, Serum | Diagnosis of acute, recent, or chronic hepatitis B in prenatal patients This test isnot usefulduring the "window period" of acute hepatitis B (ie, after disappearance of hepatitis B virus surface antigen [HBsAg] and prior to appearance of HBs antibody). This test isnot suitableas stand-alone prenatal screening test of HBsAg status in pregnant women. This test isnot offeredas a HBsAg screening or confirmatory test for blood donor specimens. | Only orderable as a reflex. For more information see HBAGP / Hepatitis B Virus Surface Antigen Prenatal, Serum. Electrochemiluminescence Immunoassay (ECLIA) | Yes | HBs Ag Confirmation Prenatal, S | Serum SST | Only orderable as a reflex. For more information see HBAGP / Hepatitis B Virus Surface Antigen Prenatal, Serum. Supplies:Sarstedt Aliquot Tube, 5 mL (T914) Collection Container/Tube:Serum gel(red-top tubes arenot acceptable) Submission Container/Tube:Plastic vial Specimen Volume:0.8 mL Collection Instructions: 1. Centrifuge blood collection tube per manufacturer's instructions (eg, centrifuge and aliquot within 2 hours of collection for BD Vacutainer tubes). 2. Aliquot serum into a plastic vial. | 0.7 mL | Hepatitis B virus (HBV) is a DNA virus that is endemic throughout the world. The infection is spread primarily through percutaneous contact with infected blood products (eg, blood transfusion, sharing of needles among injection drug users). The virus is found in various human body fluids, and it is known to be spread through oral and genital contact. HBV can be transmitted from mother to child during delivery through contact with blood and vaginal secretions, but it is not commonly transmitted transplacentally. Hepatitis B surface antigen (HBsAg) is the first serologic marker appearing in the serum at 6 to 8 weeks following exposure to HBV. In acute infection, HBsAg usually disappears in 1 to 2 months after the onset of symptoms. Persistence of HBsAg for more than 6 months in duration indicates development of either a chronic carrier state or chronic HBV infection. For more information see: -Hepatitis B: Testing Algorithm for Screening, Diagnosis, and Management -HBV Infection-Monitoring Before and After Liver Transplantation -Viral Hepatitis Serologic Profiles | Only orderable as a reflex. For more information see HBAGP / Hepatitis B Virus Surface Antigen Prenatal, Serum. Negative | A reactive screen result (cutoff index values > or =1.00) confirmed as positive by a hepatitis B surface antigen (HBsAg) confirmatory test is indicative of acute or chronic hepatitis B or chronic hepatitis B virus (HBV) carrier state. Specimens with reactive screen results but negative (ie, not confirmed) HBsAg confirmatory test results are likely to contain cross-reactive antibodies from other infectious or immunologic disorders. If clinically indicated, repeat testing, at a later date, is recommended. Confirmed presence of HBsAg is frequently associated with HBV replication and infectivity, especially when accompanied by presence of hepatitis B e (HBe) antigen or detectable HBV DNA. | Positive hepatitis B surface antigen (HBsAg) test results should be reported by the healthcare provider to their state department of health surveillance units, as required by law in some states. Individuals, especially neonates and children, who recently received hepatitis B vaccination may have transient positive HBsAg test results because of the large dose of HBsAg used in the vaccine relative to the individual's body mass. Performance characteristics have not been established for the following specimen characteristics: -Grossly icteric (total bilirubin level of >40 mg/dL) -Grossly lipemic (Intralipid level of >2200 mg/dL) -Grossly hemolyzed (hemoglobin level of >2200 mg/dL) -Containing particulate matter -Cadaveric specimens | 1. LeFevre ML, U.S. Preventive Services Task Force. Screening for hepatitis B virus infection in nonpregnant adolescents and adults: U.S. Preventive Services Task Force recommendation statement. Ann Intern Med. 2014;161(1):58-66. doi:10.7326/M14-1018 2. Jackson K, Locarnini S, Gish R. Diagnostics of hepatitis B virus: Standard of care and investigational. Clin Liver Dis. 2018;12(1):5-11. doi:10.1002/cld.729 3. Coffin CS, Zhou K, Terrault NA. New and old biomarkers for diagnosis and management of chronic hepatitis B virus infection. Gastroenterology. 2019;156(2):355-368. doi:10.1053/j.gastro.2018.11.037 4. WHO guidelines on hepatitis B and C testing. World Health Organization; 2017. Accessed December 19, 2023. Available at www.who.int/publications/i/item/9789241549981 5. Conners EE, Panagiotakopoulos L, Hofmeister MG, et al. Screening and testing for hepatitis B virus infection: CDC recommendations - United States, 2023. MMWR Recomm Rep. 2023;72(1):1-25. doi:10.15585/mmwr.rr7201a1 | The Elecsys HBsAg(hepatitis B virus surface antigen)II Auto Confirm assay is performed using an electrochemiluminescence immunoassay on the automated cobas e 801 immunochemistry analyzer. This test is based on 2 parallel measurements. Patient's sample is treated first with the control pretreatment reagent (PT2) prior to immunoreaction. This measurement serves as a reference. For the second measurement the sample is treated with the confirmatory pretreatment reagent (PT1) prior to immunoreaction. During incubation with confirmatory pretreatment, unlabeled polyclonal anti-HBs are bound to the sample HBsAg and thereby block the binding sites for the labeled antibodies used in the following immunoreaction. The confirmation result (%) is automatically assessed by determining the ratio of both measurements. During testing, the auto-diluted sample is incubated with control pretreatment and confirmatory pretreatment, followed by formation of sandwich complexes of biotinylated monoclonal anti-HBs and a mixture of monoclonal anti-HBs and polyclonal anti-HBs labeled with a ruthenium complex. After addition of streptavidin-coated microparticles (solid phase), the complexes bind to the solid phase via interaction of biotin and streptavidin. The reaction mixture is then aspirated into the measuring cell where the microparticles are magnetically captured onto the surface of the electrode. Unbound substances are then washed away, and voltage is applied to the electrode that induces chemiluminescent emissions, which are measured by a photomultiplier. The result is determined by comparing the electrochemiluminescence signal generated from the reaction product in the patient's samples to the cutoff index (COI) value set from reagent lot-specific assay calibration. The confirmation result (%) is calculated from the ratio of the COI obtained for the measurement with confirmatory pretreatment to the COI obtained for the measurement of control pretreatment reaction.(Package insert: Elecsys HBsAg II Auto Confirm. Roche Diagnostics; v1.0, 12/2020) | Same day/1 to 3 days | 14 days | This test has been cleared, approved, or is exempt by the US Food and Drug Administration and is used per manufacturer's instructions. Performance characteristics were verified by Mayo Clinic in a manner consistent with CLIA requirements. | 87341 | HBs Ag Confirmation Prenatal, S | 7905-3 | HBNTP | HBs Ag Confirmation Prenatal, S | 7905-3
HBAGP | Hepatitis B Virus Surface Antigen Prenatal, Serum | Diagnosis of acute, recent, or chronic hepatitis B Determination of chronic hepatitis B status Screening pregnant women for evidence of chronic hepatitis B (or hepatitis B carrier state) to identify neonates who are at high risk of acquiring hepatitis B at birth This testshould not be usedas a screening or confirmatory test for blood donor specimens. This test isnot useful fordiagnosis of hepatitis B during the "window period" of acute HBV infection (ie, after disappearance of hepatitis B surface antigen and prior to appearance of hepatitis B surface antibody). | Electrochemiluminescence Immunoassay (ECLIA) | Yes | HBs Antigen Prenatal, S | If the hepatitis B virus surface antigen (HBsAg) result is reactive with cutoff index value greater than 1.00, then HBsAg confirmation testing will be performed at an additional charge. | Supplies:Sarstedt Aliquot Tube, 5 mL (T914) Collection Container/Tube:Serum gel(red-top tubes arenot acceptable) Submission Container/Tube:Plastic vial Specimen Volume:0.9 mL Collection Instructions: 1. Centrifuge blood collection tube per manufacturer's instructions (eg, centrifuge and aliquot within 2 hours of collection for BD Vacutainer tubes). 2. Aliquot serum into a plastic vial. | 0.7 mL | Hepatitis B virus (HBV) is a DNA virus that is endemic throughout the world. The infection is spread primarily through percutaneous contact with infected blood products (eg, blood transfusion, sharing of needles among injection drug users). The virus is found in various human body fluids, and it is known to be spread through oral and genital contact. HBV can be transmitted from mother to child during delivery through contact with blood and vaginal secretions, but it is not commonly transmitted transplacentally. Infection of the infant can occur if the mother is a chronic hepatitis B surface antigen carrier or has an acute HBV infection at the time of delivery. Transmission is rare if an acute infection occurs in either the first or second trimester of pregnancy. | Negative SeeViral Hepatitis Serologic Profiles. | A reactive screen result (cutoff index value >1.00) confirmed as positive by hepatitis B surface antigen (HBsAg) confirmatory test is indicative of acute or chronic hepatitis B or chronic hepatitis B virus (HBV) carrier state. Specimens with initially reactive test results but negative (not confirmed) by HBsAg confirmatory testing are likely to contain cross-reactive antibodies from other infectious or immunologic disorders. These unconfirmed HBsAg-reactive screening test results should be interpreted in conjunction with test results of other HBV serologic markers (eg, HBs antibody; hepatitis B core [HBc] total antibody, and HBc IgM antibody). If clinically indicated, repeat testing at a later date is recommended. Confirmed presence of HBsAg is frequently associated with HBV replication and infectivity, especially when accompanied by the presence of HBe antigen or detectable HBV DNA. | Positive hepatitis B surface antigen (HBsAg) results will need to be reported by the healthcare providers to their communicable disease surveillance units of state departments of health, as required by law in various states. Individuals, especially neonates and children, who recently received hepatitis B vaccination may have transient positive HBsAg test results because of the large dose of HBsAg used in the vaccine relative to the individual's body mass. Performance characteristics have not been established for the following specimen characteristics: -Grossly icteric (total bilirubin level of >40 mg/dL) -Grossly lipemic (intralipid level of >2200 mg/dL) -Grossly hemolyzed (hemoglobin level of >2200 mg/dL) -Containing particulate matter -Cadaveric specimens | 1. LeFevre ML; U.S. Preventive Services Task Force. Screening for hepatitis B virus infection in nonpregnant adolescents and adults: U.S. Preventive Services Task Force recommendation statement. Ann Intern Med. 2014;161(1):58-66. doi:10.7326/M14-1018 2. Jackson K, Locarnini S, Gish R. Diagnostics of hepatitis B virus: Standard of care and investigational. Clin Liver Dis. 2018;12(1):5-11. doi:10.1002/cld.729 3. Coffin CS, Zhou K, Terrault NA. New and old biomarkers for diagnosis and management of chronic hepatitis B virus infection. Gastroenterology. 2019;156(2):355-368. doi:10.1053/j.gastro.2018.11.037 4. WHO guidelines on hepatitis B and C testing. World Health Organization; 2017. Accessed December 21, 2023. Available at www.who.int/publications/i/item/9789241549981 5. Centers for Disease Control and Prevention: Testing and public health management of persons with chronic hepatitis B virus infection. CDC; Updated March 28, 2022. Accessed December 21, 2023. Available at www.cdc.gov/hepatitis/hbv/testingchronic.htm 6. Conners EE, Panagiotakopoulos L, Hofmeister MG, et al. Screening and Testing for Hepatitis B Virus Infection: CDC Recommendations - United States, 2023. MMWR Recomm Rep. 2023;72(1):1-25. doi:10.15585/mmwr.rr7201a1 | Hepatitis B Surface Antigen Screen: The Elecsys HBsAg (hepatitis B surface antigen) II assay is based on the sandwich immunoassay principle and performed using an electrochemiluminescence immunoassay on the automated cobas e 801 immunochemistry analyzer. HBsAg present in the patient's sample reacts with 2 biotinylated monoclonal anti-HBs and a mixture of monoclonal anti-HBs and polyclonal anti-HBs labeled with a ruthenium complex react to form a sandwich complex. After addition of streptavidin-coated microparticles (solid phase), the complexes bind to the solid phase via interaction of biotin and streptavidin. The reaction mixture is aspirated into the measuring cell where the microparticles are magnetically captured onto the surface of the electrode. Unbound substances are then washed away, and voltage is applied to the electrode that induces chemiluminescent emissions, which are measured by a photomultiplier. The test result is determined by comparing the electrochemiluminescence signal generated from the reaction product in the patient's sample to the cutoff index (COI) value set from reagent lot-specific assay calibration.(Package insert: Elecsys HBsAG II. Roche Diagnostics; v3.0, 02/2022) HBsAg Confirmation: The Elecsys HBsAg(hepatitis B virus surface antigen)II Auto Confirm assay is based on the sandwich immunoassay principle and performed using an electrochemiluminescence immunoassay on the automated cobas e 801 immunochemistry analyzer. This test is based on 2 parallel measurements. Patient's sample is treated first with the control pretreatment reagent (PT2) prior to immunoreaction. This measurement serves as a reference. For the second measurement, the sample is treated with the confirmatory pretreatment reagent (PT1) prior to immunoreaction. During incubation with confirmatory pretreatment, unlabeled polyclonal anti-HBs are bound to the sample HBsAg and thereby block the binding sites for the labeled antibodies used in the following immunoreaction. The confirmation result (%) is automatically assessed by determining the ratio of both measurements. During testing, the auto-diluted sample is incubated with control pretreatment and confirmatory pretreatment, followed by formation of sandwich complexes of biotinylated monoclonal anti-HBs and a mixture of monoclonal anti-HBs and polyclonal anti-HBs labeled with a ruthenium complex. After addition of streptavidin-coated microparticles (solid phase), the complexes bind to the solid phase via interaction of biotin and streptavidin. The reaction mixture is then aspirated into the measuring cell where the microparticles are magnetically captured onto the surface of the electrode. Unbound substances are then washed away, and voltage is applied to the electrode that induces chemiluminescent emissions, which are measured by a photomultiplier. The result is determined by comparing the electrochemiluminescence signal generated from the reaction product in the patient's samples to the cutoff index (COI) value set from reagent lot-specific assay calibration. The confirmation result (%) is calculated from the ratio of the COI obtained for the measurement with confirmatory pretreatment to the COI obtained for the measurement of control pretreatment reaction.(Package insert: Elecsys HBsAg II Auto Confirm. Roche Diagnostics; v1.0, 12/2020) | Same day/1 to 3 days | 14 days | This test has been cleared, approved, or is exempt by the US Food and Drug Administration and is used per manufacturer's instructions. Performance characteristics were verified by Mayo Clinic in a manner consistent with CLIA requirements. | 8734087341 (if appropriate) | HBs Antigen Prenatal, S | 5196-1 | HBSAP | HBs Antigen Prenatal, S | 5196-1
HBGSN | Hepatitis B Virus Surface Antigen Screen, Serum | Diagnosis of acute, recent, or chronic hepatitis B Determination of chronic hepatitis B status This test isnot offeredas a screening or confirmatory test for blood donor specimens. This test isnot useful fordiagnosis of hepatitis B during the “window period" of acute hepatitis B (ie, after disappearance of hepatitis B surface antigen and prior to appearance of hepatitis B surface antibody). | Electrochemiluminescence Immunoassay (ECLIA) | Yes | HBs Antigen Scrn, S | If the hepatitis B virus surface antigen (HBsAg) result is reactive with a cutoff index value greater than 1.00, thenHBsAg confirmation testingwill be performed at an additional charge. | Supplies:Sarstedt Aliquot Tube, 5 mL (T914) Collection Container/Tube:Serum gel(red-top tubes arenot acceptable) Submission Container/Tube:Plastic vial Specimen Volume:0.9 mL Collection Instructions: 1. Centrifuge blood collection tube per manufacturer's instructions (eg, centrifuge and aliquot within 2 hours of collection for BD Vacutainer tubes). 2. Aliquot serum into a plastic vial. | 0.7 mL | Hepatitis B virus (HBV) is a DNA virus that is endemic throughout the world. The infection is spread primarily through percutaneous contact with infected blood products (eg, blood transfusion, sharing of needles among injection drug users). The virus is also found in various human body fluids, and it is known to be spread through oral and genital contacts. HBV can be transmitted from mother to child during delivery through contact with blood and vaginal secretions, but it is not commonly transmitted transplacentally. Hepatitis B virus surface antigen (HBsAg) is the first serologic marker appearing in the serum at 6 to 8 weeks following exposure to HBV. In acute infection, HBsAg usually disappears in 1 to 2 months after the onset of symptoms. Persistence of HBsAg for more than 6 months in duration indicates development of either a chronic carrier state or chronic HBV infection. | Negative SeeViral Hepatitis Serologic Profiles | A reactive screen result (cutoff index value >1.00) confirmed as positive by hepatitis B virus surface antigen (HBsAg) confirmatory test is indicative of acute or chronic hepatitis B or chronic hepatitis B virus (HBV) carrier state. Specimens with initially reactive screen results, but negative (not confirmed) by HBsAg confirmatory test results, are likely to contain cross-reactive antibodies from other infectious or immunologic disorders. These unconfirmed HBsAg-reactive screening test results should be interpreted in conjunction with test results of other HBV serologic markers (eg, HBs antibody; hepatitis B core [HBc] total antibody, and HBc IgM antibody). If clinically indicated, repeat testing at a later date is recommended. Confirmed presence of HBsAg is frequently associated with HBV replication and infectivity, especially when accompanied by presence of hepatitis B e antigen or detectable HBV DNA. See the following: -Hepatitis B: Testing Algorithm for Screening, Diagnosis, and Management -HBV Infection-Monitoring Before and After Liver Transplantation -Viral Hepatitis Serologic Profiles | Positive hepatitis B surface antigen (HBsAg) results will need to be reported by the healthcare providers to the communicable disease surveillance units of state departments of health, as required by law in various states. Individuals, especially neonates and children, who recently received hepatitis B vaccination may have transient positive HBsAg test results because of the large dose of HBsAg used in the vaccine relative to the individual's body mass. Performance characteristics have not been established for the following specimen characteristics: -Grossly icteric (total bilirubin level of >40 mg/dL) -Grossly lipemic (intralipid level of >2200 mg/dL) -Grossly hemolyzed (hemoglobin level of >2200 mg/dL) -Containing particulate matter -Cadaveric specimens | 1. LeFevre ML; U.S. Preventive Services Task Force. Screening for hepatitis B virus infection in nonpregnant adolescents and adults: U.S. Preventive Services Task Force recommendation statement. Ann Intern Med. 2014;161(1):58-66. doi:10.7326/M14-1018 2. Jackson K, Locarnini S, Gish R. Diagnostics of Hepatitis B Virus: Standard of Care and Investigational. Clin Liver Dis (Hoboken). 2018;12(1):5-11. doi:10.1002/cld.729 3. Coffin CS, Zhou K, Terrault NA. New and Old Biomarkers for Diagnosis and Management of Chronic Hepatitis B Virus Infection. Gastroenterology. 2019;156(2):355-368.e3. doi:10.1053/j.gastro.2018.11.037 4. WHO Guidelines Development Group: World Health Organization Guidelines on hepatitis B and C testing. World Health Organization; 2017. Accessed December 21, 2023. Available at www.who.int/publications/i/item/9789241549981 5. Centers for Disease Control and Prevention. Testing and public health management of persons with chronic hepatitis B virus infection. CDC; Updated March 28, 2022. Accessed December 21, 2023. Available at www.cdc.gov/hepatitis/hbv/testingchronic.htm 6. Conners EE, Panagiotakopoulos L, Hofmeister MG, et al. Screening and testing for hepatitis B virus infection: CDC recommendations - United States, 2023. MMWR Recomm Rep. 2023;72(1):1-25. doi:10.15585/mmwr.rr7201a1 | Hepatitis B Surface Antigen Screen: The Elecsys HBsAg (hepatitis B surface antigen) II assay is based on the sandwich immunoassay principle and performed using an electrochemiluminescence immunoassay on the automated cobas e 801 immunochemistry analyzer. HBsAg present in the patient's sample reacts with two biotinylated monoclonal anti-HBs, and a mixture of monoclonal anti-HBs and polyclonal anti-HBs labeled with a ruthenium complex react to form a sandwich complex. After addition of streptavidin-coated microparticles (solid phase), the complexes bind to the solid phase via interaction of biotin and streptavidin. The reaction mixture is aspirated into the measuring cell where the microparticles are magnetically captured onto the surface of the electrode. Unbound substances are then washed away, and voltage is applied to the electrode that induces chemiluminescent emissions, which are measured by a photomultiplier. The test result is determined by comparing the electrochemiluminescence signal generated from the reaction product in the patient's sample to the cutoff index (COI) value set from reagent lot-specific assay calibration.(Package insert: Elecsys HBsAG II. Roche Diagnostics; v3.0, 02/2022) HBsAg Confirmation: The Elecsys HBsAg II Auto Confirm assay is based on the sandwich immunoassay principle and performed using an electrochemiluminescence immunoassay on the automated cobas e 801 immunochemistry analyzer. This test is based on 2 parallel measurements. Patient's sample is treated first with the control pretreatment reagent (PT2) prior to immunoreaction. This measurement serves as a reference. For the second measurement the sample is treated with the confirmatory pretreatment reagent (PT1) prior to immunoreaction. During incubation with confirmatory pretreatment, unlabeled polyclonal anti-HBs are bound to the sample HBsAg and thereby block the binding sites for the labeled antibodies used in the following immunoreaction. The confirmation result (%) is automatically assessed by determining the ratio of both measurements. During testing, the auto-diluted sample is incubated with control pretreatment and confirmatory pretreatment, followed by formation of sandwich complexes of biotinylated monoclonal anti-HBs and a mixture of monoclonal anti-HBs and polyclonal anti-HBs labeled with a ruthenium complex. After addition of streptavidin-coated microparticles (solid phase), the complexes bind to the solid phase via interaction of biotin and streptavidin. The reaction mixture is then aspirated into the measuring cell where the microparticles are magnetically captured onto the surface of the electrode. Unbound substances are then washed away, and voltage is applied to the electrode that induces chemiluminescent emissions, which are measured by a photomultiplier. The result is determined by comparing the electrochemiluminescence signal generated from the reaction product in the patient's samples to the cutoff index (COI) value set from reagent lot-specific assay calibration. The confirmation result (%) is calculated from the ratio of the COI obtained for the measurement with confirmatory pretreatment to the COI obtained for the measurement of control pretreatment reaction.(Package insert: Elecsys HBsAg II Auto Confirm. Roche Diagnostics; v1.0, 12/2020) | Same day/1 to 3 days | 14 days | This test has been cleared, approved, or is exempt by the US Food and Drug Administration and is used per manufacturer's instructions. Performance characteristics were verified by Mayo Clinic in a manner consistent with CLIA requirements. | 87340G0499 (if appropriate)87341 (if appropriate) | HBs Antigen Scrn, S | 5196-1 | HBAGS | HBs Antigen Scrn, S | 5196-1
HBAGQ | Hepatitis B Virus Surface Antigen, Quantitative, Serum | Monitoring of progression of chronic hepatitis B in individuals who are confirmed to be positive for hepatitis B surface antigen Monitoring of response to antiviral therapy in individuals who have chronic hepatitis B but are negative for hepatitis B e antigen and positive for hepatitis B e antibody | Chemiluminescent Enzyme Immunoassay | Yes | HBs Ag, Quantitative, S | For more information seeHepatitis B: Testing Algorithm for Screening, Diagnosis, and Management | Supplies:Sarstedt Aliquot Tube, 5 mL (T914) Collection Container/Tube:Serum gel Submission Container/Tube:Plastic vial Specimen Volume:2 mL Collection Instructions:Centrifuge and aliquot serum into a plastic vial. | 0.5 mL | Hepatitis B surface antigen (HBsAg) is the first serologic marker appearing in the serum or plasma at 6 to 16 weeks following exposure to hepatitis B virus (HBV). In acute infection, HBsAg usually disappears in 1 to 2 months after the onset of symptoms. Persistence of HBsAg for more than 6 months in duration indicates development of either a chronic carrier state or chronic HBV infection. Production of HBsAg is modulated by the interplay between the virus and host immune response, and the HBsAg level in serum inversely correlates with the immune control of HBV: the higher the immune control, the lower the HbsAg level in the infected individual. Quantitative HbsAg levels in serum or plasma reflect the amount and transcriptional activity of covalently closed circular DNA (cccDNA) inside the hepatocytes of individuals with chronic hepatitis B (CHB). Therefore, quantitative HBsAg provides information concerning disease activity over and above an estimation of viral replication. In general, together with HBV DNA in serum or plasma, quantification of HBsAg in the same specimen is useful in the diagnosis of the true inactive HBV carrier state and in monitoring the clinical response to pegylated-interferon (PegIFN) and/or nucleoside/nucleotide analog (NA) therapy for CHB. The inactive HBV carrier state is often defined by persistently normal alanine aminotransferase levels and low HBV DNA levels in serum or plasma (<2000 IU/mL) in an individual negative for hepatitis B e antigen (HBeAg) with no or minimal liver injury.These individualscan have very good prognosis without the need of antiviral therapy, despite having fluctuating levels of HBV DNA over time. Some patients have low HBV DNA levels at one time but viral and biochemical reactivation later. The HBsAg levels in serum or plasma of inactive HBV carriers tend to change very slowly with time and remain at low levels (ie, <1000 IU/mL), serving as a useful adjunct to HBV DNA level to aid in the identification of these individuals. Clinical studies have shown that the change of HBsAg level in serum or plasma during PegIFN therapy mimics the change of both intrahepatic cccDNA and intrahepatic HBsAg, suggesting that a decline of HBsAg level in serum or plasma is associated with the induction of an effective anti-HBV immune response for monitoring CHB patients treated with PegIFN. Since decline of HBsAg level in serum or plasma during PegIFN therapy is confined mainly to patients who achieve therapeutic response, monitoring of HBsAg levels help distinguish patients likely to achieve a response from those who will not.On treatment, HBsAg levels at weeks 12 and 24 of PegIFN therapy have high negative predictive values for therapeutic response and are useful to serve as stopping rules for the non-responders. Although HBV DNA remains the key molecular marker to monitor the response and adherence of NA treatment in CHB patients, monitoring of the HBsAg level every 6 months can give an estimate on the duration of NA treatment needed to achieve HBsAg seroclearance. HBsAg levels may be useful to predict HBV reactivation or sustained response after cessation of NA therapy. Currently, HBsAg seroclearance is still the acceptable endpoint to stop NA in patients who are HBeAg negative. | <0.005 IU/mL | This assay quantifies hepatitis B surface antigen (HBsAg) in serum within the range of 0.005 to 150 IU/mL. A result of less than 0.005 IU/mL indicates that HBsAg is present in the serum specimen at a level below the lower limit of quantification of this assay. A result of greater than 150 IU/mL indicates that HBsAg is present in the serum specimen at a level above the upper limit of quantification of this assay. In untreated hepatitis B e antigen (HBeAg)-positive patients, HBsAg levels of greater than 100,000 IU/ml are associated with high replicative HBsAg carrier (immune tolerance). In untreated, HBeAg-negative patients, HBsAg levels of less than 1000 IU/ml andhepatitis B virusDNA less than 2000 IU/ml in serum or plasma are associated with lower risk for hepatocellular carcinoma, while HBsAg levels of less than 100 IU/ml are associated with high rates of spontaneous HBsAg clearance. | Given the complex kinetics of hepatitis B virus (HBV) replication in chronic hepatitis B, a single undetectable result of hepatitis B surface antigen (HBsAg) in the serum specimen of an individual infected with HBV and receiving antiviral therapy does not indicate cure or the absence of this virus in this individual. Serial measurements of HBsAg and other tests, such as HBV DNA (HBVQN / Hepatitis B Virus [HBV] DNA Detection and Quantification by Real-Time PCR, Serum) would be helpful or necessary to determine the definitive infection status in such individuals. Individuals, especially neonates and children, who recently received hepatitis B vaccination may have transient positive HbsAg test results because of the large dose of HbsAg used in the vaccine relative to the individual's body mass. In rare cases, some individuals can develop antibodies to mouse or other animal antibodies (often referred to as human anti-mouse antibodies [HAMA] or heterophile antibodies), which may cause interference in some immunoassays. Caution should be used in interpretation of results, and the laboratory should be alerted if the result does not correlate with the clinical presentation. Performance characteristics have not been established for the following specimen characteristics: -Grossly icteric (total bilirubin level of >20 mg/dL) -Grossly lipemic (triolein level of >2000 mg/dL) -Grossly hemolyzed (hemoglobin level of >98 mg/dL) -Containing particulate matter -Cadaveric specimens | 1. Wong GLH, Chan HL. Use of quantitative hepatitis B surface antigen with hepatitis B virus DNA in clinical practice. Clin Liver Dis. 2013;2(1):8-10. doi:10.1002/cld.165 2. Tseng TC, Kao JH: Clinical utility of quantitative HBsAg in natural history and nucleos(t)ide analogue treatment of chronic hepatitis B: new trick of old dog. J Gastroenterol. 2013;48(1):13-21. doi:10.1007/s00535-012-0668-y 3. Choi SJ, Park Y, Lee EY, et al. Performance evaluation of LUMIPULSE G 1200 autoimmunoanalyzer for the detection of serum hepatitis B virus markers. J Clin Lab Anal. 2013;27(3):204-206. doi:10.1002/jcla.21584 4. Yang R, Song G, Guan W, Wang Q, Liu Y, Wei L. The lumipulse g HBsAg-quant assay for screening and quantification of the hepatitis B surface antigen. J Virol Methods. 2016;228:39-47 5. Cornberg M, Wong VWS, Locarnini S, Brunetto M, Janssen HLA, Chan HL. The role of quantitative hepatitis B surface antigen revisited. J Hepatol. 2017;66(2):398-411. doi:10.1016/j.jhep.2016.08.009 | The Lumipulse GHBsAg-Quant assay includes a set of immunoassay reagents for the quantitative detection of hepatitis B surface antigen (HBsAg) in specimens based onchemiluminescent enzyme immunoassaytechnology using a 2-step sandwich immunoassay method. Specimen or HBsAg-Quant calibrator and sample treatment solution are added to the antibody-coated particle solution and mixed. HBsAg in specimens specifically binds to anti-hepatitis B surface (anti-HBs) monoclonal antibodies on the particles, and antigen-antibody immunocomplexes are formed. The particles are washed and rinsed to remove unbound materials. Alkaline phosphatase (ALP)-labeled anti-HBs monoclonal antibodies specifically bind to HBsAg of the immunocomplexes formed. The particles are washed and rinsed to remove unbound materials. Substrate solution is added and mixed with the particles. AMDPPD (3-[2'-spiroadamantane]-4-methoxy-4-[3'-phosphoryloxy]phenyl-1,2-dioxetance disodium salt) contained in the substrate solution is dephosphorylated by the catalysis of ALP indirectly conjugated to particles. Luminescence (at a maximum wavelength of 477 nm) is generated by the cleavage reaction of dephosphorylated AMPPD. The luminescent signal reflects to the amount of HBsAg.(Unpublished Mayo method) | 1 to 14 days | 14 days | This test was developed and its performance characteristics determined by Mayo Clinic in a manner consistent with CLIA requirements. It has not been cleared or approved by the US Food and Drug Administration. | 87467 | HBs Ag, Quantitative, S | 63557-3 | HBSQ1 | HBs Ag, Quantitative, S | 63557-3
HBAG | Hepatitis B Virus Surface Antigen, Serum | Diagnosis of acute, recent, or chronic hepatitis B Determination of chronic hepatitis B status This testshould not be usedas a screening or confirmatory test for blood donor specimens. | Electrochemiluminescence Immunoassay (ECLIA) | Yes | HBs Antigen, S | If the hepatitis B virus surface antigen (HBsAg) result is reactive with cutoff index value greater than 1.00, then HBsAg confirmation testing will be performed at an additional charge. | Supplies:Sarstedt Aliquot Tube, 5 mL (T914) Collection Container/Tube:Serum gel(red-top tubes arenot acceptable) Submission Container/Tube:Plastic vial Specimen Volume:0.9 mL Collection Instructions: 1. Centrifuge blood collection tube per manufacturer's instructions (eg, centrifuge and aliquot within 2 hours of collection for BD Vacutainer tubes). 2. Aliquot serum into a plastic vial. | 0.7 mL | Hepatitis B virus (HBV) is a DNA virus that is endemic throughout the world. The infection is spread primarily through percutaneous contact with infected blood products (eg, blood transfusion, sharing of needles among injection drug users). The virus is also found in various human body fluids, and it is known to be spread through oral and genital contact. HBV can be transmitted from mother to child during delivery through contact with blood and vaginal secretions, but it is not commonly transmitted transplacentally. HBV surface antigen (HBsAg) is the first serologic marker appearing in the serum at 6 to 8 weeks following exposure to HBV. In acute infection, HBsAg usually disappears in 1 to 2 months after the onset of symptoms. Persistence of HBsAg for more than 6 months in duration indicates development of either a chronic carrier state or chronic HBV infection. | Negative SeeViral Hepatitis Serologic Profiles | A reactive screen result (cutoff index value >1.00) confirmed as positive by hepatitis B surface antigen (HBsAg) confirmatory test is indicative of acute or chronic hepatitis B, or chronic hepatitis B virus (HBV) carrier state. Specimens with initially reactive screen results, but negative (not confirmed) by HBsAg confirmatory test results, are likely to contain cross-reactive antibodies from other infectious or immunologic disorders. These unconfirmed HBsAg-reactive screening test results should be interpreted in conjunction with test results of other HBV serologic markers (eg, HBs antibody; hepatitis B core [HBc] total antibody, and HBc IgM antibody). If clinically indicated, repeat testing at a later date is recommended. Confirmed presence of HBsAg is frequently associated with HBV replication and infectivity, especially when accompanied by presence of hepatitis B e antigen or detectable HBV DNA. For more information see: -Hepatitis B: Testing Algorithm for Screening, Diagnosis, and Management -HBV Infection-Monitoring Before and After Liver Transplantation -Viral Hepatitis Serologic Profiles | Positive hepatitis B surface antigen (HBsAg) test results will need to be reported by the healthcare providers to the communicable disease surveillance units of state departments of health, as required by law in various states. Individuals, especially neonates and children, who recently received hepatitis B vaccination may have transient positive HBsAg test results because of the large dose of HBsAg used in the vaccine relative to the individual's body mass. Performance characteristics have not been established for the following specimen characteristics: -Grossly icteric (total bilirubin level of >40 mg/dL) -Grossly lipemic (intralipid level of >2200 mg/dL) -Grossly hemolyzed (hemoglobin level of >2200 mg/dL) -Containing particulate matter -Cadaveric specimens | 1. LeFevre ML, U.S. Preventive Services Task Force. Screening for hepatitis B virus infection in nonpregnant adolescents and adults: U.S. Preventive Services Task Force recommendation statement. Ann Intern Med. 2014;161(1):58-66. doi:10.7326/M14-1018 2. Jackson K, Locarnini S, Gish R. Diagnostics of hepatitis B virus: Standard of care and investigational. Clin Liver Dis. 2018;12(1):5-11. doi:10.1002/cld.729 3. Coffin CS, Zhou K, Terrault NA. New and old biomarkers for diagnosis and management of chronic hepatitis B virus infection. Gastroenterology. 2019;156(2):355-368. doi:10.1053/j.gastro.2018.11.037 4. WHO guidelines on hepatitis B and C testing. World Health Organization; 2017. Accessed December 22, 2023. Available at www.who.int/publications/i/item/9789241549981 5. Centers for Disease Control and Prevention: Testing and public health management of persons with chronic hepatitis B virus infection. CDC; Updated March 28, 2022. Accessed December 22, 2023. Available at www.cdc.gov/hepatitis/hbv/testingchronic.htm 6. Conners EE, Panagiotakopoulos L, Hofmeister MG, et al. Screening and testing for hepatitis B virus infection: CDC recommendations - United States, 2023. MMWR Recomm Rep. 2023;72(1):1-25. doi:10.15585/mmwr.rr7201a1 | Hepatitis B Surface Antigen Screen: The Elecsys HBsAg (hepatitis B surface antigen) II assay is based on the sandwich principle and performed using an electrochemiluminescence immunoassay on the automated cobas e 801 immunochemistry analyzer. HBsAg present in the patient's sample reacts with 2 biotinylated monoclonal anti-HBs, and a mixture of monoclonal anti-HBs and polyclonal anti-HBsAg antibodies labeled with a ruthenium complex react to form a sandwich complex. After addition of streptavidin-coated microparticles (solid phase), the complexes bind to the solid phase via interaction of biotin and streptavidin. The reaction mixture is aspirated into the measuring cell where the microparticles are magnetically captured onto the surface of the electrode. Unbound substances are then washed away, and voltage is applied to the electrode that induces chemiluminescent emissions, which are measured by a photomultiplier. Test result is determined by comparing the electrochemiluminescence signal generated from the reaction product in the patient's sample to the cutoff index (COI) value set from reagent lot-specific assay calibration.(Package insert: Elecsys HBsAg II. Roche Diagnostics; v3.0, 02/2022) HBsAg Confirmation: The Elecsys HBsAg II Auto Confirm assay is based on the sandwich immunoassay principle and performed using an electrochemiluminescence immunoassay on the automated cobas e 801 immunochemistry analyzer. This test is based on 2 parallel measurements. Patient's sample is treated first with the control pretreatment reagent (PT2) prior to immunoreaction. This measurement serves as a reference. For the second measurement, the sample is treated with the confirmatory pretreatment reagent (PT1) prior to immunoreaction. During incubation with confirmatory pretreatment, unlabeled polyclonal anti-HBs are bound to the sample HBsAg and thereby block the binding sites for the labeled antibodies used in the following immunoreaction. The confirmation result (%) is automatically assessed by determining the ratio of both measurements. During testing, the auto-diluted sample is incubated with control pretreatment and confirmatory pretreatment, followed by formation of sandwich complexes of biotinylated monoclonal anti-HBs and a mixture of monoclonal anti-HBs and polyclonal anti-HBs labeled with a ruthenium complex. After addition of streptavidin-coated microparticles (solid phase), the complexes bind to the solid phase via interaction of biotin and streptavidin. The reaction mixture is then aspirated into the measuring cell where the microparticles are magnetically captured onto the surface of the electrode. Unbound substances are then washed away, and voltage is applied to the electrode that induces chemiluminescent emissions, which are measured by a photomultiplier. Result is determined by comparing the electrochemiluminescence signal generated from the reaction product in the patient's samples to the COI value set from reagent lot-specific assay calibration. The confirmation result (%) is calculated from the ratio of the COI obtained for the measurement with confirmatory pretreatment to the COI obtained for the measurement of control pretreatment reaction.(Package insert: Elecsys HBsAg II Auto Confirm. Roche Diagnostics; v1.0, 12/2020) | Same day/1 to 3 days | 14 days | This test has been cleared, approved, or is exempt by the US Food and Drug Administration and is used per manufacturer's instructions. Performance characteristics were verified by Mayo Clinic in a manner consistent with CLIA requirements. | 8734087341 (if appropriate) | HBs Antigen, S | 5196-1 | H_BAG | HBs Antigen, S | 5196-1
HCVSP | Hepatitis C Virus (HCV) Antibody Screen Prenatal, Serum | Screening of pregnant women for hepatitis C virus (HCV) infection in primary care settings, with or without risk factors for hepatitis C This testshould not be usedas a screening test for hepatitis C in blood or human cells/tissue donors. This test profile isnot usefulfordetection or diagnosis of acute hepatitis C since HCV antibodies may not be detectable until after 2 months following exposure and HCV RNA testing is not performed on specimens with negative HCV antibody screening test results. | Electrochemiluminescence Immunoassay (ECLIA) | Yes | HCV Ab Scrn Prenatal, S | If the hepatitis C virus (HCV) antibody screen is reactive, then HCV RNA testing by reverse transcription polymerase chain reaction will be performed at an additional charge. | Patient Preparation:For 24 hours before specimen collection, patient shouldnottake multivitamins or dietary supplements (eg, hair, skin, and nail supplements) containing biotin (vitamin B7). Supplies:Sarstedt Aliquot Tube, 5 mL (T914) Collection Container/Tube:Serum gel(red-top tubes arenot acceptable) Submission Container/Tube:Plastic vial Specimen Volume:1.3 mL Collection Instructions: 1. Centrifuge blood collection tube per manufacturer's instructions (eg, centrifuge and aliquot within 2 hours of collection for BD Vacutainer tubes). 2. Aliquot serum into plastic vial. | 0.9 mL | Hepatitis C virus (HCV) is recognized as the cause of most cases of posttransfusion hepatitis and is a significant cause of morbidity and mortality worldwide. In the United States, HCV infection is quite common, with an estimated 2.4 million chronically HCV-infected individuals. Laboratory testing for HCV infection usually begins by screening for the presence of HCV-specific antibodies in serum, using an US Food and Drug Administration-approved screening test. Specimens that are repeatedly reactive by screening tests should be confirmed with HCV tests with higher specificity, such as direct detection of HCV RNA by reverse transcription-polymerase chain reaction or HCV-specific antibody confirmatory tests. HCV antibodies are usually not detectable during the first 2 months following infection, but they are usually detectable by the late convalescent stage (>6 months after onset) of infection. These antibodies do not neutralize the virus and they do not provide immunity against this viral infection. Current screening serologic tests to detect antibodies to HCV include enzyme and chemiluminescence immunoassays. Despite the value of serologic tests to screen for HCV infection, several limitations of serologic testing exist: -There may be a long delay (up to 6 months) between exposure to the virus and the development of detectable HCV-specific antibodies in immunocompromised individuals -False-reactive screening test result can occur -A reactive screening test result does not distinguish between past (resolved) and present HCV infection -Serologic tests cannot provide information on clinical response to anti-HCV therapy Reactive screening test results should be followed by a supplemental or confirmatory test, such as a nucleic acid test for HCV RNA or HCV antibody confirmatory test. Nucleic acid tests provide a very sensitive and specific approach for the direct detection of HCV RNA. For more information seeHepatitis C: Testing Algorithm for Screening and Diagnosis. | Negative For more information seeViral Hepatitis Serologic Profiles. | Reactive hepatitis C virus (HCV) antibody screening results with cutoff index (COI) values less than or equal to 20.0 with this assay are not predictive of the true HCV antibody status. Additional testing is recommended to confirm HCV antibody status. Reactive results with COI values greater than 20.0 with this assay are highly predictive (95% or greater probability) of the true HCV antibody status, but additional testing is needed to differentiate between past (resolved) and chronic hepatitis C. A negative screening test result does not exclude the possibility of exposure to or infection with HCV. Negative screening test results in individuals with prior exposure to HCV may be due to low antibody levels that are below the limit of detection of this assay or lack of reactivity to the HCV antigens used in this assay. Patients with acute or recent HCV infections (<2 months from time of exposure) may have false-negative HCV antibody results due to the time needed for seroconversion (average of 8 to 9 weeks). Testing for HCV RNA using HCVRP / Hepatitis C Virus (HCV) RNA Detection and Quantification, Real-Time Reverse Transcription-PCR Prenatal, Serum is recommended for detection of HCV infection in such patients. | A single negative hepatitis C virus (HCV) RNA test result together with a reactive HCV antibody screen result with a cutoff index value greater than 20.0 with this assay do not rule out the possibility of chronic HCV infection. Repeat testing for HCV RNA in 1 to 2 months is recommended in patient at risk for chronic hepatitis C. Serum specimens from individuals taking biotin supplements at 20 mg or more per day may have false-negative HCV Ab test results with this assay due to interference of biotin. Such individuals should stop taking these biotin-containing dietary supplements for a minimum of 12 hours before blood collection for this test. Performance characteristics have not been established for the following types of serum specimen: -Grossly icteric (total bilirubin level of >66 mg/dL) -Grossly lipemic (Intralipid level of >2000 mg/dL) -Grossly hemolyzed (hemoglobin level of >1000 mg/dL) -Biotin >1200 ng/mL -Presence of particulate matter -Cadaveric specimens | 1. Centers for Disease Control and Prevention (CDC). Testing for HCV infection: an update of guidance for clinicians and laboratorians. Morb Mortal Wkly Rep. 2013;62(18):362-365 2. Society for Maternal-Fetal Medicine (SMFM). Hughes BL, Page CM, Kuller JA: Hepatitis C in pregnancy: screening, treatment, and management. Am J Obstet Gynecol. 2017; 217(5):B2-B12 3. Centers for Disease Control and Prevention (CDC). Pregnancy and HIV, viral hepatitis STD and TB prevention: HCV challenges. CDC; Reviewed October 31, 2023. Accessed. December 19, 2023. Available atwww.cdc.gov/nchhstp/pregnancy/challenges/hcv.html 4.Schillie S, Wester C, Osborne M, Wesolowski L, Ryerson AB. CDC Recommendations for hepatitis C screening among adults - United States, 2020. MMWR Recomm Rep. 2020;69(2):1-17 5. American Association for the Study of Liver Diseases and Infectious Diseases Society of America: HCV guidance: Recommendations for testing, managing, and treating hepatitis C. Updated October 24, 2022. Accessed December 19, 2023. Available at www.hcvguidelines.org/evaluate/testing-and-linkage | The Elecsys Anti-HCV (hepatitis C virus) II assay is based on the sandwich immunoassay principle and performed using an electrochemiluminescence immunoassay on the automated cobas e 801 immunochemistry analyzer. HCV-specific antibodies present in the patient’s sample react with biotinylated HCV-specific antigens and a reagent containing HCV-specific antigens labeled with a ruthenium complex to form sandwich complexes. After addition of streptavidin-coated microparticles, these complexes become bound to the solid phase via interaction of biotin and streptavidin. The reaction mixture is aspirated into the measuring cell where the microparticles are magnetically captured onto the surface of the electrode, and unbound substances are then washed away. Voltage is applied to the electrode which induces chemiluminescent emissions that are measured by a photomultiplier. Test result is determined by comparing the electrochemiluminescence signal generated from the patient’s sample to the cutoff index value set from reagent lot-specific assay calibration. (Package insert: Elecsys Anti-HCV II. Roche Diagnostics; v1.0, 03/2023) | Same day/1 to 3 days | 14 days | This test has been cleared, approved, or is exempt by the US Food and Drug Administration and is used per manufacturer's instructions. Performance characteristics were verified by Mayo Clinic in a manner consistent with CLIA requirements. | 86803G0472 (if appropriate for government payers)87522 Hepatitis C, quantification (if appropriate) | HCV Ab Scrn Prenatal, S | 40726-2 | HCVA6 | HCV Ab Prenatal, S | 40726-2
HCSRN | Hepatitis C Virus (HCV) Antibody Screen with Reflex to HCV RNA, PCR, Asymptomatic, Serum | Screening forhepatitis C virus (HCV) infection in primary care settings in high-risk persons with a current or previous history of illicit injection drug use or a history of receiving a blood transfusion prior to 1992 Screening for hepatitis C in primary care settings in non-high-risk persons born from 1945 through 1965 Screening at least once in a lifetime for all adults greater or equal to 18 years, except in settings where the prevalence of HCV infection is less than 0.1% This test isnot offeredas a screening or confirmatory test for hepatitis C in blood or human cells/tissue donors. This test profile isnot useful fordetection or diagnosis of acute hepatitis C, since HCV antibodies may not be detectable until after 2 months following exposure and HCV RNA testing is not performed on specimens with negative HCV antibody screening test results. | Electrochemiluminescence Immunoassay (ECLIA) | Yes | HCV Ab Scrn w/Reflex to HCV PCR, S | If the hepatitis C virus (HCV) antibody screen is reactive, then HCV RNA by reverse transcription polymerase chain reaction) will be performed at an additional charge. | Patient Preparation:For 24 hours before specimen collection, patient shouldnottake multivitamins or dietary supplements (eg, hair, skin, and nail supplements) containing biotin (vitamin B7). Supplies:Sarstedt Aliquot Tube, 5 mL (T914) Collection Container/Tube:Serum gel(red-top tubes arenot acceptable) Submission Container/Tube:Plastic vial Specimen Volume:1.3 mL Collection Instructions: 1. Centrifuge blood collection tube per manufacturer's instructions (eg, centrifuge and aliquot within 2 hours of collection for BD Vacutainer tubes). 2. Aliquot serum into plastic vial. | 0.9 mL | Hepatitis C virus (HCV) is recognized as the cause of most cases of posttransfusion hepatitis and is a significant cause of morbidity and mortality worldwide. In the United States, HCV infection is quite common, with an estimated 2.4 million chronically HCV-infected individuals. Laboratory testing for HCV infection usually begins by screening for the presence of HCV-specific antibodies in serum, using an U.S. Food and Drug Administration-approved screening test. Specimens that are repeatedly reactive by screening tests should be confirmed with HCV tests with higher specificity, such as direct detection of HCV RNA by reverse transcription polymerase chain reaction or HCV-specific antibody confirmatory tests. HCV antibodies are usually not detectable during the first 2 months following infection, but they are usually detectable by the late convalescent stage (>6 months after onset) of infection. These antibodies do not neutralize the virus and they do not provide immunity against this viral infection. Current screening serologic tests to detect antibodies to HCV include enzyme immunoassay and chemiluminescence immunoassays. Despite the value of serologic tests to screen for HCV infection, several limitations of serologic testing exist: -There may be a long delay (up to 6 months) between exposure to the virus and the development of detectable HCV-specific antibodies in immunocompromised individuals -False-reactive screening test result can occur -A reactive screening test result does not distinguish between past (resolved) and present HCV infection -Serologic tests cannot provide information on clinical response to anti-HCV therapy Reactive screening test results should be followed by a supplemental or confirmatory test, such as a nucleic acid test for HCV RNA or HCV antibody confirmatory test. Nucleic acid tests provide a very sensitive and specific approach for the direct detection of HCV RNA. For more information, seeHepatitis C: Testing Algorithm for Screening and Diagnosis. | Negative SeeViral Hepatitis Serologic Profiles | Reactive HCV antibody screening results with cutoff index (COI) values less than or equal to 20.0 with this assay are not predictive of the true HCV antibody status. Additional testing is available to confirm HCV antibody status. Reactive results withCOIvalues of greater than 20.0 with this assay are highly predictive (95% or greater probability) of the true HCV antibody status, but additional testing is needed to differentiate between past (resolved) and chronic hepatitis C. A negative screening test result does not exclude the possibility of exposure to or infection with HCV. Negative screening test results in individuals with prior exposure to HCV may be due to low antibody levels that are below the limit of detection of this assay or lack of reactivity to the HCV antigens used in this assay. Patients with acute or recent HCV infections (<2 months from time of exposure) may have false-negative HCV antibody results due to the time needed for seroconversion (average of 8 to 9 weeks). Testing for HCV RNA using HCVQN / Hepatitis C Virus (HCV) RNA Detection and Quantification by Real-Time Reverse Transcription-PCR (RT-PCR), Serum is necessary for detection of HCV infection in such patients. | A single negative hepatitis C virus (HCV) RNA test result together with a reactive HCV antibody screen result with a cutoff index value greater than 20.0 does not rule out the possibility of chronic HCV infection. Repeat testing for HCV RNA in 1 to 2 months is recommended in patient at risk for chronic hepatitis C. Infants born to HCV-infected mothers may have false-reactive HCV antibody test results due to transplacental passage of maternal HCV IgG antibodies. HCV antibody testing is not recommended until at least 18 months in these infants. Serum specimens from individuals taking biotin supplements at 20 mg or more per day may have false-negative HCV Ab test results with this assay due to interference of biotin. Such individuals should stop taking these biotin-containing dietary supplements for minimum 12 hours before blood collection for this test. Performance characteristics have not been established for the following types of serum specimen: -Grossly icteric (total bilirubin level of >66 mg/dL) -Grossly lipemic (intralipid level of >2000 mg/dL) -Grossly hemolyzed (hemoglobin level of >1000 mg/dL) -Biotin >1200 ng/mL -Presence of particulate matter -Cadaveric specimens | 1. Centers for Disease Control and Prevention (CDC). Testing for HCV infection: an update of guidance for clinicians and laboratorians. Morb Mortal Wkly Rep. 2013;62(18):362-365 2. Schillie S, Wester C, Osborne M, Wesolowski L, Ryerson AB. CDC Recommendations for hepatitis C screening among adults – United States, 2020. MMWR Recomm Rep. 2020;69(2):1-17 3. Chou R, Dana T, Fu R, et al. Screening for hepatitis C virus infection in adolescents and adults: updated evidence report and systematic review for the U.S. Preventive Services Task Force. JAMA; 2020; 323(10):976-991. Accessed December 21, 2023. Available at https://jamanetwork.com/journals/jama/fullarticle/2762185 4. American Association for the Study of Liver Diseases and Infectious Diseases Society of America: HCV guidance: Recommendations for testing, managing, and treating hepatitis C. Accessed December 21, 2023. Available atwww.hcvguidelines.org/evaluate/testing-and-linkage | The Elecsys Anti-HCV II (hepatitis C virus) assay is based on the sandwich immunoassay principle and performed using an electrochemiluminescence immunoassay on the automated cobas e 801 immunochemistry analyzer. Hepatitis C virus (HCV) antibodies present in patient’s sample react with biotinylated HCV-specific antigens and a reagent containing HCV-specific antigens labeled with a ruthenium complex to form a sandwich complex. After addition of streptavidin-coated microparticles (solid phase), these complexes bind to the solid phase via interaction of biotin and streptavidin. The reaction mixture is aspirated into the measuring cell where the microparticles are magnetically captured onto the surface of the electrode.Unbound substances are then washed away, and voltage is applied to the electrode which induces chemiluminescent emissions that are measured by a photomultiplier. Test result is determined by comparing the electrochemiluminescence signal generated from the patient’s sample to the cutoff index value set from reagent lot-specific assay calibration. (Package insert: Elecsys Anti-HCV II. Roche Diagnostics; v1.0, 03/2023) | Same day/1 to 3 days | 14 days | This test has been cleared, approved, or is exempt by the US Food and Drug Administration and is used per manufacturer's instructions. Performance characteristics were verified by Mayo Clinic in a manner consistent with CLIA requirements. | 86803G0472 (if appropriate for government payers)87522 Hepatitis C, quantification (if appropriate) | HCV Ab Scrn w/Reflex to HCV PCR, S | 40726-2 | HCVA5 | HCV Ab Screen, S | 40726-2
HCVDX | Hepatitis C Virus (HCV) Antibody with Reflex to HCV RNA, PCR, Symptomatic, Serum | Diagnosis of recent or chronic hepatitis C virus (HCV) infection in symptomatic patients This testshould not be usedas a screening or confirmatory test for hepatitis C in blood or human cells/tissue donors. This test profile isnot useful fordetection or diagnosis of acute hepatitis C, since HCV antibodies may not be detectable until after 2 months following exposure and HCV RNA testing is not performed on specimens with negative HCV antibody screening test results. | Electrochemiluminescence Immunoassay (ECLIA) | Yes | HCV Ab w/Reflex to HCV PCR, S | If hepatitis C virus (HCV) antibody screen is reactive, then HCV RNAby reverse transcription polymerase chain reactionwill be performed at an additional charge. | Patient Preparation:For 24 hours before specimen collection, patient shouldnottake multivitamins or dietary supplements (eg, hair, skin, and nail supplements) containing biotin (vitamin B7). Supplies:SarstedtAliquot Tube, 5 mL (T914) Collection Container/Tube:Serum gel(red-top tubes arenot acceptable) Submission Container/Tube:Plastic vial Specimen Volume:1.3 mL Collection Instructions: 1. Centrifuge blood collection tube per manufacturer's instructions (eg, centrifuge and aliquot within 2 hours of collection for BD Vacutainer tubes). 2. Aliquot serum into plastic vial. | 0.9 mL | Hepatitis C virus (HCV) is recognized as the cause of most cases of posttransfusion hepatitis and is a significant cause of morbidity and mortality worldwide. In the United States, HCV infection is quite common, with an estimated 2.4 million chronically HCV-infected individuals. Laboratory testing for HCV infection usually begins by screening for the presence of HCV-specific antibodies in serum, using anUS Food and Drug Administration-approved screening test. Specimens that are repeatedly reactive by screening tests should be confirmed with HCV tests with higher specificity, such as direct detection of HCV RNA by reverse transcription polymerase chain reaction or HCV-specific antibody confirmatory tests. HCV antibodies are usually not detectable during the first 2 months following infection, but they are usually detectable by the late convalescent stage (>6 months after onset) of infection. These antibodies do not neutralize the virus and they do not provide immunity against this viral infection. Current screening serologic tests to detect antibodies to HCV include enzyme immunoassay and chemiluminescence immunoassay. Despite the value of serologic tests to screen for HCV infection, several limitations of serologic testing exist: -There may be a long delay (up to 6 months) between exposure to the virus and the development of detectable HCV-specific antibodies in immunocompromised individuals -False-reactive screening test result can occur -A reactive screening test result does not distinguish between past (resolved) and present HCV infection -Serologic tests cannot provide information on clinical response to anti-HCV therapy Reactive screening test results should be followed by a supplemental or confirmatory test, such as nucleic acid test for HCV RNA or HCV antibody confirmatory test. Nucleic acid tests provide a very sensitive and specific approach for the direct detection of HCV RNA. For more information seeHepatitis C: Testing Algorithm for Screening and Diagnosis. | Negative For more information seeViral Hepatitis Serologic Profiles | Reactive hepatitis C virus (HCV) antibody screening results with cutoff index (COI) values less than or equal to 20.0 with this assay are not predictive of the true HCV antibody status. Additional testing is recommended to confirm HCV antibody status. Reactive results with COI values greater than 20.0 with this assay are highly predictive (95% or greater probability) of the true HCV antibody status, but additional testing is needed to differentiate between past (resolved) and chronic hepatitis C. A negative screening test result does not exclude the possibility of exposure to or infection with HCV. Negative screening test results in individuals with prior exposure to HCV may be due to low antibody levels that are below the limit of detection of this assay or lack of reactivity to the HCV antigens used in this assay. Patients with acute or recent HCV infections (<2 months from time of exposure) may have false-negative HCV antibody results due to the time needed for seroconversion (average of 8 to 9 weeks). Testing for HCV RNA using HCVQN / Hepatitis C Virus (HCV) RNA Detection and Quantification by Real-Time Reverse Transcription-PCR (RT-PCR), Serum is recommended for detection of HCV infection in such patients. | A single negative hepatitis C virus (HCV) RNA test result together with a reactive HCV antibody screen result with a signal-to-cutoff ratio of 8.0 or greater does not rule out the possibility of chronic HCV infection. Repeat testing for HCV RNA in 1 to 2 months is recommended in patient at risk for chronic hepatitis C. Infants born to HCV-infected mothers may have false-reactive HCV antibody test results due to transplacental passage of maternal HCV IgG antibodies. HCV antibody testing is not recommended until at least 18 months of age in these infants. Performance characteristics have not been established for the following types of serum specimen: -Individuals under 10 years of age -Grossly icteric (total bilirubin level of >20 mg/dL) -Grossly lipemic (triolein level of >3000 mg/dL) -Grossly hemolyzed (hemoglobin level of >500 mg/dL) -Presence of particulate matter -Cadaveric specimens | 1. Centers for Disease Control and Prevention (CDC). Testing for HCV infection: an update of guidance for clinicians and laboratorians. Morb Mortal Wkly Rep. 2013;62(18):362-365 2. Schillie S, Wester C, Osborne M, Wesolowski L, Ryerson AB. CDC Recommendations for hepatitis C screening among adults - United States, 2020. MMWR Recomm Rep. 2020;69(2):1-17 3. Chou R, Dana T, Fu R, et al. Screening for hepatitis C virus infection in adolescents and adults: updated evidence report and systematic review for the U.S. Preventive Services Task Force. JAMA. 2020;323(10):976-991 4. American Association for the Study of Liver Diseases and Infectious Diseases Society of America: HCV guidance: Recommendations for testing, managing, and treating hepatitis C. Updated October 24, 2022. Accessed August 12, 2024. Available at www.hcvguidelines.org/evaluate/testing-and-linkage | The Elecsys Anti-HCV (hepatitis C virus) II assay is based on the sandwich immunoassay principle and performed using an electrochemiluminescence immunoassay on the automated cobas e 801 immunochemistry analyzer. HCV-specific antibodies present in the patient’s sample react with biotinylated HCV-specific antigens and a reagent containing HCV-specific antigens labeled with a ruthenium complex to form sandwich complexes. After addition of streptavidin-coated microparticles (solid phase), these complexes bind to the solid phase via interaction of biotin and streptavidin. The reaction mixture is aspirated into the measuring cell where the microparticles are magnetically captured onto the surface of the electrode.Unbound substances are then washed away and voltage is applied to the electrode which induces chemiluminescent emissions that are measured by a photomultiplier. Test result is determined by comparing the electrochemiluminescence signal generated from the patient’s sample to the cutoff index value set from reagent lot-specific assay calibration. (Package insert: Elecsys Anti-HCV II. Roche Diagnostics; v1.0, 03/2023) | Same day/1 to 3 days | 14 days | This test has been cleared, approved, or is exempt by the US Food and Drug Administration and is used per manufacturer's instructions. Performance characteristics were verified by Mayo Clinic in a manner consistent with CLIA requirements. | 8680387522 (if appropriate) | HCV Ab w/Reflex to HCV PCR, S | 40726-2 | HCVA4 | HCV Ab, S | 40726-2
HCVQN | Hepatitis C Virus (HCV) RNA Detection and Quantification by Real-Time Reverse Transcription-PCR, Serum | Detection of acute hepatitis C virus (HCV) infection before the appearance of HCV antibodies in serum (ie, <2 months from exposure) Detection and confirmation of chronic HCV infection Quantification of HCV RNA in serum of patients with chronic HCV infection (HCV antibody-positive) Monitoring disease progression in chronic HCV infection and response to antiviral therapy Determining cure and detection of relapse after completion of antiviral therapy | Real-Time Reverse Transcription-Polymerase Chain Reaction (RT-PCR) | Yes | HCV RNA Detect/Quant, S | For more information see: | Supplies:Sarstedt 5 mL Aliquot Tube (T914) Collection Container/Tube:Serum gel Submission Container/Tube:Plastic vial Specimen Volume:1.5 mL Collection Instructions:Centrifuge and aliquot serum into plastic vial within 2 hours of collection. | 0.8 mL | About 75% of all individuals infected with hepatitis C virus (HCV) will develop chronic hepatitis C with ongoing viral replication in the liver and detectable HCV RNA in serum or plasma, eventually resulting in cirrhosis. The remaining 25% of the infected individuals recover from the infection without evidence of viral replication or presence of detectable HCV RNA in serum or plasma. Chronic HCV infection can be cured at variable success rates with either combined interferon-alpha and ribavirin therapy or interferon-free combination of direct-acting antiviral (DAA) agents. The antiviral response rates correlate with pretreatment serum or plasma HCV RNA levels (viral load) and the HCV genotype found in the infected individuals. The optimal duration of combined interferon and ribavirin therapy can be determined from the patient's pretreatment viral load and HCV genotype. Clinical trial studies indicated that a decrease in HCV RNA levels of more than 2 log IU/mL at 4 weeks or 12 weeks of therapy is predictive of an increased chance of achieving a sustained virologic response (defined as undetectable HCV RNA levels in serum 6 months after completing antiviral therapy). Despite receiving longer duration of antiviral therapy (48 weeks versus 24 weeks), patients with chronic infection due to HCV genotypes 1 and 4 generally have less favorable sustained virologic response rates (40%-50%) than those infected with genotypes 2 and 3 (>80%). Due to the necessary prolonged duration (typically 24- to 48-week duration) and low cure rates of such antiviral therapy, interferon-based therapy has been supplanted with potent interferon-free DAA combination therapy. Cure rates, as defined by sustained virologic response, of over 90% are observed among patients infected with HCV and treated with interferon-free DAA combinations that are of shorter treatment duration (eg, 8 or 12 weeks) than those of interferon-based therapy. Current guidelines for antiviral therapy of chronic hepatitis C recommend quantitative testing for HCV RNA in serum or plasma before initiating antiviral therapy, at 4 weeks of therapy, and 12 weeks after completion of therapy. A HCV RNA level below 25 IU/mL in serum or plasma 12 weeks after ending therapy is the therapeutic goal and indicates an SVR is achieved. Quantitative HCV RNA testing can be considered at the end of therapy and at 24 weeks or later after completion of antiviral therapy. For more information, see the following: -Chronic Hepatitis C Treatment and Monitoring Algorithm: Direct Antiviral Antigen (DAA) Combination -Hepatitis C: Testing Algorithm for Screening and Diagnosis | Undetected | This assay has a result range of 15 to 100,000,000 IU/mL (1.18 log to 8.00 log IU/mL) for quantification of hepatitis C virus (HCV) RNA in serum. An "Undetected" result indicates that the HCV is absent in the patient's serum specimen. A result of "<15 IU/mL (<1.18 log IU/mL)" indicates that HCV RNA is detected, but the HCV RNA level present cannot be quantified accurately below this lower limit of quantification of this assay. When clinically indicated, follow-up testing with this assay is recommended in 1 to 2 months. To assess response-guided therapy eligibility, an "Undetected" result is required, and a result of "<15 IU/mL mL (<1.18 log IU/mL)" should not be considered equivalent to an "Undetected" result. A quantitative result expressed in IU/mL and log IU/mL indicates the degree of active HCV viral replication in the patient. Monitoring HCV RNA levels over time is important to assess disease progression and/or monitoring a patient's response to anti-HCV therapy. A result of ">100,000,000 IU/mL (>8.00 log IU/mL)" indicates the presence of active HCV viral replication, and the HCV RNA level present cannot be quantified accurately above this upper limit of quantification of this assay. An "Inconclusive" result reported with a comment indicates that testing failed, likely due to presence of inhibitory substances in the submitted serum specimen. A new specimen should be collected for retesting. | Except for immunocompromised patients or patients with suspected acute hepatitis, laboratory evaluation of hepatitis C virus (HCV) infection status should begin with HCV serologic testing, including testing for the presence of HCV antibodies (seeHepatitis C: Testing Algorithm for Screening and Diagnosis). A diagnosis of chronic HCV infection should not be based solely on the presence of detectable or quantifiable HCV RNA in a single serum specimen. An "Undetected" HCV RNA test result with a "Reactive" HCV antibody screen result may be due to: 1. A false-reactive HCV antibody screen result 2. Resolved or past HCV infection 3. Transient low viremia (ie, episodic viral replication) of active HCV infection To distinguish between the first 2 conditions, another HCV antibody test (eg, HCCAD / Hepatitis C Virus Antibody Screen for Cadaveric or Hemolyzed Specimens, Serum) can be requested. To distinguish between the latter 2 conditions, patients should be retested for HCV RNA in 1 to 2 months, as clinically indicated. | 1. de Leuw P, Sarrazin C, Zeuzem S. How to use virological tools for the optimal management of chronic hepatitis C. Liver Int. 2011;31 Suppl 1:3-12 2. Centers for Disease Control and Prevention: Testing for HCV infection: an update of guidance for clinicians and laboratorians. MMWR Morb Mortal Wkly Rep. 2013;62(18):362-365 3. American Association for the Study of Liver Diseases, Infectious Diseases Society of America: HCV guidance: Recommendations for testing, managing, and treating hepatitis C. AASLD, IDSA; Accessed May 9, 2024. Available at www.hcvguidelines.org/contents | The cobas hepatitis C virus (HCV) assay is a US Food and Drug Administration-approved, in vitro nucleic acid amplification test for the quantification of HCV RNA in human serum using the cobas x800 Systems for fully automated viral nucleic acid extraction (generic silica-based capture technique) and automated amplification and detection of the viral nucleic acid sequence. This polymerase chain reaction (PCR) assay amplifies sequences within the highly conserved 5' noncoding region of the HCV genome and generates amplification products that are detected and quantified in real-time with 2 sequence-specific TaqMan probes. A non-HCV armored RNA quantitation standard (RNA QS) is introduced into each specimen during sample preparation to serve as internal control for nucleic acid extraction and PCR amplification/detection processes. Fluorescent reporter dye-labeled TaqMan probes hybridized to the complementary HCV target sequences and RNA QS sequence undergo hydrolysis during PCR amplification step to generate fluorescent signal detected in 2 different dye channels. Concentration of the HCV RNA in a patient's serum sample is determined by a ratio of the intensity of the fluorescent dye from the cleaved HCV target sequence probes and that from the RNA QS target probe detected throughout the PCR process.(Package insert: cobas HCV-Quantitative nucleic acid test for use on the cobas 5800/6800/8800 Systems. Roche Molecular Systems, Inc; Rev. 5.0, 5/2023) | 1 to 3 days | 2 months | This test has been cleared, approved, or is exempt by the US Food and Drug Administration and is used per manufacturer's instructions. Performance characteristics were verified by Mayo Clinic in a manner consistent with CLIA requirements. | 87522 | HCV RNA Detect/Quant, S | 11011-4 | 97291 | HCV RNA Detect/Quant, S | 11011-4
HCVRP | Hepatitis C Virus (HCV) RNA Detection and Quantification, Real-Time Reverse Transcription-PCR, Prenatal, Serum | Detection of acute hepatitis C virus (HCV) infection before the appearance of HCV antibodies in serum (ie, <2 months from exposure) in women who are pregnant Detection and confirmation of chronic HCV infection in women who are pregnant Quantification of HCV RNA in serum of women who are pregnant for monitoring disease progression of chronic HCV infection (HCV antibody-positive) | Real-Time Reverse Transcription-Polymerase Chain Reaction (RT-PCR) | Yes | HCV RNA Detect/Quant Prenatal, S | For more information see: | Supplies:Sarstedt Aliquot Tube, 5 mL (T914) Collection Container/Tube:Serum gel Submission Container/Tube:Plastic vial Specimen Volume:1.5 mL Collection Instructions:Centrifuge and aliquot serum into plastic vialwithin 2 hours of collection. | 0.8 mL | About 75% of all individuals infected with hepatitis C virus (HCV) will develop chronic hepatitis C with ongoing viral replication in the liver and detectable HCV RNA in serum or plasma, eventually resulting in cirrhosis. The remaining 25% of the individuals infected recover from the infection without evidence of viral replication or presence of detectable HCV RNA in serum or plasma. Chronic HCV infection can be cured at variable success rates with either combined interferon-alpha and ribavirin therapy or interferon-free combination of direct-acting antiviral (DAA) agents. The antiviral response rates correlate with pretreatment serum or plasma HCV RNA levels (viral load) and the HCV genotype found in the individuals infected. The optimal duration of combined interferon and ribavirin therapy can be determined from the patient's pretreatment viral load and HCV genotype. Clinical trial studies indicated that a decrease in HCV RNA levels of more than 2 log IU/mL at 4 weeks or 12 weeks of therapy is predictive of an increased chance of achieving a sustained virologic response (defined as undetectable HCV RNA levels in serum 6 months after completing antiviral therapy). Despite receiving longer duration of antiviral therapy (48 weeks versus 24 weeks), patients with chronic infection due to HCV genotypes 1 and 4 generally have less favorable sustained virologic response rates (40%-50%) than those infected with genotypes 2 and 3 (>80%). Due to the necessary prolonged duration (typically 24- to 48-weeks duration) and low cure rates of such antiviral therapy, interferon-based therapy has been supplanted with potent interferon-free DAA combination therapy. Cure rates, as defined by sustained virologic response, of over 90% are observed among patients who are HCV-infected and treated with interferon-free DAA combinations that are of shorter treatment duration (eg, 8 or 12 weeks) than those of interferon-based therapy. Current guidelines for antiviral therapy of chronic hepatitis C recommend quantitative testing for HCV RNA in serum or plasma before initiating antiviral therapy, at 4 weeks of therapy, and 12 weeks after completion of therapy. A HCV RNA level below 25 IU/mL in serum or plasma 12 weeks after ending therapy is the therapeutic goal and indicates an SVR is achieved. Quantitative HCV RNA testing can be considered at the end of therapy and at 24 weeks or later after completion of antiviral therapy. For more information, see the following: -Chronic Hepatitis C Treatment and Monitoring Algorithm: Direct Antiviral Antigen (DAA) Combination -Hepatitis C: Testing Algorithm for Screening and Diagnosis | Undetected | This assay has a result range of 15 to 100,000,000 IU/mL (1.18 log to 8.00 log IU/mL) for quantification of hepatitis C virus (HCV) RNA in serum. An "Undetected" result indicates that the HCV is absent in the patient's serum specimen. A result of "<15 IU/mL (<1.18 log IU/mL)" indicates that HCV RNA is detected, but the HCV RNA level present cannot be quantified accurately below this lower limit of quantification of this assay. When clinically indicated, follow-up testing with this assay is recommended in 1 to 2 months. To assess response-guided therapy eligibility, an "Undetected" result is required, and a result of "<15 IU/mL mL (<1.18 log IU/mL)" should not be considered equivalent to an "Undetected" result. A quantitative result expressed in IU/mL and log IU/mL indicates the degree of active HCV viral replication in the patient. Monitoring HCV RNA levels over time is important to assess disease progression and/or monitoring a patient's response to anti-HCV therapy. A result of ">100,000,000 IU/mL (>8.00 log IU/mL)" indicates the presence of active HCV viral replication, and the HCV RNA level present cannot be quantified accurately above this upper limit of quantification of this assay. An "Inconclusive" result reported with a comment indicates that testing failed, likely due to presence of inhibitory substances in the submitted serum specimen. A new specimen should be collected for retesting. | Except for patients who are immunocompromised or patients with suspected acute hepatitis, laboratory evaluation of hepatitis C virus (HCV) infection status should begin with HCV serologic testing, including testing for the presence of HCV antibodies (seeHepatitis C: Testing Algorithm for Screening and Diagnosis). A diagnosis of chronic HCV infection should not be based solely on the presence of detectable or quantifiable HCV RNA in a single serum specimen. An "Undetected" HCV RNA test result with a "Reactive" HCV antibody screen result may be due to: 1. A false-reactive HCV antibody screen result 2. Resolved or past HCV infection 3. Transient low viremia (ie, episodic viral replication) of active HCV infection. To distinguish between the first 2 conditions, another HCV antibody test (eg, HCCAD / Hepatitis C Virus Antibody Screen for Cadaveric or Hemolyzed Specimens, Serum) can be requested. To distinguish between the latter 2 conditions, patients should be retested for HCV RNA in 1 to 2 months, as clinically indicated. | 1. Centers for Disease Control and Prevention (CDC). Testing for HCV infection: an update of guidance for clinicians and laboratorians.MMWR Morb Mortal Wkly Rep. 2013;62(18):362-365 2. American Association for the Study of Liver Diseases (AASLD), Infectious Diseases Society of America (IDSA): HCV guidance: Recommendations for testing, managing, and treating hepatitis C. AASLD, IDSA; Accessed May 9, 2024. Available at www.hcvguidelines.org/contents 3. Society for Maternal-Fetal Medicine (SMFM), Hughes BL, Page CM, Kuller JA. Hepatitis C in pregnancy: screening, treatment, and management. Am J Obstet Gynecol. 2017;217(5):B2-B12 4. National Center for HIV/AIDS, Viral Hepatitis, STD, and TB Prevention: Pregnancy and HIV, viral hepatitis STD and TB prevention: HCV challenges. CDC; Reviewed October 31, 2023. Accessed May 9, 2024. Available at www.cdc.gov/nchhstp/pregnancy/challenges/hcv.html 5. Schillie S, Wester C, Osborne M, Wesolowski L, Ryerson AB. CDC recommendations for hepatitis C screening among adults-United States, 2020.MMWR Recomm Rep.2020;69(2):1-17 | The cobas hepatitis C virus (HCV) assay is a US Food and Drug Administration-approved, in vitro nucleic acid amplification test for the quantification of HCV RNA in human serum using the cobas x800 System for fully automated viral nucleic acid extraction (generic silica-based capture technique) and automated amplification and detection of the viral nucleic acid sequence. This polymerase chain reaction (PCR) assay amplifies sequences within the highly conserved 5' noncoding region of the HCV genome and generates amplification products that are detected and quantified in real-time with 2 sequence-specific TaqMan probes. A non-HCV armored RNA quantitation standard (RNA QS) is introduced into each specimen during sample preparation to serve as internal control for nucleic acid extraction and PCR amplification/detection processes. Fluorescent reporter dye-labeled TaqMan probes hybridized to the complementary HCV target sequences and RNA QS sequence undergo hydrolysis during PCR amplification step to generate fluorescent signal detected in 2 different dye channels. Concentration of the HCV RNA in a patient's serum sample is determined by a ratio of the intensity of the fluorescent dye from the cleaved HCV target sequence probes and that from the RNA QS target probe detected throughout the PCR process.(Package insert: cobas HCV-Quantitative nucleic acid test for use on the cobas 5800/6800/8800 Systems. Roche Molecular Systems, Inc; Rev. 5.0, 5/2023) | 1 to 3 days | 2 months | This test has been cleared, approved, or is exempt by the US Food and Drug Administration and is used per manufacturer's instructions. Performance characteristics were verified by Mayo Clinic in a manner consistent with CLIA requirements. | 87522 | HCV RNA Detect/Quant Prenatal, S | 11011-4 | 609749 | HCV RNA Detect/Quant Prenatal, S | 11011-4
HCVQG | Hepatitis C Virus (HCV) RNA Quantification with Reflex to HCV Genotype, Serum | Detection of acute hepatitis C virus (HCV) infection before the appearance of HCV antibodies in serum (ie, <2 months from exposure) Detection and confirmation of chronic HCV infection and determining HCV genotype (1 to 5) to guide antiviral therapy in patients with chronic hepatitis C Quantification of HCV RNA in serum of patients with chronic HCV infection (HCV antibody-positive) before initiating antiviral therapy Determining cure and detection of relapse of HCV infection after completion of antiviral therapy | HCVQG: Real-Time Reverse Transcription-Polymerase Chain Reaction (RT-PCR) HCVG, HCVGR: RT-PCR followed by Hybridization with Sequence-Specific, Fluorescent-Labeled Oligonucleotide Probes | Yes | HCV RNA Detect/Quant Reflex Geno, S | Specimens with hepatitis C virus (HCV) RNA levels greater than or equal to 500 IU/mL will be tested for HCV genotype at an additional charge. | Supplies: Sarstedt Aliquot Tube, 5 mL (T914) Collection Container/Tube: Serum gel Submission Container/Tube: Plastic vial Specimen Volume: 3.5 mL Collection Instructions: Centrifuge and aliquot serum into plastic vial within 2 hours of collection. | 1.6 mL | About 75% of all individuals infected with hepatitis C virus (HCV) will develop chronic hepatitis C with ongoing viral replication in the liver and detectable HCV RNA in serum or plasma, eventually resulting in cirrhosis. The remaining 25% of the infected individuals recover from the infection without evidence of viral replication or the presence of detectable HCV RNA in serum or plasma. Chronic HCV infection can be cured at variable success rates with either combined interferon-alpha and ribavirin therapy or interferon-free combination of direct-acting antiviral (DAA) agents. The antiviral response rates correlate with pretreatment serum or plasma HCV RNA levels (viral load) and the HCV genotype found in the infected individuals. The optimal duration of combined interferon and ribavirin therapy can be determined from the patient's pretreatment viral load and HCV genotype. Clinical trial studies indicated that a decrease in HCV RNA levels of more than 2 log IU/mL at 4 weeks or 12 weeks of therapy is predictive of an increased chance of achieving a sustained virologic response (defined as undetectable HCV RNA levels in serum 6 months after completing antiviral therapy). Despite receiving longer duration of antiviral therapy (48 weeks versus 24 weeks), patients with chronic infection due to HCV genotypes 1 and 4 generally have less favorable sustained virologic response rates (40%-50%) than those infected with genotypes 2 and 3 (>80%). Due to the necessary prolonged duration (typically 24- to 48-week duration) and low cure rates of such antiviral therapy, interferon-based therapy has been supplanted with potent interferon-free DAA combination therapy now. Unique nucleotide sequences of certain regions (eg, 5'-noncoding, core, NS5b) of the HCV genome allow classification of HCV into 6 major genotypes or clades (1-6), based on the most recently proposed HCV genotype nomenclature. In the United States, the most commonly encountered HCV genotypes are 1a and 1b, followed by genotypes 2 and 3. Worldwide geographic distribution, disease outcome, and response to antiviral therapy differ among the genotypes. HCV genotype determination is important for proper selection of antiviral therapy and optimal patient management. Therapeutic response rates for chronic HCV infection have improved significantly (cure rates of >90%) over the past 5 years when oral DAA agents are used in lieu of interferon-based combination therapy. However, antiviral resistance can emerge during such combination therapy, and occurrence of such resistance is more frequent with HCV subtype 1a than 1b for simeprevir-treated patients. The American Association for the Study of Liver Diseases and Infectious Disease Society of America recommendations for testing, managing, and treating hepatitis C are available at www.hcvguidelines.org/contents. | Undetected | This assay has a result range of 15 to 100,000,000 IU/mL (1.18 log to 8.00 log IU/mL) for quantification of hepatitis C virus (HCV) RNA in serum. Only those specimens with HCV RNA levels greater than or equal to 500 IU/mL will be tested for HCV genotype (HCVG /Hepatitis C Virus Genotype, Serumor HCVGR /Hepatitis C Virus Genotype Resolution, Serum). An "Undetected" result indicates that the HCV is absent in the patient's serum specimen. Such specimens willnotbe tested for HCV genotype. A result of "<15 IU/mL (<1.18 log IU/mL)" indicates that HCV RNA is detected, but the HCV RNA level present cannot be quantified accurately below this lower limit of quantification of this assay. Such specimens willnotbe tested for HCV genotype. A result of ">100,000,000 IU/mL (>8.00 log IU/mL)" indicates the presence of active HCV viral replication, and the HCV RNA level present cannot be quantified accurately above this upper limit of quantification of this assay. An "Inconclusive" result reported with a comment indicates that testing failed, likely due to the presence of inhibitory substances in the submitted serum specimen. A new specimen should be collected for retesting. Such specimens willnotbe tested for HCV genotype. | Except for immunocompromised patients or patients with suspected acute hepatitis, laboratory evaluation of hepatitis C virus (HCV) infection status should begin with HCV serologic testing, including testing for the presence of HCV antibodies (SeeHepatitis C: Testing Algorithm for Screening and Diagnosis). A diagnosis of chronic HCV infection should not be based solely on the presence of detectable or quantifiable HCV RNA in a single serum specimen. An "Undetected" HCV RNA test result with a "Reactive" HCV antibody screen result may be due to: 1. A false-reactive HCV antibody screen result 2. Resolved or past HCV infection 3. Transient low viremia (ie, episodic viral replication) of active HCV infection. To distinguish between the first 2 conditions, another HCV antibody test (eg, HCCAD / Hepatitis C Virus Antibody Screen for Cadaveric or Hemolyzed Specimens, Asymptomatic, Serum) can be requested. To distinguish between the latter 2 conditions, patients should be retested for HCV RNA in 1 to 2 months, as clinically indicated. | 1. de Leuw P, Sarrazin C, Zeuzem S. How to use virological tools for the optimal management of chronic hepatitis C. Liver Int. 2011;31 Suppl 1:3-12 2. Centers for Disease Control and Prevention: Testing for HCV infection: an update of guidance for clinicians and laboratorians. MMWR Morb Mortal Wkly Rep. 2013;62(18):362-365 3. American Association for the Study of Liver Diseases and Infectious Diseases Society of America: HCV guidance: Recommendations for testing, managing, and treating hepatitis C. Accessed May 10, 2024. Available at www.hcvguidelines.org/contents | The cobas hepatitis C virus (HCV) assay is an US Food and Drug Administration-approved, in vitro nucleic acid amplification test for the quantification of HCV RNA in human serum using the cobas x800 Systems for fully automated viral nucleic acid extraction (generic silica-based capture technique) and automated amplification and detection of the viral nucleic acid sequence. This polymerase chain reaction (PCR) assay amplifies sequences within the highly conserved 5' noncoding region of the HCV genome and generates amplification products that are detected and quantified in real-time with 2 sequence-specific TaqMan probes. A non-HCV armored RNA quantitation standard (RNA QS) is introduced into each specimen during sample preparation to serve as internal control for nucleic acid extraction and PCR amplification/detection processes. Fluorescent reporter dye-labeled TaqMan probes hybridized to the complementary HCV target sequences and RNA QS sequence undergo hydrolysis during PCR amplification step to generate fluorescent signal detected in 2 different dye channels. Concentration of the HCV RNA in a patient's serum sample is determined by a ratio of the intensity of the fluorescent dye from the cleaved HCV target sequence probes and that from the RNA QS target probe detected throughout the PCR process.(Package insert: cobas HCV-Quantitative nucleic acid test for use on the cobas 5800/6800/8800 Systems. Roche Molecular Systems, Inc; Rev. 5.0, 5/2023) | 1 to 8 days | 60 days | This test has been cleared, approved, or is exempt by the US Food and Drug Administration and is used per manufacturer's instructions. Performance characteristics were verified by Mayo Clinic in a manner consistent with CLIA requirements. | 8752287902 (if appropriate)87902 (if appropriate) | HCV RNA Detect/Quant Reflex Geno, S | 11011-4 | 603602 | HCV RNA Detect/Quant, S | 11011-4
HCVL | Hepatitis C Virus Antibody Confirmation, Serum | Confirming the presence of hepatitis C virus (HCV)-specific IgG antibodies in serum specimens that are reactive by HCV antibody screening tests Distinguishing between true- and false-reactive HCV antibody screening test results This test isnot intended foruse as an HCV antibody screening test for blood or human cells/tissue donors. This assay isnot usefulfordetection of early or acute hepatitis C (<2 months from exposure) as immunocompromised patients may not develop detectable HCV antibodies in blood until 6 months after infection. This assay isnot useful fordifferentiating between past (resolved) and chronic hepatitis C. | Line Immunoassay (LIA) | Yes | HCV Ab Confirmation, S | This test is available as a confirmatory test for reactive Hepatitis C virus (HCV) antibody screening test results. | Collection Container/Tube: Preferred:Serum gel Acceptable:Red top Submission Container/Tube:Plastic vial Specimen Volume:0.4 mL Collection Instructions: 1.Centrifuge blood collection tube per collection tube manufacturer's instructions (eg, centrifuge and aliquot within 2 hours of collection for BD Vacutainer tubes). 2. Aliquot serum into plastic vial. | 0.1 mL | Laboratorytesting forhepatitis C virus (HCV) infectionin patients and donors of organ, blood, cells, tissue, and tissue products usually begins by screening forthe presence of HCV antibodies (anti-HCV) in serum,using an US Food and Drug Administration or Food and Drug Administration approved anti-HCV screening test. Specimens that are repeatedly reactive by screening tests should be confirmed by more HCV-specific tests, such as direct detection of HCV RNA by the reverse transcriptase-polymerase chain reaction assay or confirmatory detection of HCV antibodies by serologic assays using recombinant HCV-specific antigens. In patients with reactive HCV antibody screening test results but negative or undetectable HCV RNA test results, HCV antibody confirmatory tests would be useful to distinguish between true- and false-reactive HCV antibody screening test results. HCV antibodies are usually not detectable during the first 2 months following infection, and they are usually detectable by the late convalescent stage (>6 months after onset) of infection. These antibodies do not neutralize the virus, and they do not provide immunity against this viral infection.Loss of HCV antibodies may occur in the years following resolution of infection. Despite the value of serologic confirmation of HCV infection, several limitations of this test exist: -There may be a long delay (up to 6 months) between exposure to the virus and development of detectable HCV antibodies, especially in immunocompromised patients -A positive test result does not distinguish between past (resolved) and chronic HCV infection -Serologic tests cannot predict or monitor response to antiviral therapy For more information seeHepatitis C: Testing Algorithm for Screening and Diagnosis. | Negative | A positive result indicates the presence of hepatitis C virus (HCV)-specific IgG antibodies due to past (resolved) or chronic hepatitis C. Past (resolved) HCV infection (accounting for about 25% of all HCV-infected patients) can be distinguished from chronic HCV infection (about 75% of all cases) only by direct detection of HCV RNA using molecular test methods; eg, HCVQN / Hepatitis C Virus (HCV) RNA Detection and Quantification by Real-Time Reverse Transcription-PCR (RT-PCR), Serum. HCV RNA is present in acute or chronic hepatitis C but not in past (resolved) HCV infection. A negative result indicates the absence of HCV-specific IgG antibodies. A reactive HCV antibody screening test result with a negative HCV antibody confirmatory result indicates a probable false-reactive screening test result. An indeterminate result indicates that HCV-specific IgG antibodies may or may not be present. Indeterminate results should be interpreted along with patient's risk factors for HCV infection and clinical findings. Individuals at risk for HCV infection with indeterminate results should be retested with an HCV antibody confirmatory test in 1 to 2 months to determine the definitive HCV antibody status. Molecular tests to detect HCV RNA may be necessary to determine HCV infection status in those at-risk immunocompromised patients with indeterminate HCV antibody confirmatory test results due to delayed appearance of fully complement of HCV-specific antibodies. An unreadable result indicates nonspecific cross reactivity was present and HCV-specific antibody bands could not be visualized reliably. Repeat confirmatory serologic testing in 1 to 2 months or HCV RNA (HCVQN / Hepatitis C Virus [HCV] RNA Detection and Quantification by Real-Time Reverse Transcription-PCR [RT-PCR], Serum) is recommended for at-risk patients. | Performance characteristics have not been established for the following types of specimens: -Cadaveric specimens -Grossly hemolyzed (hemoglobin level of >100 mg/dL) -Presence of particulate matter | 1. American Association for the Study of Liver Diseases/Infectious Diseases Society of America/International Antiviral Society-USA. Recommendations for Testing, Managing, and Treating Hepatitis C. Updated October 24, 2022. Accessed July 26, 2023. Available at www.hcvguidelines.org 2. Carithers RL, Marquardt A, Gretch DR. Diagnostic testing for hepatitis C. Semin Liver Dis. 2000;20(2):159-171 3. Pawlotsky JM: Use and interpretation of hepatitis C virus diagnostic assays. Clin Liver Dis. 2003;7:127-137 4. Centers for Disease Control and Prevention: Guidelines for laboratory testing and result reporting of antibody to hepatitis C virus. MMWR Morb Mortal Wkly Rep. 2003;52(No. RR-3):1-14. Accessed July 26, 2023. Available at www.cdc.gov/mmwr/preview/mmwrhtml/rr5203a1.htm 5. Centers for Disease Control and Prevention: Testing for HCV infection: an update of guidance for clinicians and laboratorians. MMWR Morb Mortal Wkly Rep. 2013;62(18):362-365 | The MP DiagnosticsHepatitis C Virus (HCV) Blot 3.0 is a line immunoassay that utilizes a nitrocellulose strip containing 4 bands corresponding to recombinant HCV proteins derived from the capsid (C), NS3, NS4, and NS5 regions of the HCV genome. The HCV proteins are expressed as glutathione-S-transferase (GST) fusion proteins, so a GST control band is also present on each strip to indicate reactivity to native GST. Each strip also contains an IgG control band and an anti-IgG band. Individual strips are incubated with either diluted clinical serum specimens or assay controls. Specific antibodies to HCV, if present in the specimen, will bind to the HCV proteins on the strips. The strips are washed to remove unbound materials and then incubated with affinity purified antihuman IgG conjugated with alkaline phosphatase. The conjugated antibody will bind to any antigen-antibody complexes formed on the strips. Unbound conjugate is removed by washing. A BCIP/NBT (5-bromo-4-chloro-3-indolyl-phosphate/nitro blue tetrazolium) substrate is added to visualize reactive protein bands on the strips.(Unpublished Mayo method) | 1 to 14 days | 14 days | This test was developed and its performance characteristics determined by Mayo Clinic in a manner consistent with CLIA requirements. It has not been cleared or approved by the US Food and Drug Administration. | 86804 | HCV Ab Confirmation, S | 40726-2 | 63063 | HCV Ab Confirmation, S | 40726-2
HCCAD | Hepatitis C Virus Antibody Screen, Cadaveric or Hemolyzed Specimens, Asymptomatic, Serum | Screening cadaveric or hemolyzed serum specimens for hepatitis C virus (HCV) infection in asymptomatic individuals with or without risk factors for HCV infection Note:In accordance with National Coverage Determination guidance, this testis indicated forasymptomatic patients born from 1945 through 1965, those with history of injection drug use, or history of receiving blood transfusion prior to 1992. This test isnot intended forscreening blood, cell, or tissue donors. This test isnot intended fortesting symptomatic individuals (ie, diagnostic purposes). This test isnot usefulforruling out acute HCV infection. This test isnot usefulfordifferentiation between resolved and acute or chronic HCV infection. | Enzyme Immunoassay (EIA) | Yes | HCV Ab Cadaver/Hemolyzed Screen, S | If screen is reactive, then confirmation will be performed at an additional charge. | Collection Container/Tube: Preferred:Serum gel Acceptable:Red top Submission Container/Tube:Plastic vial Specimen Volume:0.5 mL Collection Instructions: 1. Centrifuge blood collection tube per collection tube manufacturer's instructions (eg, centrifuge within 2 hours of collection for BD Vacutainer tubes). 2. Aliquot serum into plastic vial. | 0.2 mL | Hepatitis C virus (HCV) is recognized as the cause of most cases of post-transfusion hepatitis and is a significant cause of morbidity and mortality worldwide. In the United States, HCV infection is quite common, with an estimated 2.4 million chronic HCV carriers. HCV antibodies are usually not detectable during the early months following infection, but they are almost always detectable by the late convalescent stage (>6 months after onset of acute infection). These antibodies do not neutralize the virus, and they do not provide immunity against this viral infection. Loss of HCV antibodies may occur many years following resolution of infection. Despite the value of serologic tests to screen for HCV infection, several limitations of serologic testing are known: -There may be a long delay (up to 6 months) between exposure to the virus and the development of detectable antibodies. -False-reactive screening test results can occur. -A reactive screening test result does not distinguish between past (resolved) and present HCV infection. -Serologic tests cannot provide information on clinical response to antiviral therapy. Positive screening serologic test results should be followed by a confirmatory or supplemental test, such as line immunoassay (HCVL / Hepatitis C Virus Antibody Confirmation, Serum) for HCV antibodies or a nucleic acid test for HCV RNA. Although nucleic acid tests provide a very sensitive and specific approach to directly detect HCV RNA in a patient's blood, they are not suitable for use in testing cadaveric blood specimens due to interference of heme with the nucleic acid amplification processes. | Negative | All specimens with signal-to-cutoff ratios of 1.0 or greater will be considered reactive and reflex to the hepatitis C virus (HCV) antibody confirmatory test by line immunoassay (HCVL / Hepatitis C Virus Antibody Confirmation, Serum) at an additional charge. Additional testing is needed to differentiate between past (resolved) and chronic hepatitis C. A negative screening test result does not exclude the possibility of exposure to or infection with HCV. Negative screening test results in individuals with prior exposure to HCV may be due to antibody levels below the limit of detection of this assay or lack of reactivity to the HCV antigens used in this assay. Patients with recent HCV infections (<3 months from time of exposure) may have false-negative HCV antibody results due to the time needed for seroconversion (average of 8 to 9 weeks). | Infants born to hepatitis C virus (HCV) infected mothers may have false-reactive HCV antibody screening test results and false-positive HCV antibody confirmatory test results due to transplacental passage of maternal HCV-specific IgG antibodies). HCV antibody testing is not recommended until at least 18 months of age in these infants. Performance characteristics of the EIA have not been established for the following types of serum specimens: -Grossly hemolyzed (hemoglobin level of >800 mg/dL). -Grossly icteric (total bilirubin level of >30 mg/dL). -Grossly lipemic (triglyceride level of >3000 mg/dL). -Presence of particulate matter -Heat-treated specimens | 1. Carithers RL, Marquardt A, Gretch DR: Diagnostic testing for hepatitis C. Semin Liver Dis. 2000;20(2):159-171 2. Pawlotsky JM: Use and interpretation of virological tests for hepatitis C. Hepatology. 2002 Nov;36(5 Suppl 1):S65-S73 3. Centers for Disease Control and Prevention (CDC): Testing for HCV infection: an update of guidance for clinicians and laboratorians. MMWR Morb Mortal Wkly Rep. 2013 May 10;62(18)362-365 | The ORTHO HCV Version 3.0 ELISA (enzyme-linked immunosorbent assay) Test System is a 3-stage test carried out in a microwell coated with a combination of recombinant hepatitis C virus (HCV) antigen (c22-3, c200, and NS5). In the first stage, a diluted test specimen or appropriate controls are incubated in the test well for a specified length of time. If antibody reactive to any of the 3 antigens is present in the specimen, antigen-antibody complexes will be formed on the microwell surface. If anti-HCV is not present, complexes will not be formed. In the subsequent washing step, unbound serum proteins will be removed. In the second stage, murine monoclonal antibody conjugated to horseradish peroxidase is added to the microwell. The conjugate binds specifically to the human IgG portion of the antigen-antibody complexes. If antigen-antibody complexes are not present, the unbound conjugate will be removed by subsequent washing. In the third stage, an enzyme detection system composed of o-phenylenediamine (OPD) and hydrogen peroxide is added to the test well. If bound conjugate is present, the OPD will be oxidized, resulting in a colored end product. In this reaction, peroxidase is divalently oxidized by hydrogen peroxide to form an intermediate compound, which is, in turn, reduced to its initial state by subsequent interaction with hydrogen ion donating OPD. The resulting oxidized form of OPD has an orange color. Sulfuric acid is then added to stop the reaction. The color intensity is dependent upon the amount of bound conjugate and is a function of the concentration of anti-HCV present in the specimen. The color intensity is measured with a microwell reader (photometer) designed to measure light absorbance in a microwell. (Package insert: Hepatitis C Virus Encoded Antigen [Recombinant c22-3, c200, and NS5], ORTHO HCV Version 3.0 ELISA Test System. Ortho Clinical Diagnostics; 01/2022) | 1 to 7 days | 14 days | This test has been cleared, approved, or is exempt by the US Food and Drug Administration and is used per manufacturer's instructions. Performance characteristics were verified by Mayo Clinic in a manner consistent with CLIA requirements. | 86803G0472 (if appropriate for government payers)86804 (if appropriate) | HCV Ab Cadaver/Hemolyzed Screen, S | 13955-0 | 87858 | HCV Ab Cadaver/Hemolyzed Screen, S | 13955-0
HCCDD | Hepatitis C Virus Antibody, Cadaveric or Hemolyzed Specimens, Symptomatic, Serum | Diagnosis of hepatitis C virus (HCV) infection in cadaveric or hemolyzed serum specimens from symptomatic patients with or without risk factors for HCV infection This test isnot intendedforscreening blood, cell, or tissue donors. This test isnot usefulforruling out acute HCV infections. This test isnot usefulfordifferentiation between resolved and acute or chronic hepatitis C infections. This test isnot intended fortesting asymptomatic individuals (ie, screening purposes). | Enzyme Immunoassay (EIA) | Yes | HCV Ab Cadaver/Hemolyzed, S | If screen is reactive, then confirmation will be performed at an additional charge. | Collection Container/Tube: Preferred:Serum gel Acceptable:Red top Submission Container/Tube:Plastic vial Specimen Volume:0.5 mL Collection Instructions: 1. Centrifuge blood collection tube per collection tube manufacturer's instructions (eg, centrifuge within 2 hours of collection for BD Vacutainer tubes). 2. Aliquot serum into plastic vial. | 0.2 mL | Hepatitis C virus (HCV) is recognized as the cause of most cases of post-transfusion hepatitis and is a significant cause of morbidity and mortality worldwide. In the United States, HCV infection is quite common, with an estimated 2.4 million chronic HCV carriers. HCV antibodies are usually not detectable during the early months following infection, but they are almost always detectable by the late convalescent stage (>6 months after onset of acute infection). These antibodies do not neutralize the virus, and they do not provide immunity against this viral infection. Loss of HCV antibodies may occur many years following resolution of infection. Despite the value of serologic tests to screen for HCV infection, several limitations of serologic testing are known: -There may be a long delay (up to 6 months) between exposure to the virus and the development of detectable antibodies. -False-reactive screening test results can occur. -A reactive screening test result does not distinguish between past (resolved) and present HCV infection. -Serologic tests cannot provide information on clinical response to antiviral therapy. Positive screening serologic test results should be followed by a confirmatory or supplemental test, such as line immunoassay (HCVL / Hepatitis C Virus Antibody Confirmation, Serum) for HCV antibodies or a nucleic acid test for HCV RNA. Although nucleic acid tests provide a very sensitive and specific approach to directly detect HCV RNA in a patient's blood, they are not suitable for use in testing cadaveric blood specimens due to interference of heme with the nucleic acid amplification processes. | Negative | All specimens with signal-to-cutoff ratios of 1.0 or greater will be considered reactive and reflex to the hepatitis C virus (HCV) antibody confirmatory test by line immunoassay (HCVL /Hepatitis C Virus Antibody Confirmation, Serum) at an additional charge. Additional testing is needed to differentiate between past (resolved) and chronic hepatitis C. A negative screening test result does not exclude the possibility of exposure to or infection with HCV. Negative screening test results in individuals with prior exposure to HCV may be due to antibody levels below the limit of detection of this assay or lack of reactivity to the HCV antigens used in this assay. Patients with recent HCV infections (<3 months from time of exposure) may have false-negative HCV antibody results due to the time needed for seroconversion (average of 8 to 9 weeks). | Infants born to hepatitis C virus (HCV) infected mothers may have false-reactive HCV antibody screening test results and false-positive HCV antibody confirmatory test results due to transplacental passage of maternal HCV-specific IgG antibodies). HCV antibody testing is not recommended until at least 18 months of age in these infants. Performance characteristics of the EIA have not been established forthe following types of serum specimen: -Grossly hemolyzed (hemoglobin level of >800 mg/dL). -Grossly icteric (total bilirubin level of >30 mg/dL). -Grossly lipemic (triglyceride level of >3000 mg/dL). -Presence of particulate matter -Heat-treated specimens | 1. Carithers RL, Marquardt A, Gretch DR: Diagnostic testing for hepatitis C. Semin Liver Dis. 2000;20(2):159-171 2. Pawlotsky JM: Use and interpretation of virological tests for hepatitis C. Hepatology. 2002 Nov;36(5 Suppl 1):S65-S73 3. Centers for Disease Control and Prevention (CDC): Testing for HCV infection: an update of guidance for clinicians and laboratorians. MMWR Morb Mortal Wkly Rep. 2013 May 10;62(18)362-365 | The ORTHO HCV Version 3.0 ELISA (enzyme-linked immunosorbent assay) Test System is a 3-stage test carried out in a microwell coated with a combination of recombinant hepatitis C virus (HCV) antigen (c22-3, c200, and NS5). In the first stage, a diluted test specimen or appropriate controls are incubated in the test well for a specified length of time. If antibody reactive to any of the 3 antigens is present in the specimen, antigen-antibody complexes will be formed on the microwell surface. If anti-HCV is not present, complexes will not be formed. In the subsequent washing step, unbound serum proteins will be removed. In the second stage, murine monoclonal antibody conjugated to horseradish peroxidase is added to the microwell. The conjugate binds specifically to the human IgG portion of the antigen-antibody complexes. If antigen-antibody complexes are not present, the unbound conjugate will be removed by subsequent washing. In the third stage, an enzyme detection system composed of o-phenylenediamine (OPD) and hydrogen peroxide is added to the test well. If bound conjugate is present, the OPD will be oxidized, resulting in a colored end product. In this reaction, peroxidase is divalently oxidized by hydrogen peroxide to form an intermediate compound, which is, in turn, reduced to its initial state by subsequent interaction with hydrogen ion donating OPD. The resulting oxidized form of OPD has an orange color. Sulfuric acid is then added to stop the reaction. The color intensity is dependent upon the amount of bound conjugate and is a function of the concentration of anti-HCV present in the specimen. The color intensity is measured with a microwell reader (photometer) designed to measure light absorbance in a microwell (Package insert: Hepatitis C Virus Encoded Antigen [Recombinant c22-3, c200, and NS5], ORTHO HCV Version 3.0 ELISA Test System. Ortho Clinical Diagnostics; 01/2022) | 1 to 7 days | 14 days | This test has been cleared, approved, or is exempt by the US Food and Drug Administration and is used per manufacturer's instructions. Performance characteristics were verified by Mayo Clinic in a manner consistent with CLIA requirements. | 8680386804 (if appropriate) | HCV Ab Cadaver/Hemolyzed, S | 13955-0 | 58127 | HCV Ab Cadaver/Hemolyzed, S | 13955-0
HCVG | Hepatitis C Virus Genotype, Serum | Determining hepatitis C virus (HCV) genotype (1 to 5) to guide antiviral therapy in patients with chronic hepatitis C Differentiating between HCV subtypes 1a and 1b This assay shouldnotbe usedas a screening test for HCV infection. It should be performed only on specimens obtained from patients confirmed to have HCV RNA levels in serum of 500 IU/mL or higher. | Reverse Transcriptase Polymerase Chain Reaction (RT-PCR) followed by Hybridization with Sequence-Specific, Fluorescent-Labeled Oligonucleotide Probes | Yes | HCV Genotype, S | Specimens either generating indeterminate genotype results, results with multiple or mixed hepatitis C virus genotypes (eg, 1, 5; 1, 2; or 1, 5), or those containing genotype 1 with no subtype will be automatically evaluated with by genotype resolution at an additional charge. | Supplies:Sarstedt Aliquot Tube, 5 mL (T914) Collection Container/Tube:Serum gel (red-top tubes arenot acceptable) Submission Container/Tube:Plastic vial Specimen Volume:5 mL Collection Instructions: Within 2 hours of collection, centrifuge and aliquot serum into a plastic vial. Additional Information: 1. This test requires a minimum hepatitis C virus viral load of 500 IU/mL within the 30 days preceding collection. 2. Serum specimens previously submitted to other laboratories for non-microbiology tests arenotacceptablefor add-on test requests due to possible sample-to-sample carryover from automation used for those tests. | 1.5 mL | Unique nucleotide sequences of certain regions (eg, 5'-noncoding, core, NS5b) of the hepatitis C virus (HCV) genome allow classification of HCV into 6 major genotypes or clades (1-6), based on the most recently proposed HCV genotype nomenclature.In the United States, the most frequently encountered HCV genotypes are 1a and 1b, followed by genotypes 2 and 3. Worldwidegeographic distribution, disease outcome, and response to antiviral therapy differ among the genotypes. Therefore, reliable methods for genotype determination are important for proper selection of antiviral therapy and optimal patient management. Infections with HCV genotypes 2 and 3 have better therapeutic response rates (80%-90%) than genotypes 1 and 4 (40%-50%) to previous standard combination therapy (ribavirin plus pegylated interferon alpha-2a or alpha-2b). Duration of such combination therapy is 24 weeks for chronic HCV genotype 2 and 3 infections in patients who show early virologic response (>2 log or 100-fold decrease in HCV RNA or no detectable HCV RNA at week 12 of therapy), while patients with chronic HCV genotype 1 and 4 infections receive a minimum of 48 weeks of such combination therapy if early virologic response is achieved (undetectable HCV RNA at week 4 of therapy). Therapeutic response rates for HCV genotype 1 infection are improved significantly (80%-90%) when oral direct acting antiviral agents (eg, daclatasvir, sofosbuvir, ledipasvir + sofosbuvir, velpatasvir + sofosbuvir, glecaprevir + pibrentasvir, elbasvir + grazoprevir, velpatasvir + voxilaprevir + sofosbuvir) are added or used in lieu of interferon-based combination therapy. The American Association for the Study of Liver Diseases and Infectious Disease Society of America recommendations for testing, managing, and treating hepatitis C are available at www.hcvguidelines.org/contents. The following algorithms are available: -Chronic Hepatitis C Treatment and Monitoring Algorithm: Direct Antiviral Antigen (DAA) Combination -Hepatitis C: Testing Algorithm for Screening and Diagnosis | Undetected | Hepatitis C virus (HCV) genotyping result Interpretation Resolution test (reflex test) ordered? 1a 1a is the definitive subtype/genotype No 1b 1b is the definitive subtype/genotype No 2 2 is the definitive genotype No 3 3 is the definitive genotype No 4 4 is the definitive genotype No 5 5 is the definitive genotype No 1 A definitive genotype/subtype (1a, 1b, 6) could not be assigned. Resolution testing ordered. Yes 1a, 2 (any 2 genotypes) Result may be due to mixed genotype infection, recombination of HCV genotypes, or assay probe cross-reactivity. No 1, 3 (2 genotypes with a 1 no subtype) Result may be due to mixed genotype infection, recombination of HCV genotypes, or assay probe cross-reactivity. Resolution testing ordered. Yes HCV not detected Assay failed to detect HCV RNA. No Indeterminate (undetermined genotype) HCV RNA detected, but genotype could not be determined. Resolution testing ordered. Yes Indeterminate (mix) Result may be due to mixed genotype infection, recombination of HCV genotypes, or assay probe cross-reactivity. No An "Undetected" result indicates the absence of detectable hepatitis C virus (HCV) RNA in the specimen. An "Indeterminate" result may be due to one or more of the following causes: 1. Low HCV RNA level (ie, <500 IU/mL) 2. HCV genotype 6 3. Probe reactivity with multiple HCV genotypes 4. Variation in patient's HCV target sequences with mismatches to polymerase chain reaction primers and/or probes. Specimens generating indeterminate results with this assay will be automatically evaluated with the subsequent test HCVGR / Hepatitis C Virus Genotype Resolution, Serum. An HCV genotype result of "1" without a subtype result may be due to one or more of the following causes: 1. Low HCV RNA level (ie, <500 IU/mL) 2. Probe reactivity with multiple genotype 1 subtypes 3. Variation in HCV genotype 1 target sequence 4. Misclassification of some true genotype 6 strains This assay can differentiate between HCV subtypes 1a and 1b. However, subtypes are not reported for HCV genotypes 2 to 5 due to limitations of the current genotyping assay in accurately differentiating the various subtypes of these genotypes. Results with multiple or mixed HCV genotypes (eg, 1, 5; 1a, 2; or 3, 5) may be due to mixed genotype infection or assay probe cross-reactivity. Only those specimens with multiple or mixed genotype results containing genotype 1 but no subtype will be automatically evaluated with the subsequent test HCVGR / Hepatitis C Virus Genotype Resolution, Serum. | An "Undetected" or "Indeterminate"hepatitis C virus (HCV) genotype result does not rule-out active HCV infection. Test results should be correlated with routine serologic and molecular-based testing, as well as clinical presentation. Specimens with indeterminate results will be automatically evaluated with the subsequent test HCVGR / Hepatitis C Virus Genotype Resolution, Serum. Known cross-reactivity between the assay probes and various HCV genotypes limits the ability of this assay to identify multiple HCV genotypes present in a given specimen. Such cross-reactivity or the actual presence of multiple HCV genotypes in the same specimen may result in an "Indeterminate" or multiple/mixed genotype result. | 1.Germer JJ, Mandrekar JN, Bendel JL, et al:Hepatitis C virus genotypes in clinical specimens tested at a national reference testing laboratory in the United States. J Clin Microbiol. 2011;49(8):3040-3043 2. American Association for the Study of Liver Diseases and the Infectious Diseases Society of America. HCV Guidance: Recommendations for Testing, Managing, and Treating Hepatitis C. Accessed August 21, 2024. Available at www.hcvguidelines.org | Sample Preparation: The AbbottmSample Preparation System kit is used with the Abbottm2000sp,an automated sample preparation system using the magnetic microparticle processes to extract and purify viral nucleic acids from human serum specimens. An internal control is incorporated in the nucleic acid extraction and purification procedure for processing the assay controls and clinical specimens. After capture of nucleic acids onto magnetic microparticles, the microparticles are washed to remove unbound sample components. Then, the bound nucleic acids are eluted from the microparticles, and the eluates are transferred to a 96-well microtiter plate containingpolymerase chain reaction (PCR) mastermix reagents for amplification and detection. Amplification, Detection, and Genotyping: The Abbott RealTime HCV Genotype II assay is used to amplify the 5' noncoding (5' NC), nonstructural 5b (NS5b), and core regions of the hepatitis C virus (HCV) genome, with several PCR primer sets that are optimized to amplify all HCV isolates. An internal control primer set is included to amplify a portion of the hydroxypyruvate reductase gene of the pumpkin plant,Cucurbita pepo. The assays positive control is an armored RNA particle diluted in negative human plasma. During the amplification reaction, complementary DNA (cDNA) sequences are generated from the target RNA sequences by the reverse transcriptase activity of the thermostable rTth DNA polymerase. First, the HCV and internal control reverse primers anneal to their respective target sequences and are extended during a prolonged incubation period. After a denaturation step, in which the temperature of the reaction is raised above the melting point of the double-stranded cDNA:RNA product, a second primer anneals to the cDNA strand and is extended by the DNA polymerase activity of the rTth enzyme to create a double-stranded DNA product. During each round of thermal cycling, amplification products dissociate to single strands at a high temperature, allowing primer annealing and extension as the temperature is lowered. Exponential amplification of the product is achieved through repeated cycling between high and low temperatures, resulting in a billion-fold or greater amplification of target sequences. Fluorescent probes specific for HCV genotypes 1 to 5 and subtypes 1a and 1b anneal to the amplified sequence products in 4 separate reaction wells for each specimen.(Package insert: RealTime HCV Genotype II. Abbott Molecular Inc; R1, 06/2013) | 1 to 6 days | 2 months | This test has been cleared, approved, or is exempt by the US Food and Drug Administration and is used per manufacturer's instructions. Performance characteristics were verified by Mayo Clinic in a manner consistent with CLIA requirements. | 87902 | HCV Genotype, S | 32286-7 | 81618 | HCV Genotype, S | 32286-7
HCVDR | Hepatitis C Virus Genotypic Antiviral Drug Resistance, Serum | Detecting and identifying codon substitutions in the hepatitis C virus (HCV) NS3, NS5A, and NS5B genomic regions that confer resistance to current direct-acting antiviral drugs used for treatment of chronic hepatitis C infection due to HCV genotype 1a, 1b, or 3 (any subtype) Guiding initiation or change of antiviral drug combinations for the treatment of chronic HCV infection This assayshouldnotbe used as a screening test for HCV infection. This testshouldnotbe ordered for HCV infection due to genotypes 2, 4, 5, or 6. | Polymerase Chain Reaction (PCR) followed by Next-Generation Sequencing | No | HCV Genotypic Drug Resistance, S | Testing is successful only if there is sufficienthepatitis C viral(HCV) RNA present in the serum specimen (ie, 5000 IU/mL or above) in the preceding 30 days. If the HCV RNA level within the last 30 days is unknown or not provided, then this test will be canceled. | Supplies:Sarstedt Aliquot Tube, 5 mL (T914) Collection Container/Tube:Serum gel Submission Container/Tube:Plastic vial Specimen Volume:2.5 mL Collection Instructions: 1. Centrifuge blood collection tube per manufacturer's instructions (eg, centrifuge and aliquot within 2 hours of collection for BD Vacutainer tubes). 2. Aliquot serum into a plastic vial. | 1.6 mL | Interferon-free, direct antiviral agent (DAA) drug combination therapy is now a standard of care for patients with chronichepatitis C virus (HCV) infection. However, poor compliance with therapy and the existence of pretreatment antiviral drug resistance may compromise efficacy of such drug therapy. Naturally occurring (preexisting) or treatment-induced mutations in the viral genomic sequences that are targets of such antiviral agents can lead to antiviral resistance and therapeutic failure. Clinical trials and postmarketing studies of DAA therapy indicated that preexisting, resistance-associated substitutions (RAS) in the relevant HCV genomic regions of certain genotypes or emergence of certain RAS during DAA therapy can lead to treatment failure. Per current recommendations from the US Food and Drug Administration (FDA) and professional society practice guidelines (see Table and Clinical Reference section), use of certain FDA-approved DAA drugs for treating chronic HCV due to genotypes 1a, 1b, and 3 (any subtype) requires pretreatment testing for RAS in the relevant HCV genomic regions to guide selection of optimal DAA combination therapy. Table. HCV genomic target of DAA drug HCV genotype 1a 1b 3 (any subtype) NS3/4 Glecaprevir(a) Grazoprevir(b) Voxilaprevir(c) Glecaprevir(a) Grazoprevir(b) Voxilaprevir(c) Glecaprevir(a) Voxilaprevir(c) NS5A Daclatasvir(d) Elbasvir(b) Ledipasvir(e) Pibrentasvir(a) Velpatasvir(c,f) Daclatasvir(d) Elbasvir(b) Ledipasvir(e) Pibrentasvir(a) Velpatasvir(c,e) Daclatasvir(d) Pibrentasvir(a) Velpatasvir(c,e) NS5B Sofosbuvir(c,e,f,g) Sofosbuvir(c,e,f,g) Sofosbuvir(c,f,g) Trade names of DAA: (a) Mavyret = Glecaprevir + Pibrentasvir (b) Zepatier = Elbasvir + Grazoprevir (c) Vosevi = Sofosbuvir + Velpatasvir + Voxilaprevir (d) Daklinza = Daclatasvir (e) Harvoni = Ledipasvir + Sofosbuvir (f) Epclusa = Sofosbuvir + Velpatasvir (g) Sovaldi = Sofosbuvir Antiviral drug RAS in the relevant HCV genomic regions can be detected and identified genotypically using either Sanger sequencing or next-generation sequencing (NGS) methods. Amino acid changes deemed as RAS are predicted by the NS3, NS5A, and NS5B sequences of the patient's HCV strain by comparing them to the expected amino acid at relevant codon positions within a wild-type HCV reference sequence. DAA drug resistance may be predicted for each drug based on the relevant RAS present in the HCV sequences found in the patient's serum. Prediction of HCV antiviral drug resistance in this NGS assay is based on a combination of FDA-approved prescribing information for the drug and professional society practice guidelines (see Table and www.hcvguidelines.org/evaluate/resistance). | An interpretive report will be provided. | Interpretation of antiviral drug resistance in this assay is based on a detection threshold of 10% of resistance-associated hepatitis C virus (HCV) variants present in the patient's serum specimen (ie, minimum 10% frequency of such variants). This assay will confirm the patient's HCV genotype, with possible genotype results generated as 1a; 1b; 1, no subtype; 2a; 2b; 2, no subtype; 3a; 3, no subtype; 4a; 4, no subtype; 5a; 6a; 6, no subtype. However, analysis of resistance-associated substitutions (RAS) and prediction of antiviral drug resistance are restricted only to HCV genotype test results of 1a, 1b, 3a, or 3 no subtype. Inconclusive result indicates that testing failed, likely due to presence of inhibitory substances in the submitted serum specimen. A new serum specimen should be collected and submitted for retesting if clinically indicated. Indeterminate result is due to presence of atypical HCV genomic sequences, such as a recombinant HCV strain comprised of genomic sequences from multiple genotypes, preventing definitive determination of the HCV genotype. Unable to genotype indicates that the assay is unable to reliably determine antiviral resistance because of either low HCV viral load (ie, <5000 IU/mL) or ambiguous or incomplete HCV target sequences generated with the assay. Predicted resistance means that the RAS detected have been reported to be associated with reduction in susceptibility to the specific direct-acting antiviral (DAA) drug. Possible resistance means that the RAS detected may be associated with a reduction in susceptibility to the specific DAA drug due to possible cross-resistance within the same drug class. Current peer-reviewed, published reports do not have sufficient data to definitively rule out antiviral resistance to the drug. Not predicted means that no RAS were detected and no resistance to the specific DAA drug is predicted for patient's HCV strain. | A patient's response to antiviral therapy depends on multiple factors, including the patient's hepatitis C virus (HCV) genotype, characteristics of the infecting viral strain, patient compliance with the prescribed drug therapy, patient's access to adequate care, drug pharmacokinetics, and drug-drug interactions. Drug-resistance test results should be interpreted only in conjunction with clinical presentation and other laboratory markers when making therapeutic decisions. Absence of resistance to a drug does not rule out the presence of reservoirs of direct-acting antiviral-resistant HCV in the infected patient. An HCV genotypic drug resistance test is not a direct measure of antiviral drug resistance. Although genotypic testing can detect resistance-associated substitutions (RAS) in the relevant HCV genomic regions, the clinical significance of these RAS requires careful interpretation to predict drug susceptibility. This assay's ability to amplify the HCV target sequences and detect RAS may be limited when the serum HCV viral load is less than 5000 IU/mL due to HCV strain diversity. Serum specimens submitted for this test should contain a minimum of 5000 IU/mL of HCV RNA. | 1. Pawlotsky JM. Hepatitis C virus resistance to direct-acting antiviral drugs in interferon-free regimens. Gastroenterology. 2016;151(1):70-86. doi:10.1053/j.gastro.2016.04.003 2. Wyles DL, Luetkemeyer AF. Understanding hepatitis C virus drug resistance: clinical implications for current and future regimens. Top Antivir Med. 2017;25(3):103-109 3. Sorbo MC, Cento V, Di Maio VC, et al. Hepatitis C virus drug resistance associated substitutions and their clinical relevance: Update 2018. Drug Resist Updat. 2018;37:17-39. doi:10.1016/j.drup.2018.01.004 4. Wyles DL. Resistance to DAAs: When to look and when it matters. Curr HIV/AIDS Rep. 2017;14(6):229-237. doi:10.1007/s11904-017-0369-5 5. European Association for the Study of the Liver: EASL recommendations on treatment of hepatitis C 2018. J Hepatol. 2018;69(2):461-511. doi:10.1016/j.jhep.2018.03.026 6. American Association for the Study of Liver Diseases and the Infectious Diseases Society of America: HCV guidance: recommendations for testing, managing, and treating hepatitis C. HCV resistance primer. Updated October 24, 2022. Accessed January 4, 2024. Available at www.hcvguidelines.org/evaluate/resistance | This test utilizes the commercially available Sentosa SQ HCV Genotyping Assay, v 2.0, which is a next-generation sequencing assay based on a "sequencing by synthesis" method. The assay is designed to specifically amplify 4 sequences ranging from 436 to 1112 base pairs in length, located in 3 different non-structural (NS) regions of the hepatitis C virus (HCV) genome: NS3 (79 resistance-associated substitutions [RAS], RAS at 17 codon positions), NS5A (65 RAS at 15 codon positions), and NS5B (13 RAS at 6 codon positions). Clinical serum specimens are subjected to automated HCV RNA extraction and purification, followed by reverse-transcription polymerase chain reaction amplification of HCV target sequences, with both a system control and a positive control included in each assay run for quality control purposes. Automated DNA library preparation is performed using the amplified products, including enzymatic shearing, adapter ligation, purification, and normalization, prior to DNA template preparation and sequencing. Sequencing reactions are conducted with the Ion Personal Genome Machine sequencer, and the assembled sequence data are analyzed using proprietary analysis and interpretive software applications. HCV genotype-specific antiviral drug-resistance interpretations are based on a combination of US Food and Drug Administration-approved prescribing information for the drug and professional society practice guidelines using a 10% variant detection cutoff threshold.(Instruction manual: ViroKey SQ FLEX Genotyping Assay (4x16). Vela Diagnostics; V2.2, 2023) | 4 to 14 days | 60 days | This test was developed and its performance characteristics determined by Mayo Clinic in a manner consistent with CLIA requirements. It has not been cleared or approved by the US Food and Drug Administration. | 879008790287999 (if appropriate for government payers) | HCV Genotypic Drug Resistance, S | 82525-7 | HCVLR | HCV RNA level IU/mL last 30 days = | 86955-2
AHDV | Hepatitis D Virus Total Antibodies, Serum | Detection of hepatitis D virus (HDV)-specific total antibodies (combined IgG and IgM) in human serum Diagnosis of concurrent HDV infection in patients with fulminant acute hepatitis B virus (HBV) infection (acute coinfection), chronic HBV infection (chronic coinfection), or acute exacerbation of known chronic HBV infection (HDV superinfection) | Enzyme Immunoassay (EIA) | Yes | HDV Total Ab, S | Serum | Collection Container/Tube: Preferred:Serum gel Acceptable:Red top Submission Container/Tube:Plastic vial Specimen Volume:1 mL Collection Instructions: 1. Centrifuge blood collection tube per collection tube manufacturer's instructions (eg, centrifuge and aliquot within 2 hours of collection for BD Vacutainer tubes). 2. Aliquot serum into plastic vial. | 0.25 mL | Hepatitis D virus (HDV), also known as delta hepatitis virus, is a defective RNA virus comprised of a delta antigen and a hepatitis B surface antigen as the core and protein coat of the virus, respectively. This virus cannot replicate effectively by itself as it requires the presence of hepatitis B virus (HBV) to initiate and maintain its replication in the infected liver cells. Infection with HDV occurs either as an acute coinfection with HBV or an acute superinfection of chronic HBV. Acute HBV-HDV coinfection usually follows a self-limited clinical course with spontaneous resolution but may have a fulminant clinical presentation. HDV superinfection in chronic HBV, or HBV carrier state, typically manifests as an acute exacerbation of chronic hepatitis B, with tendency to result in chronic HBV-HDV coinfection and early cirrhosis or liver failure. In the United States, chronic HDV infection is found in 1% of all individuals with a chronic HBV-infection. Diagnosis of HDV can be established by detecting HDV antigen, HDV-specific IgM, or HDV-specific total antibodies (combined IgM and IgG) in the sera of infected patients with clinically evident acute or chronic hepatitis B. Anti-HDV IgM typically appears in serum at 2 to 3 weeks after onset of symptoms and disappears by 2 months after acute HDV infection, but it may persist up to 9 months in HDV superinfection. HDV IgG and HDV total antibodies persist in serum after resolution of acute HDV infection and in chronic coinfection. | Negative | This assay detects the presence of hepatitis D virus (HDV)-specific total (combined IgG and IgM) antibodies in serum. Negative results indicate the absence of HDV infection and no past exposure to HDV. Equivocal results indicate borderline level of anti-HDV total antibodies. Repeat testing in 1 to 2 weeks is recommended to determine the definitive HDV infection status. Positive results usually indicate simultaneous acute or chronic coinfection with hepatitis B virus (HBV) and HDV; acute HDV infection in patients with known chronic HBV infection (ie, HDV superinfection); or resolved HDV infection. Results should be correlated with medical history and clinical findings. For more information, seeViral Hepatitis Serologic Profiles. | Negative results may not rule out hepatitis D virus (HDV) infection during the early phase of infection or in immunocompromised patients who have delayed or inadequate immune response. False-positive results may be due to cross-reactive antibodies from other viral infections or underlying illnesses. Positive result should be correlated with the patient's clinical history, physical examination findings, and risk factors for HDV infection. Performance characteristics have not been established for the following specimen characteristics: -Grossly icteric (total bilirubin level of >20 mg/dL) -Grossly lipemic (triolein level of >3000 mg/dL) -Grossly hemolyzed (hemoglobin level of >500 mg/dL) -Containing particulate matter -Cadaveric specimens | 1. Olivero A, Smedile A: Hepatitis delta virus diagnosis. Semin Liver Dis. 2012 Aug;32(3):220-227 2. Shah PA, Choudhry S, Reyes KJC, Lau DTY: An update on the management of chronic hepatitis D. Gastroenterol Rpt (Oxf). 2019 Oct;7(6):396-402. doi: 10.1093/gastro/goz052 3. Chen LY, Pang XY, Goyal H, et al: Hepatitis D: challenges in the estimation of true prevalence and laboratory diagnosis. Gut Pathog. 2021 Oct;13(1):66. doi. 10.1186/s13099-021-00462-0 | This test is performed using a competitive enzyme immunoassay in which hepatitis delta virus-specific antibodies (anti-HDV) compete with virus-specific polyclonal IgG antibody that is labeled with horseradish peroxidase (HRP) for a fixed amount of recombinant HDV protein coated on the microplate wells. Patient serum sample is added first to the microplate well, in which anti-HDV IgG and IgM antibodies will bind to the recombinant HDV protein coated in the well. After washing, a polyclonal anti-HDV-enzyme conjugate is added and allowed to bind to unbound recombinant HDV protein coated in the well. After another wash, a chromogenic mixture is added as a substrate for the HRP enzymatic reaction. Concentration of the enzyme conjugate bound to the coated well is inversely proportional to the amount of anti-HDV total antibodies present in the patient sample. The concentration of anti-HDV total antibodies present is determined by comparing the calorimetric reaction signal to a calibrated cut-off signal value. | 1 to 7 days | 14 days | This test was developed and its performance characteristics determined by Mayo Clinic in a manner consistent with CLIA requirements. It has not been cleared or approved by the US Food and Drug Administration. | 86692 | HDV Total Ab, S | 40727-0 | 9209 | HDV Total Ab, S | 40727-0
HEVG | Hepatitis E Virus IgG Antibody, Serum | Diagnosis of past exposure to hepatitis E virus | Enzyme Immunoassay (EIA) | Yes | HEV IgG Ab, S | For information seeHepatitis E: Testing Algorithm for Diagnosis and Management. | Collection Container/Tube:Serum gel Submission Container/Tube:Plastic vial Specimen Volume:0.5 mL Collection Instructions: 1. Centrifuge blood collection tube per collection tube manufacturer's instructions(eg, centrifuge within 2 hours of collection for BD Vacutainer tubes). 2. Aliquot serum into plastic vial. | See Specimen Required | Hepatitis E virus (HEV) causes an acute, usually self-limited, infection. This small, nonenveloped RNA virus is transferred from an animal reservoir (eg, hogs) to humans via the fecal-oral route. HEV is endemic in Southeast and Central Asia, with several outbreaks observed in the Middle East, northern and western parts of Africa, and Mexico. In developed countries, HEV infection occurs mainly in persons who have traveled to disease-endemic areas. Transmission of HEV may also occur parenterally, and direct person-to-person transmission is rare. Clinically severe cases occur in young to middle-aged adults. Unusually high mortality (approximately 20%) occurs in patients infected during the third trimester of pregnancy. Although there is no carrier state associated with HEV, immunocompromised patients may have prolonged periods (eg, months) of viremia and virus shedding in the feces. In immunocompetent patients, viremia and virus shedding in the feces occur in the pre-icteric phase, lasting up to 10 days into the clinical phase. After an incubation period ranging from 15 to 60 days, HEV-infected patients develop symptoms of hepatitis with appearance of anti-HEV IgM antibody in serum, followed by detectable anti-HEV IgG within a few days. Anti-HEV IgM may remain detectable up to 6 months after onset of symptoms, while anti-HEV IgG usually persists for many years after infection. Anti-HEV IgG is the serologic test of choice to determine past exposure to HEV. | Negative | Positive results indicate past or resolved hepatitis E infection. Negative results indicate absence of previous exposure to hepatitis E virus (HEV). Borderline results may be seen in acute or recent hepatitis E infection with rising level of anti-HEV IgG or cross-reactivity with nonspecific antibodies (ie, false-positive results). Repeat testing of serum for anti-HEV IgG in 4 to 6 weeks is recommended to determine the definitive HEV infection status. | A negative test result does not exclude the presence of recent hepatitis E infection (<2-month duration), especially in immunocompromised patients. Repeat testing for anti-hepatitis E virus (HEV) IgM and anti-HEV IgG in 1 to 2 months is necessary for diagnosis of recent hepatitis E. Performance characteristics of this assay have not been established for serum specimens that are heat inactivated, icteric, lipemic, hemolyzed, or contain particulate matter. | 1. Aggarwal R, Jameel S: Hepatitis E. Hepatology. 2011 Dec;54(6):2218-2226 2. Hoofnagle JH, Nelson KE, Purcell RH:Hepatitis E. New Engl J Med. 2012 Sep;367(13):1237-1244 3. Aggarwal R: Diagnosis of hepatitis E. Nat Rev Gastroenterol Hepatol. 2013 Jan;10(1):24-33 | This is a qualitative, in vitro test for the detection and identification of IgG antibodies specifically against to hepatitis E virus (HEV) in human serum. This assay is a screening test based on the principle of an indirect sandwich enzyme-linked immunosorbent assay. Highly purified recombinant HEV-ORF2 viral antigens (specific for HEV genotypes 1 and 3) are fixed to microplate wells. Diluted patient serum specimens are incubated in the wells, in which antibodies bind specifically to the HEV recombinant antigens coating the surface of the wells. Unbound antibodies are then washed away. Anti-human immunoglobulin antibodies (IgG), which are coupled to horseradish peroxidase, are then added to the wells and incubated. Unbound conjugate antibodies are then washed away. Specifically, bound antibodies are detected by a peroxidase-catalyzed color reaction. Intensity of the color, as measured with a photometric analyzer, is proportionate to the quantity of bound HEV IgG antibodies present in the serum specimen.(Unpublished Mayo method) | 1 to 7 days | 14 days | This test was developed and its performance characteristics determined by Mayo Clinic in a manner consistent with CLIA requirements. It has not been cleared or approved by the US Food and Drug Administration. | 86790 | HEV IgG Ab, S | 49693-5 | 86211 | HEV IgG Ab, S | 49693-5
HEVML | Hepatitis E Virus IgM Antibody Confirmation, Serum | Confirmation of reactive hepatitis E virus IgM antibody screening test results for the diagnosis of acute or recent (<6 months) hepatitis E infection | Line Immunoassay (LIA) | Yes | HEV IgM Ab Confirmation, S | For information seeHepatitis E: Testing Algorithm for Diagnosis and Management. | Collection Container/Tube:Serum gel Submission Container/Tube:Plastic vial Specimen Volume:0.5 mL Collection Instructions: 1. Centrifuge blood collection tube per collection tube manufacturer's instructions (eg, centrifuge and aliquot within 2 hours of collection for BD Vacutainer tubes). 2. Aliquot serum into plastic vial. | 0.2 mL | Hepatitis E virus (HEV) causes an acute, usually self-limited, infection. This small, non-enveloped RNA virus is from animal reservoirs (eg, hogs) and is transmitted to humans via the fecal-oral route. HEV is endemic in Southeast and Central Asia, with several outbreaks observed in the Middle East, northern and western parts of Africa, and Mexico. In developed countries, HEV infection occurs mainly in individuals who have traveled to disease-endemic areas. Transmission of HEV may also occur rarely from direct person-to-person contact or transfusion of blood or blood products. Clinically severe cases occur in young to middle-aged adults. Unusually high mortality (approximately 20%) occurs in women infected during the third trimester of pregnancy. Although there is no carrier state associated with HEV, patients who are immunocompromised may have prolonged periods (eg, months) of viremia and virus shedding in the stool. In immunocompetent individuals, viremia and virus shedding in the stool occur in the pre-icteric phase, lasting up to 10 days into the clinical phase. After an incubation period ranging from 15 to 60 days, patients infected withHEV develop symptoms of hepatitis with appearance of anti-HEV IgM antibody in serum, followed by detectable anti-HEV IgG within a few days. Anti-HEV IgM may remain detectable up to 6 months after onset of symptoms, while anti-HEV IgG usually persists for many years after infection. Anti-HEV IgM is the serologic marker of choice for diagnosis of acute HEV infection. The positive predictive value of a given diagnostic laboratory test is dependent on the prevalence rate of the disease for which the test is being used. Screening tests for detection of diseases with low prevalence rates, such as acute hepatitis E, will have low positive predictive values (ie, relatively high rates of false-positive test results), despite having high specificity rates for such tests. Therefore, an HEV IgM antibody confirmatory test is helpful and necessary to determine the true infection status of patients with reactive HEV IgM antibody screening test results. | Negative | Positive results confirm the presence of acute or recent (in the preceding 6 months) hepatitis E infection. Negative results indicate absence of acute or recent hepatitis E infection. Indeterminate results may be seen in: 1. Acute hepatitis E infection with rising level of anti-hepatitis E virus (HEV) IgM 2. Recent hepatitis E infection with declining level of anti-HEV IgM 3. Acute hepatitis E infection due to HEV genotype 2 strains 4. Cross-reactivity with nonspecific antibodies (ie, false-positive results). Repeat testing of serum for anti-HEV IgM and anti-HEV IgG in 4 to 6 weeks is recommended to determine the definitive HEV infection status. Unreadable results indicate the presence of unusually strong, nonspecific reactivity of the assay strip background that obscures proper reading of the bands. Such findings are usually due to nonspecific binding of non-hepatitis E IgM antibodies in patient's serum to the HEVM antigens present on the assay strip. Repeat testing with anti-HEV IgM screen and anti-HEV IgG in 4 to 6 weeks is recommended. | A negative test result does not exclude the presence of recent hepatitis E infection, especially in patients who are immunocompromised. Repeat testing of serum for anti-hepatitis E virus (HEV) IgM in 2 weeks may be necessary for diagnosis of acute or recent hepatitis E infection. A positive result does not always indicate the presence of active disease. Performance characteristics of this assay have not been established for serum specimens that are icteric, lipemic, hemolyzed, or contain particulate matter. | 1. Aggarwal R. Diagnosis of hepatitis E. Nat Rev Gastroenterol Hepatol. 2013;10(1):24-33 2. Pas SD, Streefkerk RH, Pronk M, et al. Diagnostic performance of selected commercial HEV IgM and IgG ELISAs for immunocompromised and immunocompetent patients. J Clin Virol. 2013;58(4):629-634. doi:10.1016/j.jcv.2013.10.010 3. Webb GW, Dalton HR. Hepatitis E: an underestimated emerging threat. Ther Adv Infect Dis. 2019;6:2049936119837162. doi:10.1177/2049936119837162 | Highly purified recombinant hepatitis E virus (HEV) antigens (O2N, O2C, and O3 from genotypes 1 and 3, and O2M from genotype 1) are fixed to nitrocellulose membrane test strips. The test strips are incubated with the diluted patient serum sample, allowing virus-specific human IgM antibodies to bind to the antigens present on the test strips. Unbound human antibodies are then washed away. In the second step, the strips are incubated with anti-human IgM antibodies coupled with horseradish peroxidase enzyme. Unbound conjugate antibodies are then washed away. Specifically bound human IgM antibodies are detected with a staining reaction catalyzed by the peroxidase. A dark band will appear on the strip at the corresponding point if a reaction has taken place.(Package insert: recomLine HEV IgG/IgM kit. Mikrogen Diagnostik; rev 10/2014) | 1 to 21 days | 14 days | This test was developed and its performance characteristics determined by Mayo Clinic in a manner consistent with CLIA requirements. It has not been cleared or approved by the US Food and Drug Administration. | 86790 | HEV IgM Ab Confirmation, S | 14212-5 | 61903 | HEV IgM Ab Confirmation, S | 14212-5
HEVM | Hepatitis E Virus IgM Antibody Screen with Reflex to Confirmation, Serum | Diagnosis of acute or recent (<6 months) hepatitis E infection | Enzyme Immunoassay (EIA) | Yes | HEV IgM Ab Screen, S | If hepatitis E virus (HEV) IgM antibody screen is reactive or borderline, HEV IgM antibody confirmation will be performed at an additional charge. | Collection Container/Tube:Serum gel Submission Container/Tube:Plastic vial Specimen Volume:0.5 mL Collection Instructions: 1. Centrifuge blood collection tube per collection tube manufacturer's instructions(eg, centrifuge within 2 hours of collection for BD Vacutainer tubes). 2. Aliquot serum into plastic vial. | See Specimen Required | Hepatitis E virus (HEV) causes an acute, usually self-limited infection. This small, nonenveloped RNA virus is transmitted from animal reservoir (eg, hogs) to humans via the fecal-oral route. HEV is endemic in Southeast and Central Asia, with several outbreaks observed in the Middle East, northern and western parts of Africa, and Mexico. In developed countries, HEV infection occurs mainly in persons who have traveled to disease-endemic areas. Transmission of HEV may also occur parenterally, and direct person-to-person transmission is rare. Clinically severe cases occur in young to middle-aged adults. Unusually high mortality (approximately 20%) occurs in patients infected during the third trimester of pregnancy. Although there is no carrier state associated with HEV, immunocompromised patients may have prolonged periods (eg, months) of viremia and virus shedding in the feces. In immunocompetent patients, viremia and virus shedding in the feces occur in the pre-icteric phase, lasting up to 10 days into the clinical phase. After an incubation period ranging from 15 to 60 days, HEV-infected patients develop symptoms of hepatitis with appearance of anti-HEV IgM antibody in serum, followed by detectable anti-HEV IgG within a few days. Anti-HEV IgM may remain detectable up to 6 months after onset of symptoms, while anti-HEV IgG usually persists for many years after infection. Anti-HEV IgM is the serologic marker of choice for diagnosis of acute HEV infection. | Negative | Positive results suggest the presence of acute or recent (in the preceding 6 months) hepatitis E infection. Negative results indicate absence of acute or recent hepatitis E infection. If clinical suspicion persists, submit new specimen for retesting in 1 to 2 weeks. Borderline results may be seen in acute hepatitis E infection with rising level of anti-hepatitis E virus (HEV) IgM,recent hepatitis E infection with declining level of anti-HEV IgM, or cross-reactivity with nonspecific antibodies (ie, false-positive results). | Despite having a high specificity rate, the positive predictive value of the hepatitis E virus (HEV) IgM antibody screening test may be low (ie, relatively high frequency of false-positive test results) due to low prevalence of acute hepatitis E in the patient population being screened. HEV IgM antibody confirmatory test is helpful and necessary to determine the true infection status of patients with reactive HEV IgM antibody screening test results. A negative test result does not exclude the presence of recent hepatitis E infection, especially in immunocompromised patients. Repeat testing of serum for anti-HEV IgM in 2 to 4 weeks may be necessary for diagnosis of acute in such patients. Performance characteristics of this assay have not been established for serum specimens that are heat-inactivated, icteric, lipemic, hemolyzed, or contain particulate matter. | 1. Aggarwal R, Jameel S: Hepatitis E. Hepatology. 2011 Dec;54(6):2218-2226 2. Hoofnagle JH, Nelson KE, Purcell RH:Hepatitis E. New Engl J Med. 2012 Sep;367(13):1237-1244 3. Aggarwal R: Diagnosis of hepatitis E. Nat Rev Gastroenterol Hepatol. 2013 Jan;10(1):24-33 | This is a qualitative, in vitro test for the detection and identification of IgM antibodies specifically against hepatitis E virus (HEV) in human serum. This assay is a screening test based on the principle of an indirect sandwich enzyme-linked immunosorbent assay. Highly purified recombinant HEV-ORF2 viral antigens (specific for HEV genotypes 1 and 3) are fixed to microplate wells. Diluted patient serum specimens are incubated in the wells, in which antibodies bind specifically to the HEV recombinant antigens coating the surface of the wells. Unbound antibodies are then washed away. Anti-human immunoglobulin antibodies (IgM), which are coupled to horseradish peroxidase, are then added to the wells and incubated. Unbound conjugate antibodies are then washed away. Specifically, bound antibodies are detected by a peroxidase-catalyzed color reaction. Intensity of the color, as measured with a photometric analyzer, is proportionate to the quantity of bound HEV IgM antibodies present in the serum specimen.(Unpublished Mayo method) | 1 to 7 days | 14 days | This test was developed and its performance characteristics determined by Mayo Clinic in a manner consistent with CLIA requirements. It has not been cleared or approved by the US Food and Drug Administration. | 86790 | HEV IgM Ab Screen, S | 14212-5 | 86212 | HEV IgM Ab Screen, S | 14212-5
HEVQU | Hepatitis E Virus RNA Detection and Quantification, Real-Time RT-PCR, Serum | Virologic detection and confirmation ofhepatitis E virus (HEV)infection in individuals who are immunocompromised and are at risk for or suspected to have acute or chronic hepatitis E Monitoring HEV RNA levels and determining eradication of chronic HEV infection in individuals who are immunocompromised | Real-Time Reverse Transcriptase-Polymerase Chain Reaction (RT-PCR) | Yes | HEV RNA Detect / Quant, S | For more information seeHepatitis E: Testing Algorithm for Diagnosis and Management. | Supplies:Sarstedt Aliquot Tube, 5 mL (T914) Collection Container/Tube:Serum gel Submission Container/Tube:Plastic vial Specimen Volume:1.8 mL Collection Instructions: 1. Centrifuge blood collection tube per collection tube manufacturer's instructions(eg, centrifuge within 2 hours of collection for BD Vacutainer tubes). 2. Aliquot serum into plastic vial. | 0.8 mL | Hepatitis E virus (HEV) is a causative agent of acute self-limited or fulminant hepatitis. HEV has been responsible for large outbreaks of disease in developing countries, primarily through waterborne transmission. Hepatitis E also can occur in industrialized countries, usually as sporadic cases due to zoonotic infection transmitted by the fecal-oral route. A major natural reservoir of HEV is pigs. In immunocompetent individuals, hepatitis E is mainly a self-limited infection, frequently nonsymptomatic, and does not result in chronic infection. However, in otherwise healthy pregnant patients, hepatitis E can be severe, resulting in significant morbidity and mortality. In individuals who are immunocompromised, such as organ transplant recipients, hepatitis E can be chronic with detectable HEV RNA levels in serum and plasma beyond 3 months after infection. HEV-specific IgM antibody is detectable by serologic testing by 4 weeks after infection in immunocompetent individuals, but it may not be detectable until 6 months after infection in patients who are immunosuppressed. HEV RNA levels in serum or plasma are usually detectable in all infected individuals by 3 weeks after infection and become undetectable by 7 weeks in immunocompetent individuals. Due to the limitations of HEV serologic testing in patients who are immunosuppressed, molecular testing (eg, real-time reverse-transcriptase polymerase chain reactionassay) for HEV RNA in serum or plasma is an increasingly important tool in the diagnosis of acute or chronic HEV infection in these patients. Currently, ribavirin is used as the antiviral agent of choice for organ transplant recipients with chronic HEV, and monitoring of HEV RNA levels in serum or plasma is used to assess response to such antiviral therapy. Significant decreases in HEV viral load or clearance of HEV RNA may be important predictors of virologic response during antiviral therapy. | Undetected | The quantification range of this assay is 50 to 5,000,000 IU/mL (1.70 log to 6.70 log IU/mL), with alimit of detection(based on a 95% detection rate)of 20 IU/mL (1.40 log IU/mL). An "Undetected" result indicates that hepatitis E virus (HEV) RNA is not detected in the serum specimen (see Cautions). Repeat testing in 1 to 2 months is recommended for those at risk of HEV infection. The limit of detection (based on a 95% detection rate) for this assay is 20 IU/mL. A result of "<50 IU/mL" indicates that the HEV RNA level present in the serum specimen is below 50 IU/mL (1.70 log IU/mL), andthe assay cannot accurately quantify the HEV RNA present below this level. A quantitative value (reported in IU/mL and log IU/mL) indicates the HEV RNA level (ie, viral load) present in the serum specimen. A result of ">5,000,000 IU/mL" indicates that theHEV RNA level present in the serum specimen is above 5,000,000 IU/mL (6.70 log IU/mL), and this assay cannot accurately quantify the HEV RNA present above this level. An "Indeterminate" result suggests the presence of an atypical HEV target sequence. Since the HEV RNA sequence is atypical, repeat testing is unlikely to change this result and therefore is not recommended. An "Equivocal" result indicates that the presence or absence of HEV RNA in the serum specimen could not be determined with certainty due to atypicalreal-time reverse transcriptase-polymerase chain reaction (RT-PCR) probe reactivity. Submission of a new specimen for testing is recommended. An "Inconclusive" result indicates that the presence or absence of HEV RNA in the serum specimen could not be determined with certainty after repeat testing in the laboratory, possibly due to RT-PCR inhibition. Submission of a new specimen for testing is recommended. | This assay is optimized for the detection and quantification ofhepatitis E virus (HEV)genotypes 1 to 4, but due tounexpected mismatches between the real-time, reverse-transcription polymerase chain reactionprimers and unusual or rare HEV target sequences, some serum specimens may yield "Undetected" results despite the presence of HEV RNA. Therefore, results should be interpreted with caution, considering the patient's risk factors for HEV infection, the analytical sensitivity of the assay, and possible source of the infecting HEV strain. Follow-up HEV RNA testing is recommended for patients with initially "Undetected" HEV RNA test results but at high risk for or suspected to have chronic hepatitis E. In immunocompetent individuals, undetectable HEV RNAresults indicate only the absence of HEV RNA in the specimen tested and do not exclude the diagnosis of HEV infection, given the relatively short duration of viremia (3 to 7 weeks after infection) in these individuals.Immunocompetentindividuals with HEV infection would be expected to have repeatedlypositive HEV-specific antibody test results (anti-HEV IgM and/or anti-HEV IgG). Due to potential differences in assay performance, serial monitoring of HEV viral load in a given patient should be performed with the same molecular assay. | 1.Aggarwal R. Diagnosis of hepatitis E.Nat Rev Gastroenterol Hepatol.2013;10(1):24-33. doi:10.1038/nrgastro.2012.187 2. Kamar N, Rostaing L, Izopet J. Hepatitis E virus infection in immunosuppressed patients: natural history and therapy. Semin Liver Dis. 2013;33(1):62-70. doi:10.1055/s-0033-1338115 3. Kamar N, Lhome S, Abravanel F, et al. An early viral response predicts the virological response to ribavirin in hepatitis E virus organ transplant patients. Transplantation. 2015;99(10):2124-2131. doi:10.1097/TP.0000000000000850 | This assay utilizes real-timepolymerase chain reaction(PCR) technology for the qualitative and quantitative detection of hepatitis E virus (HEV) RNA in human serum. Testing involves 3 major processes with the ELITe InGenius integrated system: automated extraction and purification of viral RNA; reverse transcription of viral target RNA sequence to generate complementary DNA (cDNA); and PCR amplification of a 69-base pair sequence in the 5' end of the HEV open reading frame (ORF) 2 that encodes the viral capsid protein, followed by real-time detection of fluorescent dye-labeled oligonucleotide probes that allow the specific and simultaneous detection and quantification of the target sequence as well as an MS2 internal control. The assay is calibrated to the First World Health Organization International Standard for HEV RNA, PEI code 6329/10.(Germer JJ, Ankoudinova I, Belousov YS, et al. Hepatitis E virus detection and quantification by an RT-PCR assay calibrated to the World Health Organization Standard for HEV RNA. J Clin Microbiol. 2017;55(5):1478-1487. doi:10.1128/JCM.02334-16) | 1 to 10 days | 2 months | This test was developed and its performance characteristics determined by Mayo Clinic in a manner consistent with CLIA requirements. It has not been cleared or approved by the US Food and Drug Administration. | 87799 | HEV RNA Detect / Quant, S | 69961-1 | 62929 | HEV RNA Detect / Quant, S | 69961-1
HCCGS | Hepatocellular Carcinoma Risk Panel with GALAD Score, Serum | Risk assessment for development of hepatocellular carcinoma in patients with chronic liver disease | L3AFP and DCP: Isotachophoresis with Laser-Induced Fluorescence GAL1: Calculation | Yes | HCC Risk Panel with GALAD Score, S | Serum | Supplies:Sarstedt Aliquot Tube, 5 mL (T914) Collection Container/Tube: Preferred:Serum gel Acceptable:Red top Submission Container/Tube:Plastic vial Specimen Volume:0.5 mL Collection Instructions:Centrifuge and aliquot serum into a plastic vial. | 0.25 mL | Worldwide, hepatocellular carcinoma (HCC) is the third leading cause of cancer-related death.(1) While HCC can be treated effectively in its early stages, most patients are not diagnosed until they are symptomatic and at higher grades and stages, which are less responsive to therapies. Alpha-fetoprotein (AFP) is the standard serum tumor marker utilized in the evaluation of suspected HCC. However, increased serum concentrations of AFP might be found in chronic hepatitis and liver cirrhosis, as well as in other tumor types (eg,germ cell tumors),(2) decreasing the specificity of AFP testing for HCC. Furthermore, AFP is not expressed at high levels in all HCC patients, resulting in decreased sensitivity, especially in potentially curable small tumors. AFP-L3: AFP is differentially glycosylated in several hepatic diseases. For example, alpha-(1,6)-fucosyltransferase is differentially expressed in hepatocytes following malignant transformation.(3) This enzyme incorporates fucose residues on the carbohydrate chains of AFP. Different glycosylated forms of AFP can be recognized following electrophoresis by reaction with different carbohydrate-binding plant lectins. The fucosylated form of serum AFP that is most closely associated with HCC is recognized by a lectin from the common lentil (Lens culinaris). This is designated as AFP-L3 (third electrophoretic form of lentil lectin-reactive AFP). AFP-L3 is most useful in the differential diagnosis of individuals with total serum AFP of 200 ng/mL or less, which may result from a variety of benign pathologies, such as chronic liver diseases. Des-gamma-carboxy prothrombin: Des-gamma-carboxy prothrombin (DCP), also known as the protein induced by vitamin K absence or antagonist II (PIVKA-II), is an abnormal form of the coagulation protein, prothrombin. DCP is a nonfunctional prothrombin resulting from a lack of carboxylation of 10 glutamic acid residues in the N-terminal portion of the molecule. In normal liver, prothrombin undergoes post-translational carboxylation before release into the peripheral blood. The carboxylation converts specific amino-terminal glutamic acid residues to gamma-carboxyglutamic acid. The vitamin K-dependent carboxylase responsible for the carboxylation is absent in many HCC cells, and an abnormal prothrombin with all or some unconverted glutamic acid is secreted. Therefore, this non-carboxylated form (DCP) has been used as an HCC biomarker. DCP is considered a complementary biomarker to AFP and AFP-L3 for assessing the risk of developing HCC. Elevations of both AFP-L3 and DCP indicate progression of HCC, albeit they reflect different features of the progression. In a prospective study of patients in the United States with an established diagnosis of HCC, sensitivities for AFP, AFP-L3, and DCP were 68%, 62%, and 73%, respectively. When the 3 markers were combined, the sensitivity was 86%. In another study, DCP levels were shown to correlate with tumor size and metastatic HCC. In this study, compared to AFP and AFP-L3, DCP had the highest sensitivity (87%) and the highest positive predictive value (87%) in patients with HCC due to chronic hepatitis B and C infections. A number of studies have shown that elevated serum DCP is significantly related to portal vein invasion or intrahepatic metastasis, which significantly affect prognosis for patients with HCC. DCP can be elevated in other conditions besides HCC. Conditions such as obstructive jaundice, intrahepatic cholestasis causing chronic decrease in vitamin K, and ingestion of drugs such as warfarin or wide-spectrum antibiotics can result in high concentrations of DCP. In addition, 25% to 50% of patients with HCC will have a DCP value within the reference range. Because of this, a normal DCP value does not rule out HCC. Gender, Age, AFP-L3, AFP, DCP (GALAD) Score: Biomarkers of HCC include AFP, AFP-L3, and DCP. The GALAD model combines these three biomarkers with the patient's gender and age to estimate the risk of HCC in patients with chronic liver disease based on the following equationZ = -10.08 + 0.09 x age + 1.67 x sex + 2.34 log(10)(AFP) + 0.04 x AFP - L3 + 1.33 x log(10) (DCP), where sex = 1 for males, 0 for females. The GALAD score is calculated using the lower limit of quantitation (LLOQ) when one or more of the following values are below the lower limit of quantitation: %L3, Total AFP, or DCP. In the event this occurs, the GALAD score is resulted as (<)GALAD score. The GALAD model has been demonstrated to have higher diagnostic accuracy for the detection of HCC when compared to the use AFP, AFP-L3, and DCP markers alone or in combination.The performance of the GALAD score has also been reported to be superior to ultrasound for HCC detection. | TOTAL ALPHA-FETOPROTEIN (AFP): <4.7 ng/mL AFP L3-PERCENT: <10% DES-GAMMA-CARBOXY PROTHROMBIN: <7.5 ng/mL GAL1: Not applicable | Alpha-fetoprotein (AFP)-L3 results of 10% or more are associated with a 7-fold increased risk of developing hepatocellular carcinoma (HCC). Patients with AFP-L3 levels of 10% or more should be monitored more intensely for evidence of hepatocellular carcinoma according to current practice guidelines. Total serum AFP results above 200 ng/mL are highly suggestive of a diagnosis of HCC. In patients with liver disease, a total serum AFP level above 200 ng/mL is near 100% predictive of HCC. With lower total AFP levels, there is an increased likelihood that chronic liver disease, rather than HCC, is responsible for the AFP elevation. Based on a retrospective study at Mayo Clinic, for patients with total AFP levels 200 ng/mL or less, AFP-L3 specificity approaches 100% for HCC when its percentage exceeds 35% of the total AFP.(4) AFP concentrations over 100,000 ng/mL have been reported in normal newborns, and the values rapidly decline in the first 6 years of life. Des-gamma-carboxy prothrombin: In patients with an elevated des-gamma-carboxy prothrombin (DCP) result (> or =7.5 ng/mL), the risk of developing HCC is 36.5% (95% CI 23.5%-49.6%). The risk of developing HCC with a negative DCP result (<7.5 ng/mL) is 7.6% (95% CI 4.4%-10.8%). Gender, Age, AFP-L3, AFP, DCP (GALAD) Score: Higher GALAD model scores correlate with increased risk of HCC.The area under the curve (AUC) of a receiver operating characteristic curve of the GALAD score was 0.95 for all HCC detection, and 0.92 for the detection of early-stage HCC.Additionally,the AUC of the GALAD score (0.95) was higher than that of ultrasound alone for all HCC detection (AUC of 0.82,P<0.01). The sensitivity and specificity performance characteristics of the GALAD score for HCC will be influenced by the selected GALAD score cut-off. For example, at anoptimal AUC cutoff of -0.76, the GALAD score had 91% sensitivity and 85% specificity for HCC detection. At a more specific GALAD score cutoff of 0.88, the observed sensitivity was 80% for HCC detection with an observed specificity of 97%. The GALAD model was developed and validated in patient cohorts with a prevalence of HCC ranging from 35% to 49%. The performance of the model may be altered in populations with different HCC prevalence.In addition,the clinical performance of the GALAD score varies by etiology of HCC and therefore may be different in different regions of the world. | Serum markers are not specific for malignancy, and values may vary by method.Do not interpret alpha-fetoprotein (AFP), AFP-L3, and des-gamma-carboxy prothrombin (DCP) levels as absolute evidence of the presence or absence of malignant disease. Results should be used in conjunction with information from the clinical evaluation of the patient, cytology, and imaging procedures. Values obtained with different assay methods or kits cannot be used interchangeably. In rare cases, some individuals can develop antibodies to mouse or other animal antibodies (often referred to as human anti-mouse antibodies [HAMA] or heterophile antibodies), which may cause interference in some immunoassays. Caution should be used in interpretation of results, and the laboratory should be alerted if the result does not correlate with the clinical presentation. Test results for AFP are not interpretable if the patient is pregnant. DCP-producing tumors other than hepatocellular carcinoma can show elevated DCP values. Liver disease caused by other etiologies, such as alcohol-induced liver disease, hemochromatosis, Wilson disease, autoimmune hepatitis, and steatohepatitis have not been studied with the DCP assay. Medications containing vitamin K preparations may cause a negative bias with DCP values. Medications containing vitamin K antagonist or antibiotic may cause a positive bias with DCP values. The total AFP and AFP-L3 test values must be obtained using the uTASWako i30 in the GALAD(gender, age, AFP-L3, AFP, des-gamma-carboxy prothrombin) score calculation. | 1. Okuda K: Hepatocellular carcinoma. J Hepatol. 2000;32(Suppl 1):225-237 2. Kawai K, Kojima T, Miyanaga N, et al. Lectin-reactive alpha-fetoprotein as a marker for testicular tumor activity. Int J Urol. 2005;12(3):284-289 3. Noda K, Miyoshi E, Kitada T, et al. The enzymatic basis for the conversion of nonfucosylated to fucosylated alpha-fetoprotein by acyclic retinoid treatment in human hepatoma cells: activation of alpha 1-6 fucosyltransferase. Tumor Biol. 2002;23(4):202-211 4. Leerapun A, Suravarapu SV, Bida JP, et al. The utility of Lens culinaris agglutinin-reactive alpha-fetoprotein in the diagnosis of hepatocellular carcinoma: evaluation in a United States referral population. Clin Gastroenterol Hepatol. 2007;5(3):394-402 5. Carr BI, Kanke F, Wise M, Satomura S: Clinical evaluation of Lens culinaris agglutinin-reactive alpha-fetoprotein and des-gamma-carboxy prothrombin in histologically proven hepatocellular carcinoma in the United States.Dig Dis Sci.2007;52(3):776-782 6. Durazo FA, Blatt LM, Corey WG, et al. Des-gamma-carboxy prothrombin, alpha-fetoprotein and AFP-L3 in patients with chronic hepatitis, cirrhosis and hepatocellular carcinoma. J Gastroenterol Hepatol. 2008;23(10):1541-1548 7. Marrero JA, Feng Z, Wang Y, et al. Alpha-fetoprotein, des-gamma carboxyprothrombin, and lectin-bound alpha-fetoprotein in early hepatocellular carcinoma. Gastroenterology. 2009;137(1):110-118 8. Bertino G, Ardiri AM, Calvagno GS, Bertino N, Boemi PM. Prognostic and diagnostic value of des-y-carboxy prothrombin inliver cancer. Drug News Perspect. 2010;23(8):498-508 9. Johnson PJ, Pirrie SJ, Cox TF, et al. The detection of hepatocellular carcinoma using a prospectively developed and validated model based on serological biomarkers. Cancer Epidemiol Biomarkers Prev. 2014;23(1):144-153 10. Berhane S, Toyoda H, Tada T, et al. Role of the GALAD and BALAD-2 serologic models in diagnosis of hepatocellular carcinoma and prediction of survival in patients. Clin Gastroenterol Hepatol. 2016;14(6):875-886 11. Yang JD, Addissie BD, Mara KC, et al. GALAD Score for Hepatocellular Carcinoma Detection in Comparison with Liver Ultrasound and Proposal of GALADUS Score. Cancer Epidemiol Biomarkers Prev. 2019;28(3):531-538. doi:10.1158/1055-9965 12. Chaiteerakij R, Addissie BD, Roberts LR. Update on biomarkers of hepatocellular carcinoma. Clin Gastroenterol Hepatol. 2015;13(2):237-245 doi:10.1016/j.cgh.2013.10.038 | Testing is performed using the uTASWako i30 instrument and the test system reagents. Alpha-Fetoprotein L3: Total alpha-fetoprotein (AFP) is measured by laser-induced fluorescence with separation of the lentil lectin-reactive AFP-L3 and lectin nonreactive forms of AFP by isotachophoresis of their immune-complexes. Results are expressed as the percent ratio of AFP-L3 to total AFP.(Package insert: uTASWako i30 AFP-L3. Wako Diagnostics; 21.11.18K17, 12/2021) Des-Gamma-Carboxy Prothrombin: Sample is added to the reagent well with the fluorescent dye labeled antihuman prothrombin antibody (mouse monoclonal) to form the primary immunocomplex. The second labeled antibody solution, anion-conjugated antihuman des-gamma-carboxy prothrombin (DCP) antibody (mouse monoclonal), is concentrated by isotachophoresis when voltage is applied. The concentrated anion-conjugated antibody then reacts with the primary immunocomplex to form the secondary immunocomplex. This secondary complex is further concentrated during isotachophoresis and is separated from unbound fluorescent dye-labeled antibody by capillary gel electrophoresis. The remaining dye labeled DCP is measured by laser-induced fluorescence. The concentration of DCP in the specimen is directly proportional to the amount of fluorescence.(Package insert: uTASWako i30 DCP. Wako Diagnostics; V 21.11.18K15, 12//2021) Gender, Age, AFP-L3, AFP, DCP, and (GALAD) Model Score: The GALAD model is a statistical model for estimating the likelihood of hepatocellular carcinoma in patients with chronic liver disease.The GALAD score is calculated based on gender, age, and measured concentrations of AFP-L3, AFP and DCP. | 1 to 4 days | 2 weeks | This test has been cleared, approved, or is exempt by the US Food and Drug Administration and is used per manufacturer's instructions. Performance characteristics were verified by Mayo Clinic in a manner consistent with CLIA requirements. | 8210783951 | HCC Risk Panel with GALAD Score, S | 96452-8 | GAL1 | GALAD Model Score | 96450-2
HEPAT | Hepatocyte Immunostain, Technical Component Only | Distinguishing hepatocellular carcinoma from other types of cancer | Immunohistochemistry (IHC) | Yes | Hepatocyte IHC, Tech Only | For the initial technical component only immunohistochemical (IHC) stain performed, the appropriate bill-only test ID will be reflexed and charged (IHTOI). For each additional technical component only IHC stain performed, an additional bill-only test ID will be reflexed and charged (IHTOA). | Supplies:Immunostain Technical Only Envelope (T693) Specimen Type:Tissue Container/Tube:Immunostain Technical Only Envelope Preferred:2 Unstained positively charged glass slide (25- x 75- x 1-mm) per test ordered; sections 4-microns thick Acceptable:Formalin-fixed, paraffin-embedded tissue block |  | Normal liver tissue is positive with a distinct granular cytoplasmic staining of hepatocytes. Bile ducts and nonparenchymal liver cells are negative. |  | This test does not include pathologist interpretation, only technical performance of the stain. If interpretation is required, order PATHC / Pathology Consultation for a full diagnostic evaluation or second opinion of the case. The positive and negative controls are verified as showing appropriate immunoreactivity. If a control tissue is not included on the slide, a scanned image of the relevant quality control tissue is available upon request; call 855-516-8404. Interpretation of this test should be performed in the context of the patient's clinical history and other diagnostic tests by a qualified pathologist. | Age of a cut paraffin section can affect immunoreactivity. Stability thresholds vary widely among published literature and are antigen dependent. Best practice is for paraffin sections to be cut within 6 weeks. | 1. Nguyen T, Phillips D, Jain D, et al. Comparison of 5 Immunohistochemical Markers of Hepatocellular Differentiation for the Diagnosis of Hepatocellular Carcinoma. Arch Pathol Lab Med. 2015;139(8):1028-1034. doi:10.5858/arpa.2014-0479-OA 2. Krings G, Ramachandran R, Jain D, et al. Immunohistochemical pitfalls and the importance of glypican 3 and arginase in the diagnosis of scirrhous hepatocellular carcinoma. Mod Pathol. 2013;26(6):782-791. doi:10.1038/modpathol.2012.243 3. Shibuya M, Kondo F, Sano K, Takada T, Asano T. Immunohistochemical study of hepatocyte, cholangiocyte and stem cell markers of hepatocellular carcinoma. J Hepatobiliary Pancreat Sci. 2011;18(4):537-543. doi:10.1007/s00534-010-0365-2 4. Magaki S, Hojat SA, Wei B, So A, Yong WH. An introduction to the performance of immunohistochemistry. Methods Mol Biol. 2019;1897:289-298. doi:10.1007/978-1-4939-8935-5_25 | Immunohistochemistry on sections of paraffin-embedded tissue.(Unpublished Mayo method) | 1 to 3 days | Until staining is complete. | This test has been cleared, approved, or is exempt by the US Food and Drug Administration and is used per manufacturer's instructions. Performance characteristics were verified by Mayo Clinic in a manner consistent with CLIA requirements. | 88342-TC, primary88341-TC, if additional IHC | Hepatocyte IHC, Tech Only | Order only;no result | 70769 | Hepatocyte IHC, Tech Only | Bill only; no result
HNF1B | Hepatocyte Nuclear Factor 1Beta Immunostain, Technical Component Only | Diagnosis of ovarian clear cell carcinoma and endometrial clear cell carcinoma | Immunohistochemistry (IHC) | Yes | HNF-1beta IHC, Tech Only | For the initial technical component only immunohistochemical (IHC) stain performed, the appropriate bill-only test ID will be reflexed and charged (IHTOI). For each additional technical component only IHC stain performed, an additional bill-only test ID will be reflexed and charged (IHTOA). | Supplies:Immunostain Technical Only Envelope (T693) Specimen Type:Tissue Container/Tube:Immunostain Technical Only Envelope Preferred:2 Unstained positively charged glass slide (25- x 75- x 1-mm) per test ordered; sections 4-microns thick. Acceptable:Formalin-fixed, paraffin-embedded tissue block |  | Hepatocyte nuclear factor-1beta (HNF-1beta) is a transcription factor that regulates the transcription of theTCF2gene into proteins. HNF-1beta has been shown to be upregulated in ovarian clear cell carcinoma. |  | This test does not include pathologist interpretation, only technical performance of the stain. If interpretation is required, order PATHC / Pathology Consultation for a full diagnostic evaluation or second opinion of the case. The positive and negative controls are verified as showing appropriate immunoreactivity. If a control tissue is not included on the slide, a scanned image of the relevant quality control tissue is available upon request; call 855-516-8404. Interpretation of this test should be performed in the context of the patient's clinical history and other diagnostic tests by a qualified pathologist. | Age of a cut paraffin section can affect immunoreactivity. Stability thresholds vary widely among published literature and are antigen dependent. Best practice is for paraffin sections to be cut within 6 weeks. | 1. DeLair D, Han G, Irving JA, et al. HNF-1beta in ovarian carcinomas with serous and clear cell change. Int J Gynecol Pathol. 2013;32(6):541-546. doi:10.1097/PGP.0b013e318273fd07 2. Fadare O, Zhao C, Khabele D, et al. Comparative analysis of napsin A, alpha-methylacyl-coenzyme A racemase (AMACR, P504S), and hepatocyte nuclear factor 1 beta as diagnostic markers of ovarian clear cell carcinoma: an immunohistochemical study of 279 ovarian tumours. Pathology. 2015;47(2):105-111. doi:10.1097/PAT.0000000000000223 3. Li Q, Zeng X, Cheng X, et al. Diagnostic value of dual detection of hepatocyte nuclear factor 1 beta (HNF-1beta) and napsin A for diagnosing ovarian clear cell carcinoma.Int J Clin Exp Pathol.2015;8(7):8305-8310 4. Magaki S, Hojat SA, Wei B, So A, Yong WH. An introduction to the performance of immunohistochemistry. Methods Mol Biol. 2019;1897:289-298. doi:10.1007/978-1-4939-8935-5_25 | Immunohistochemistry on sections of paraffin-embedded tissue.(Unpublished Mayo method) | 1 to 3 days | Until staining is complete. | This test has been cleared, approved, or is exempt by the US Food and Drug Administration and is used per manufacturer's instructions. Performance characteristics were verified by Mayo Clinic in a manner consistent with CLIA requirements. | 88342-TC, primary88341-TC, if additional IHC | HNF-1beta IHC, Tech Only | Order only;no result | 70774 | HNF-1beta IHC, Tech Only | Bill only; no result
HSMWB | Hepatosplenomegaly Panel, Blood | As a component of the initial evaluation of a patient presenting with hepatosplenomegaly This test isnotuseful forthe identification of carriers. This testshould not be usedas amonitoring for patients with confirmed diagnoses. | Liquid Chromatography Tandem Mass Spectrometry (LC-MS/MS) | Yes | Hepatosplenomegaly Panel, B | Whole blood | Collection Container/Tube: Preferred:Lavender top (EDTA) Acceptable:Green top (sodium heparin, lithium heparin), yellow top (ACD B) Specimen Volume:1 mL Collection Instructions:Send whole blood specimen in original vial.Do not aliquot. | 0.25 mL | Hepatosplenomegaly is a presenting or accompanying feature for many different inborn errors of metabolism. It typically is a consequence of chronic hepatic dysfunction or abnormal storage of lipids, sugars, or other improperly metabolized analytes due to a particular enzymatic deficiency. The diagnosis can occasionally be narrowed down by consideration of clinical symptoms; however, clinical diagnosis can be difficult due to similarity of clinical features across disorders as well as phenotypic variability. Therefore, screening tests can play an important role in the workup of a patient presenting with hepatosplenomegaly who may have a lysosomal or lipid storage disorder. The conditions detected in this assay are cerebrotendinous xanthomatosis, Gaucher disease, and Niemann-Pick (NP) disease types A, B (also known as acid sphingomyelinase deficiency), and, with a lower sensitivity and specificity, NPC. Patients with abnormal results should have follow-up enzymatic or molecular testing for confirmation of diagnosis. Table. Conditions Identifiable by Method Disorder Onset Analyte detected Gene Incidence Cerebrotendinous xanthomatosis (CTX) Infancy - adulthood 7-Alpha-hydroxy-4-cholesten-3-one (7aC4) 7-Alpha,12-aplha-dihydroxycholest-4-en-3-one (12aC4) CYP27A1 1 in 50,000 As high as 1 in 400 in Druze population. Phenotype: Early onset diarrhea, cataracts, tendon/cerebral xanthomas, osteoporosis, neuropsychological manifestations, liver disease/hepatosplenomegaly. Gaucher disease Type I: childhood/adult Types II/III: neonatal-early childhood Glucopsychosine (GPSY) GBA Type I: 1 in 30,000 to 1 in 100,000 Types II/III: 1 in 100,000 Phenotype: All types exhibit hepatosplenomegaly and hematological abnormalities. Type I: Organomegaly, thrombocytopenia, and bone pain. Absence of neurologic symptoms. Types II/III: Primary neurologic disease, developmental delay/regression, hepatosplenomegaly, lung disease. Patients with type II typically die by 2 to 4 years of age. Patients with type III may have a less progressive phenotype and may survive into adulthood. Niemann-Pick type A/B (NPA, NPB) NPA: neonatal NPB: birth-adulthood Lyso-sphingomyelin (LSM) LSM 509 SMPD1 Combined incidence 1 in 250,000 Phenotype: NPA: Feeding difficulties, jaundice, hepatosplenomegaly, neurologic deterioration, lung disease, hearing and vision impairment, cherry red macula, death usually by 3 years of age. NPB: Mainly limited to visceral symptoms; hepatosplenomegaly, stable liver dysfunction, pulmonary compromise, osteopenia. Niemann-Pick type C (NPC) Variable (perinatal-adulthood) Cholestane-3 beta, 5 alpha, 6 beta-triol (COT) LSM 509 NPC1orNPC2 1 in 120,000 to 1 in 150,000 Phenotype: Variable clinical presentation; ataxia, vertical supranuclear gaze palsy, dystonia, progressive speech deterioration, seizures, +/- hepatosplenomegaly. Patients with Fabry disease may also be identified by this assay.The glycosphingolipid, globotriaosylsphingosine (LGb3), may be elevated in symptomatic patients and supports a diagnosis of Fabry disease. Normal values of LGb3 do not rule out Fabry disease. Patients with Fabry disease do not have hepatosplenomegaly as an accompanying feature. | CHOLESTANE-3-BETA,5-ALPHA,6-BETA-TRIOL Cutoff: < or =0.800 nmol/mL LYSO-SPHINGOMYELIN Cutoff: < or =0.100 nmol/mL GLUCOPSYCHOSINE Cutoff: < or =0.040 nmol/mL 7-ALPHA-HYDROXY-4-CHOLESTEN-3-ONE (7aC4) Cutoff: < or =0.750 nmol/mL 7-ALPHA,12-ALPAH-DIHYDROXYCHOLEST-4-en-3-ONE (12aC4) Cutoff: < or =0.250 nmol/mL GLOBOTRIAOSYLSPHINGOSINE Cutoff: < or =0.034 nmol/mL | An elevation of 7-alpha-hydroxy-4-cholesten-3-one (7aC4) and 7-alpha,12-alpha-dihydroxycholest-4-en-3-one (12aC4) is strongly suggestive of cerebrotendinous xanthomatosis. An elevation of lyso-sphingomyelin (LSM) and LSM 509 is highly suggestive of Niemann-Pick type A or B disease. An elevation of cholestane-3 beta, 5 alpha, 6 beta-triol and LSM 509 is highly suggestive of Niemann-Pick disease type C. An elevation of glucopsychosine is indicative of Gaucher disease. | Patients with Wolman disease or cholestatic biliary atresia may have a profile similar to Niemann-Pick disease type C. Patients with bile acid malabsorption or ileal resection may have elevations of 7-alpha-hydroxy-4-cholesten-3-one (7aC4). This testdoes notidentify all causes of hepatosplenomegaly. A positive test result is strongly suggestive of a diagnosis but needs follow-up by stand-alone biochemical or molecular assay. | 1. DeBarber AE, Luo J, Star-Weinstock M, et al: A blood test for cerebrotendinous xanthomatosis with potential for disease detection in newborns. J Lipid Res. 2014;55:146-154 2. Federico A, Dotti MT, Gallus GN: Cerebrotendinous xanthomatosis. In: Adam MP, Everman DB, Mirzaa GM, et al, eds. GeneReviews [Internet]. University of Washington, Seattle; 2003. Updated April 14, 2016. Accessed December 14, 2022. Available at www.ncbi.nlm.nih.gov/books/NBK1409/ 3. Grabowski GA, Petsko GA, Kolodny EH: Gaucher disease. In: Valle DL, Antonarakis S, Ballabio A, Beaudet AL, Mitchell GA. eds. The Online Metabolic and Molecular Bases of Inherited Disease. McGraw-Hill; 2019. Accessed December 14, 2022. Available at https://ommbid.mhmedical.com/content.aspx?sectionid=225546056&bookid=2709 4. Murugeasan V, Chuan WL, Liu J, et al: Glucosylsphingosine is a key biomarker of Gaucher disease. Am J Hematol. 2016;91(11):1082-1089 5. Wasserstein MP, Schuchman EH. Acid sphingomyelinase deficiency. In: Adam MP, Everman DB, Mirzaa GM, et al., eds. GeneReviews [Internet]. University of Washington, Seattle; 2006. Updated February 25, 2021. Accessed December 14, 2022. Available at www.ncbi.nlm.nih.gov/books/NBK1370/. 6. Wasserstein M, Dionisi-Vici C, Giugliani R, Hwu WL, Lidove O, Lukacs Z, Mengel E, Mistry PK, Schuchman EH, McGovern M. Recommendations for clinical monitoring of patients with acid sphingomyelinase deficiency (ASMD). Mol Genet Metab. 2019 Feb;126(2):98-105 7. Patterson M: Niemann-Pick disease type C. In: Adam MP, Everman DB, Mirzaa GM, et al, eds. GeneReviews [Internet]. University of Washington, Seattle; 2000. Updated December 10, 2020. Accessed December 14, 2022. Available at www.ncbi.nlm.nih.gov/books/NBK1296/ 8. Geberhiwot T, Moro A, Dardis A, et al; International Niemann-Pick Disease Registry (INPDR): Consensus clinical management guidelines for Niemann-Pick disease type C. Orphanet J Rare Dis. 2018 Apr 6;13(1):50. doi: 10.1186/s13023-018-0785-7 | Whole blood is spotted on filter paper and dried overnight. A 3-mm dried blood spot is extracted with internal standard. The extract is subjected to liquid chromatography tandem mass spectrometry (LC-MS/MS) analysis. The MS/MS is operated in the multiple reaction monitoring positive mode to follow the precursor to product species transitions for each analyte and internal standard. The ratio of the extracted peak areas to internal standard determined by the LC-MS/MS is used to calculate the concentration of in the sample.(Unpublished Mayo method) | 3 to 9 days | Whole blood: 7 days; Dried blood spot: Normal results: 2 months; Abnormal result: Indefinitely | This test was developed and its performance characteristics determined by Mayo Clinic in a manner consistent with CLIA requirements. It has not been cleared or approved by the US Food and Drug Administration. | 82542 | Hepatosplenomegaly Panel, B | 92744-2 | 601535 | Reviewed By | 18771-6
HSMBS | Hepatosplenomegaly Panel, Blood Spot | As a component of the initial evaluation of a patient presenting with hepatosplenomegaly, using dried blood spot specimens This test isnot useful forthe identification of carriers. This testshould not be usedas a monitoring tool for patients with confirmed diagnoses. | Liquid Chromatography Tandem Mass Spectrometry (LC-MS/MS) | Yes | Hepatosplenomegaly Panel, BS | Whole blood | Supplies: -Card-Blood Spot Collection (Filter Paper) (T493) -Card-Postmortem Screening (Filter Paper) (T525) Container/Tube: Preferred:Blood Spot Collection card (Filter Paper) Acceptable:Whatman Protein Saver 903 filter paper,PerkinElmer226 filter paper, Munktell filter paper, Postmortem Screening Card, or collected with EDTA, sodium heparin, lithium heparin, or ACD B-containing devices Specimen Volume:2 Blood spots Collection Instructions: 1. Let blood dry completely on filter paper at ambient temperature in a horizontal position for a minimum of 3 hours. 2. At least 1 spot should be complete (ie, unpunched). 3. Do not expose specimen to heat or direct sunlight. 4. Do not stack wet specimens. 5. Keep specimen dry. Additional Information: 1. For collection instructions, seeBlood Spot Collection Instructions. 2. For collection instructions in Spanish, seeBlood Spot Collection Card-Spanish Instructions(T777). 3. For collection instructions in Chinese, seeBlood Spot Collection Card-Chinese Instructions(T800). | 1 Blood spot | Hepatosplenomegaly is a presenting or accompanying feature for many different inborn errors of metabolism. It typically is a consequence of chronic hepatic dysfunction or abnormal storage of lipids, sugars, or other improperly metabolized analytes due to a particular enzymatic deficiency. The diagnosis can occasionally be narrowed down by consideration of clinical symptoms; however, clinical diagnosis can be difficult due to similarity of clinical features across disorders, as well as phenotypic variability. Therefore, screening tests can play an important role in the workup of a patient presenting with hepatosplenomegaly who may have a lysosomal or lipid storage disorder. The conditions detected in this assay are cerebrotendinous xanthomatosis, Gaucher disease, and Niemann-Pick (NP) disease types A, B (also known as acid sphingomyelinase deficiency), and, with a lower sensitivity and specificity, NPC. Patients with abnormal results should have follow-up enzymatic or molecular testing for confirmation of diagnosis. Table. Conditions Identifiable by Method Disorder Onset Analyte detected Gene Incidence Cerebrotendinous xanthomatosis (CTX) Infancy-adulthood 7-Alpha-hydroxy-4-cholesten-3-one (7a-C4) 7-Alpha,12-alpha-dihydroxycholest-4-en-3-one (7a12aC4) CYP27A1 1 in 50,000 As high as 1 in 400 in Druze population Phenotype: Early onset diarrhea, cataracts, tendon/cerebral xanthomas, osteoporosis, neuropsychological manifestations, liver disease/hepatosplenomegaly Gaucher disease Type I: childhood/adult Types II/III: neonatal-early childhood Glucopsychosine (GPSY) GBA Type I: 1 in 30,000 to 1 in 100,000 Types II/III: 1 in 100,000 Phenotype: All types exhibit hepatosplenomegaly and hematological abnormalities. Type I: Organomegaly, thrombocytopenia, and bone pain.Absence of neurologic symptoms. Types II/III: Primary neurologic disease, developmental delay/regression, hepatosplenomegaly, lung disease. Patients with type II typically die by 2 to 4 years of age. Patients with type III may have a less progressive phenotype and may survive into adulthood. Niemann-Pick type A/B (NPA/NPB) NPA: neonatal NPB: birth-adulthood Lyso-sphingomyelin (LSM) LSM 509 SMPD1 Combined incidence 1 in 250,000 Phenotype: NPA: Feeding difficulties, jaundice, hepatosplenomegaly, neurologic deterioration, lung disease, hearing and vision impairment, cherry red macula, death usually by 3 years of age. NPB: Mainly limited to visceral symptoms; hepatosplenomegaly, stable liver dysfunction, pulmonary compromise, osteopenia. Niemann-Pick Type C (NPC) Variable (perinatal-adulthood) Cholestane-3-beta, 5-alpha, 6-beta-triol (COT) LSM 509 NPC1 or NPC2 1 in 120,000 to 1 in 150,000 Phenotype: Variable clinical presentation; ataxia, vertical supranuclear gaze palsy, dystonia, progressive speech deterioration, seizures, +/- hepatosplenomegaly. Patients with Fabry disease may also be identified by this assay.The glycosphingolipid, globotriaosylsphingosine (LGb3), may be elevated in symptomatic patients and supports a diagnosis of Fabry disease. Normal values of LGb3 do not rule-out Fabry disease. Patients with Fabry disease do not have hepatosplenomegaly as an accompanying feature. | CHOLESTANE-3-BETA, 5-ALPHA, 6-BETA-TRIOL Cutoff: < or =0.800 nmol/mL LYSO-SPHINGOMYELIN Cutoff: < or =0.100 nmol/mL GLUCOPSYCHOSINE Cutoff: < or =0.040 nmol/mL 7-ALPHA-HYDROXY-4-CHOLESTEN-3-ONE (7a-C4) Cutoff: < or =0.750 nmol/mL 7-ALPHA,12-ALPHA-DIHYDROXYCHOLEST-4-en-3-ONE (7a12aC4) Cutoff: < or =0.250 nmol/mL GLOBOTRIAOSYLSPHINGOSINE Cutoff: < or =0.034 nmol/mL | An elevation of 7-alpha-hydroxy-4-cholesten-3-one (7aC4) and 7-alpha,12-alpha-dihydroxycholest-4-en-3-one (12aC4) is strongly suggestive of cerebrotendinous xanthomatosis. An elevation of lyso-sphingomyelin (LSM) and LSM 509 is highly suggestive of Niemann-Pick type A or B disease. An elevation of cholestane-3-beta, 5-alpha, 6-beta-triol andLSM 509is highly suggestive of Niemann-Pick disease type C. An elevation of glucopsychosine is indicative of Gaucher disease. | Patients with Wolman disease or cholestatic biliary atresia may have a profile similar to Niemann-Pick disease type C Patients with bile acid malabsorption or ileal resection may have elevations of 7-alpha-hydroxy-4-cholesten-3-one (7aC4). This test does not identify all causes of hepatosplenomegaly. A positive test result is strongly suggestive of a diagnosis but needs follow-up by stand-alone biochemical or molecular assay. | 1. DeBarber AE, Luo J, Star-Weinstock M, et al: A blood test for cerebrotendinous xanthomatosis with potential for disease detection in newborns. J. Lipid Res. 2014 Jan;55(1):146-154 2. Federico A, Dotti MT, Gallus GN: Cerebrotendinous xanthomatosis.In: Adam MP, Everman DB, Mirzaa GM,, et al, eds. GeneReviews [Internet]. University of Washington, Seattle; 2003. Updated April 14, 2016. Accessed December 14, 2022. Available at www.ncbi.nlm.nih.gov/books/NBK1409/ 3. Grabowski GA, Petsko GA, Phil D, Kolodny EH: Gaucher disease. In: Valle DL, Antonarakis S, Ballabio A, Beaudet AL, Mitchell GA, eds. The Online Metabolic and Molecular Bases of Inherited Disease. McGraw-Hill; 2019. Accessed December 14, 2022 Available at https://ommbid.mhmedical.com/content.aspx?sectionid=225546056&bookid=2709 4. Murugeasan V, Chuan WL, Liu J, et al: Glucosylsphingosine is a key biomarker of Gaucher disease. Am J Hematol. 2016 Nov;91(11):1082-1089 5. Wasserstein MP, Schuchman EH. Acid sphingomyelinase deficiency. In: Adam MP, Everman DB, Mirzaa GM, et al.eds.GeneReviews [Internet]. University of Washington, Seattle; 2006. Updated February 25, 2021. Accessed December 14, 2022. Available at www.ncbi.nlm.nih.gov/books/NBK1370/. 6. Wasserstein M, Dionisi-Vici C, Giugliani R, Hwu WL, Lidove O, Lukacs Z, Mengel E, Mistry PK, Schuchman EH, McGovern M. Recommendations for clinical monitoring of patients with acid sphingomyelinase deficiency (ASMD). Mol Genet Metab. 2019 Feb;126(2):98-105 7. Patterson M: Niemann-Pick disease type C. In: Adam MP, Everman DB, Mirzaa GM,, et al, eds. GeneReviews [Internet]. University of Washington, Seattle; 2000. Updated December 10, 2020. Accessed December 14, 2022. Available at www.ncbi.nlm.nih.gov/books/NBK1296/ 8. Geberhiwot T, Moro A, Dardis A, et al; International Niemann-Pick Disease Registry (INPDR): Consensus clinical management guidelines for Niemann-Pick disease type C. Orphanet J Rare Dis. 2018 Apr 6;13(1):50. doi: 10.1186/s13023-018-0785-7 | A 3-mm dried blood spot is extracted with internal standard. The extract is subjected to liquid chromatography tandem mass spectrometry (LC-MS/MS) analysis. The MS/MS is operated in the multiple reaction monitoring positive mode to follow the precursor to product species transitions for each analyte and internal standard. The ratio of the extracted peak areas to internal standard determined by the LC-MS/MS is used to calculate the concentration of in the sample.(Unpublished Mayo method) | 3 to 9 days | Normal result: 2 months; Abnormal result: Indefinitely | This test was developed and its performance characteristics determined by Mayo Clinic in a manner consistent with CLIA requirements. It has not been cleared or approved by the US Food and Drug Administration. | 82542 | Hepatosplenomegaly Panel, BS | 92745-9 | 601527 | Reviewed By | 18771-6
HSMP | Hepatosplenomegaly Panel, Plasma | As a component to the initial evaluation of a patient presenting with hepatosplenomegaly, using plasma specimens This test isnot useful forthe identification of carriers. This testshould not be usedas a monitoring tool for patients with confirmed diagnoses. | Liquid Chromatography Tandem Mass Spectrometry (LC-MS/MS) | Yes | Hepatosplenomegaly Panel, P | Plasma | Collection Container/Tube: Preferred:Lavender top (EDTA) Acceptable:Green top (sodium heparin, lithium heparin), yellow top (ACD B) Submission Container/Tube:Plastic vial Specimen Volume:0.3 mL Collection Instructions: 1. Centrifuge at 4 degrees C, if possible 2. Aliquot plasma into plastic vial.Do not disturb or transfer the buffy coat layer. 3. Send frozen | 0.25 mL | Hepatosplenomegaly is a presenting or accompanying feature for many different inborn errors of metabolism. It typically is a consequence of chronic hepatic dysfunction or abnormal storage of lipids, sugars, or other improperly metabolized analytes due to a particular enzymatic deficiency. The diagnosis can occasionally be narrowed down by consideration of clinical symptoms; however, clinical diagnosis can be difficult due to similarity of clinical features across disorders as well as phenotypic variability. Therefore, screening tests can play an important role in the workup of a patient presenting with hepatosplenomegaly who may have a lysosomal or lipid storage disorder. The conditions detected in this assay are cerebrotendinous xanthomatosis, Gaucher disease, and Niemann-Pick disease types A, B (also known as acid sphingomyelinase deficiency), and C. Patients with abnormal results should have follow-up enzymatic or molecular testing for confirmation of diagnosis. Table. Conditions Identifiable by Method Disorder Onset Analyte detected Gene Incidence Cerebrotendinous xanthomatosis (CTX) Infancy-adulthood 7-Alpha-hydroxy-4-cholesten-3-one (7a-C4) 7-Alpha,12-alpha-dihydroxycholest-4-en-3-one (7a12aC4) CYP27A1 1 in 50,000 As high as 1 in 400 in Druze population. Phenotype: Early onset diarrhea, cataracts, tendon/cerebral xanthomas, osteoporosis, neuropsychological manifestations, liver disease/hepatosplenomegaly. Gaucher disease Type I: childhood/adult Types II/III: neonatal-early childhood Glucopsychosine (GPSY) GBA Type I: 1 in 30,000 to 1 in 100,000 Types II/III: 1 in 100,000 Phenotype: All types exhibit hepatosplenomegaly and hematological abnormalities. Type I: Organomegaly, thrombocytopenia, and bone pain. Absence of neurologic symptoms. Types II/III: Primary neurologic disease, developmental delay/regression, hepatosplenomegaly, lung disease. Patients with type II typically die by 2 to 4 years of age. Patients with type III may have a less progressive phenotype and may survive into adulthood. Niemann-Pick type A/B (NPA/NPB) NPA: neonatal NPB: birth-adulthood Lyso-sphingomyelin (LSM) LSM 509 SMPD1 Combined incidence 1 in 250,000 Phenotype: NPA: Feeding difficulties, jaundice, hepatosplenomegaly, neurologic deterioration, lung disease, hearing and vision impairment, cherry red macula, death usually by 3 years of age. NPB: Mainly limited to visceral symptoms; hepatosplenomegaly, stable liver dysfunction, pulmonary compromise, osteopenia. Niemann-Pick type C (NPC) Variable (perinatal-adulthood) Cholestane-3 beta, 5-alpha, 6-beta-triol (COT) LSM 509 NPC1 or NPC2 1 in 120,000 to 1 in 150,000 Phenotype: Variable clinical presentation; ataxia, vertical supranuclear gaze palsy, dystonia, progressive speech deterioration, seizures, +/- hepatosplenomegaly. Patients with testing indicative of one of the above disorders should have follow-up enzymatic of molecular testing for confirmation of diagnosis. | CHOLESTANE-3-BETA, 5-ALPHA, 6-BETA-TRIOL Cutoff: < or =0.070 nmol/mL 7-KETOCHOLESTEROL Cutoff: < or =0.100 nmol/mL LYSO-SPHINGOMYELIN Cutoff: < or =0.100 nmol/mL GLUCOPSYCHOSINE Cutoff: < or =0.003 nmol/mL 7-ALPHA-HYDROXY-4-CHOLESTEN-3-ONE (7a-C4) Cutoff: < or =0.300 nmol/mL 7-ALPHA,12-ALPHA-DIHYDROXYCHOLEST-4-en-3-ONE (7a12aC4) Cutoff: < or =0.100 nmol/mL | An elevation of 7-alpha-hydroxy-4-cholesten-3-one (7a-C4) and 7-alpha,12-alpha-dihydroxycholest-4-en-3-one (7a12aC4) is strongly suggestive of cerebrotendinous xanthomatosis . An elevation of glucopsychosine is indicative of Gaucher disease. An elevation of lyso-sphingomyelin (LSM) and LSM 509 is highly suggestive of Niemann-Pick type A or B disease. An elevation of cholestane-3-beta, 5-alpha, 6-beta-triol andLSM 509is highly suggestive of Niemann-Pick disease type C. | Patients with Wolman disease or cholestatic biliary atresia may have a profile similar to Niemann-Pick disease type C. Patients with bile acid malabsorption or ileal resection may have elevations of 7-alpha-hydroxy-4-cholesten-3-one (7aC4). This test does not identify all causes of hepatosplenomegaly. A positive test result is strongly suggestive of a diagnosis but needs follow-up by stand-alone biochemical or molecular assay. | 1. DeBarber AE, Luo J, Star-Weinstock M, et al: A blood test for cerebrotendinous xanthomatosis with potential for disease detection in newborns. J. Lipid Res. 2014 Jan;55(1):146-154 2. Federico A, Dotti MT, Gallus GN: Cerebrotendinous xanthomatosis. In: Adam MP, Everman DB, Mirzaa GM, et al, eds. GeneReviews [Internet]. University of Washington, Seattle; 2003. Updated April 14, 2016. Accessed December 14, 2022. Available at www.ncbi.nlm.nih.gov/books/NBK1409/ 3. Grabowski GA, Petsko GA, Phil D, Kolodny EH: Gaucher disease. In: Valle DL, Antonarakis S, Ballabio A, Beaudet AL, Mitchell GA, eds. The Online Metabolic and Molecular Bases of Inherited Disease. McGraw-Hill; 2019. Accessed December 14, 2022. Available at https://ommbid.mhmedical.com/content.aspx?sectionid=225546056&bookid=2709 4. Murugeasan V, Chuan WL, Liu J, et al: Glucosylsphingosine is a key biomarker of Gaucher disease. Am J Hematol. 2016 Nov;91(11):1082-1089 5. Wasserstein MP, Schuchman EH. Acid sphingomyelinase deficiency. In: Adam MP, Everman DB, Mirzaa GM, et al., eds. GeneReviews [Internet]. University of Washington, Seattle; 2006. Updated February 25, 2021. Accessed December 14, 2022. Available at www.ncbi.nlm.nih.gov/books/NBK1370/ 6. Wasserstein M, Dionisi-Vici C, Giugliani R, Hwu WL, Lidove O, Lukacs Z, Mengel E, Mistry PK, Schuchman EH, McGovern M. Recommendations for clinical monitoring of patients with acid sphingomyelinase deficiency (ASMD). Mol Genet Metab. 2019 Feb;126(2):98-105 7. Patterson M: Niemann-Pick disease type C. In: Adam MP, Everman DB, Mirzaa GM,et al, eds. GeneReviews [Internet]. University of Washington, Seattle; 2000. Updated December 10, 2020. Accessed December 14, 2022. Available at www.ncbi.nlm.nih.gov/books/NBK1296/ 8. Geberhiwot T, Moro A, Dardis A, et al; International Niemann-Pick Disease Registry (INPDR): Consensus clinical management guidelines for Niemann-Pick disease type C. Orphanet J Rare Dis. 2018 Apr 6;13(1):50 | An internal standard is added to an aliquot of plasma, which is then subjected to protein precipitation. Following centrifugation, the supernatant is subjected to liquid chromatography tandem mass spectrometry (LC-MS/MS) analysis. The MS/MS is operated in the multiple reaction monitoring positive mode to follow the precursor to product species transitions for each analyte and internal standard. The ratio of the extracted peak areas to internal standard determined by the LC-MS/MS is used to calculate the concentration of in the sample.(Unpublished Mayo method) | 3 to 7 days | 2 months | This test was developed and its performance characteristics determined by Mayo Clinic in a manner consistent with CLIA requirements. It has not been cleared or approved by the US Food and Drug Administration. | 82542 | Hepatosplenomegaly Panel, P | 92743-4 | 601543 | Reviewed By | 18771-6
H2BR | HER2 Amplification Associated with Breast Cancer, FISH, Tissue | A predictive marker for patients with both node-positive or node-negative primary and metastatic breast cancer Patients withHER2amplification that may be candidates for therapies targeting the human epidermal growth factor receptor 2 (HER2) protein (eg, trastuzumab [Herceptin], pertuzumab, lapatinib) Confirming the presence ofHER2amplification in cases with 2+ (low level) or 3+ (high level)HER2overexpression by immunohistochemistry, and for certain histologic subtypes with aberrant patterns ofHER2expression seen by immunohistochemistry (eg, micropapillary carcinoma) | Fluorescence In Situ Hybridization (FISH) | Yes | HER2, Breast Tumor, FISH, Tissue | This test includes a charge for the probe application, analysis, and professional interpretation of results for one probe set (2 individual fluorescence in situ hybridization [FISH] probes). No analysis charges will be incurred if an insufficient number of representative cells are available for analysis. | Note:In accordance with College of American Pathologists guidelines, place specimens forHER2(ERBB2) testing in fixative within one hour of biopsy or resection (cold ischemia time). Specimens should remain in 10% neutral buffered formalin for a minimum of 6 hours to a maximum of 72 hours (formalin fixation time). Do not use decalcification solutions with strong acids.(CAP Accreditation Program. CYG.48932 Fixation - HER2 (ERBB2) Breast Predictive Marker Testing. Cytogenetics Checklist. College of American Pathologists. 08/2023) Submit only 1 of the following specimens: Preferred Specimen Type:Tissue block Collection Instructions:Submit a formalin-fixed, paraffin-embedded tumor tissue block. Blocks prepared with alternative fixation methods may be acceptable; provide fixation method used. Acceptable Specimen Type:Tissue slides Slides: 1Hematoxylin and eosinstained and 4 unstained Collection Instructions: Submit 1 slide stained with hematoxylin and eosin and 4 consecutive, unstained, positively charged, unbaked slides with 5-micron-thick sections of the tumor tissue. Slides cut from blocks prepared with alternative fixation methods may be acceptable; provide fixation method used. | Slides: 1 Hematoxylin and eosin stained and 2 unstained | HER2(ERBB2: c-erb-b2) is an oncogene on the long arm of chromosome 17 that is amplified in approximately 15% to 20% of breast cancers. Amplification or overexpression ofHER2has been shown to be associated with shorter disease-free survival and poorer overall survival in breast cancers. Patients withHER2gene amplification or overexpression are candidates for treatment with the drugs that target the human epidermal growth factor receptor 2 (HER2) protein or its downstream pathways (eg, trastuzumab [Herceptin], pertuzumab). Fluorescence in situ hybridizationwith labeled DNA probes to the pericentromeric region of chromosome 17 and to theHER2locus can be used to determine if a patient's breast cancer hasHER2gene amplification. Immunohistochemical analysis is used to determine if a tumor exhibits HER2 overexpression. | An interpretive report will be provided. | An interpretive report will be provided.Results are interpreted utilizing the current American Society of Clinical Oncology (ASCO)/College of American Pathologists (CAP) guidelines.(1) Under the 2018 Focused Update to the ASCO/CAP Guidelines, reflex immunohistochemistry (IHC) is performed for certain categories of results, known as Groups 2, 3, and 4. These categories are shown in the table below (Group 4 is the category formerly referred to as fluorescence in situ hybridization [FISH] "equivocal"). If reflex IHC is performed and is either negative (0, 1+) or positive (3+), the result of the FISH assay is considered resolved by IHC as either negative or positive. If the IHC assay shows an equivocal (2+) result, then the FISH slide is reanalyzed within the areas showing the most intense membranous (2+) staining, and the final FISH result is used to determine whether the result is negative or positive. Table. ASCO/CAP result category HER2:D17Z1 ratio; Average HER2 copies per cell Reporting approach per 2018 ASCO/CAP guidelines Group 1 HER2:D17Z1 =2.0; HER2/cell > or =4.0 Positive Group 2 HER2:D17Z1 =2.0; HER2/cell <4.0 Reflex IHC; FISH reanalysis if 2+ Group 3 HER2:D17Z1 <2.0; HER2/cell > or =6.0 Reflex IHC; FISH reanalysis if 2+ Group 4 HER2:D17Z1 <2.0; HER2/cel > or =4.0 and <6.0 Reflex IHC; FISH reanalysis if 2+ Group 5 HER2:D17Z1 <2.0; HER2/cell <4.0 Negative The degree ofHER2amplification varies in tumors. Some exhibit high levels of amplification (HER2:D17Z1 ratio >4.0), whereas others exhibit low-level amplification (HER2:D17Z1 ratio of 2.0-4.0). It is not currently known if patients with different levels of amplification have the same prognosis and response to therapy. Rare cases may not showHER2amplification but still have human epidermal growth factor receptor 2 (HER2) protein overexpression demonstrated by immunohistochemistry. The clinical significance of HER2 protein overexpression in the absence ofHER2gene amplification is unclear. However, these patients may have a worse prognosis and be candidates for treatments that target the HER2protein or its downstream pathways. | Optimum fixation should be between 6 and 72 hours in 10% neutral buffered formalin. Other fixation methods should not be used, but the specimen will not be rejected. Paraffin-embedded tissues that have been decalcified may not be successful for fluorescence in situ hybridization (FISH) analysis. The success rate of FISH studies on decalcified tissue is approximately 50%, but FISH will be attempted if sufficient tumor is present for analysis. If no FISH signals are observed post-hybridization, the case will be released indicating a lack of FISH results. This test is not approved by the US Food and Drug Administration, and it is best used as an adjunct to existing clinical and pathologic information. The prognostic information provided by theHER2status of a patient's tumor should not be interpreted in isolation because other prognostic features (eg, lymph node status, tumor size, estrogen/progesterone receptor status) may be of equal or greater importance in determining the patient's prognosis. | 1. Wolff AC, Hammond MEH, Allison KH, et al. Human Epidermal Growth Factor Receptor 2 Testing in Breast Cancer: American Society of Clinical Oncology/College of American Pathologists Clinical Practice Guideline Focused Update. J Clin Oncol. 2018;36(20):2105-2122 doi:10.1200/JCO.2018.77.8738 2. CAP Accreditation Program. CYG.48932 Fixation - HER2 (ERBB2) Breast Predictive Marker Testing. Cytogenetics Checklist. College of American Pathologists. 08/2023 3. Wolff AC, Hammond ME, Hicks DG, et al. Recommendations for human epidermal growth factor receptor 2 testing in breast cancer: American Society for Clinical Oncology/College of American Pathologists clinical practice guideline update. J Clin Onc. 2013;31(31):3997-4013 4. Perez EA, Roche PC, Jenkins RB, et al. HER2 testing in patients with breast cancer: poor correlation between weak positively by immunohistochemistry and gene amplification by fluorescence in situ hybridization. Mayo Clin Proc. 2002;77(2):148-154 5.Romond EH, Perez EA, Bryant J, et al. Trastuzumab plus adjuvant chemotherapy for operable HER2-positive breast cancer. N Engl J Med. 2005;353(16):1673-1684 6. Perez EA, Romond EH, Suman VJ, et al. Four-year follow-up of trastuzumab plus adjuvant chemotherapy for operable human epidermal growth factor receptor 2-positive breast cancer: joint analysis of data from NCCTG N9831 and NSABP B-31. J Clin Oncol. 2011;29(25):3366-3373 7. Blumenthal GM, Scher NS, Cortazar P, et al. First FDA approval of dual anti-HER2 regimen: pertuzumab in combination with trastuzumab and docetaxel for HER2-positive metastatic breast cancer. Clin Cancer Res. 2013;19(18):4911-4916 8. Robidoux A, Tang G, Rastogi P. Lapatinib as a component of neoadjuvant therapy for HER2-positive operable breast cancer (NSABP protocol B-41): an open-label, randomized phase 3 trial. Lancet Oncol. 2013;14(12):1183-1192 | The test is performed using the PathVysion HER2 DNA probe set (Abbott Molecular) with aHER2probe and a chromosome 17 centromere probe (D17Z1).Paraffin-embedded tissues are cut at 5 microns and mounted on positively charged glass slides.The selection of tissue and the identification of target areas on the hematoxylin and eosin (H and E)-stained slide are performed by a pathologist. Using the H and E-stained slide as a reference, target areas are etched with a diamond-tipped engraving tool on the back of the unstained slide to be assayed. The probe is hybridized to the appropriate target areas and 2 technologists each analyze 30 interphase nuclei (60 total) with the results expressed as a ratioHER2:D17Z1 signals. Reflex testing using immunohistochemistry will be performed when the HER2 FISH result is Group 2, Group 3, or Group 4 (based on 2018 Focused Update to ASCO/CAP guidelines[1]).(Unpublished Mayo method) | 6 to 8 days | Slides and H and E used for analysis are retained by the laboratory in accordance with regulatory requirements. Client provided paraffin blocks and extra unstained slides will be returned after testing is complete. | This test was developed and its performance characteristics determined by Mayo Clinic in a manner consistent with CLIA requirements. It has not been cleared or approved by the US Food and Drug Administration. | 88377 | HER2, Breast Tumor, FISH, Tissue | 96893-3 | 603084 | Released By | 18771-6
H2GE | HER2 Amplification Associated with Gastroesophageal Cancer, FISH, Tissue | A predictive marker for patients with both node-positive or node-negative primary and metastatic gastroesophageal cancer Guiding therapy for patients with primary or metastatic gastroesophageal tumors, as patients withHER2amplification may be candidates for therapies that target the human epidermal growth factor receptor 2 (HER2) protein (eg, trastuzumab [Herceptin], pertuzumab) Confirming the presence or absence ofHER2amplification in cases with 2+ (equivocal)HER2overexpression by immunohistochemistry | Fluorescence In Situ Hybridization (FISH) | Yes | HER2, Gastroesophageal FISH, Tissue | This test includes a charge for the probe application, analysis, and professional interpretation of results for one probe set (2 individual fluorescence in situ hybridization [FISH] probes). No analysis charges will be incurred if an insufficient number of representative cells are available for analysis. | Submit only 1 of the following specimens: Preferred Specimen Type:Tissue block Collection Instructions:Submit a formalin-fixed, paraffin-embedded tumor tissue block. Blocks prepared with alternative fixation methods may be acceptable; provide fixation method used. Acceptable Specimen Type:Tissue slides Slides: 1Hematoxylin and eosinstained and 4 unstained Collection Instructions: Submit 1 slide stained with hematoxylin and eosin and 4 consecutive, unstained, positively charged, unbaked slides with 5-micron-thick sections of the tumor tissue. Slides cut from blocks prepared with alternative fixation methods may be acceptable; provide fixation method used. | Slides: 1 Hematoxylin and eosin-stained and 2 unstained | Gastroesophageal cancer is one of the most diagnosed cancers. To date, chemotherapy for gastroesophageal cancer is often ineffective, and its prognosis remains poor. Recent studies suggest that theHER2oncogene can be used as a marker to identify aggressive disease. In much the same way as was demonstrated forHER2-positive breast cancer, theHER2gene status in gastroesophageal cancers can be used to determine treatment approaches. Amplification of theHER2gene and overexpression of thehuman epidermal growth factor receptor 2 (HER2)protein have been associated with a shorter disease-free survival and shorter overall survival in gastric and gastroesophageal junction cancers. Patients whose tumors demonstrateHER2amplificationor overexpressionmay be candidates for treatment withthe drugs that target the HER2 protein or its downstream pathways (eg, trastuzumab [Herceptin], pertuzumab). | An interpretative report will be provided. | An interpretive report will be provided. Results are interpreted utilizing the 2016 College of American Pathologists/American Society for Clinical Pathology/American Society of Clinical Oncology guidelines for gastric tumors (2) and the guidelines used by the Traztuzumab for Gastric Cancer (ToGA) trial.(3) Specimens with equivocal results as defined by 2016 CAP/ASCP/ASCO guidelines will not have additional testing performed using an alternative fluorescence in situ hybridization probe set. The report will include a complete interpretation, including theHER2:D17Z1results. The degree ofHER2amplification varies in tumors. Some exhibit high levels of amplification (HER2:D17Z1ratio >4.0), whereas others exhibit low-level amplification (HER2:D17Z1ratio of 2.0-4.0). It is not currently known if patients with different levels of amplification have the same prognosis or response to therapy. Rare cases may not showHER2amplification but still have human epidermal growth factor receptor 2 (HER2) protein overexpression demonstrated by immunohistochemistry. The clinical significance of HER2 protein overexpression in the absence ofHER2gene amplification is unclear. However, these patients may have a worse prognosis and be candidates for treatments that target the HER2 protein or its downstream pathways. | Optimum fixation should be between 6 and 72 hours in 10% neutral buffered formalin. Other fixation methods should not be used, but the specimen will not be rejected. Paraffin-embedded tissues that have been decalcified may not be successful for fluorescence in situ hybridization (FISH) analysis. The success rate of FISH studies on decalcified tissue is approximately 50%, but FISH will be attempted if sufficient tumor is present for analysis. This test is not approved by the US Food and Drug Administration, and it is best used as an adjunct to existing clinical and pathologic information. The prognostic information provided by theHER2status of a patient's tumor should not be interpreted in isolation because other prognostic features (eg, lymph node status, tumor size) may be of equal or greater importance in determining the patient's prognosis. | 1.Wolff AC, Hammond ME, Hicks DG, et al. Recommendations for human epidermal growth factor receptor 2 testing in breast cancer: American Society for Clinical Oncology/College of American Pathologists Clinical Practice Guideline update. J Clin Oncol. 2013;31(31):3997-4013 2. Bartley AN, Washington MK, Ventura CB, et al. HER2 Testing and Clinical Decision Making in Gastroesophageal Adenocarcinoma: Guideline From the College of American Pathologists, American Society for Clinical Pathology, and American Society of Clinical Oncology. Am J Clin Pathol. 2016;146(6):647-669 3. Bang YJ, Van Cutsem E, Feyereislova A, et al. Trastuzumab in combination with chemotherapy versus chemotherapy alone for treatment of HER2-positive advanced gastric or gastro-oesophageal junction cancer (ToGA): a phase 3, open-label, randomized controlled trial. Lancet. 2010;376(9742):687-697 4. Hofmann M, Stoss O, Shi D, et al. Assessment of a HER2 scoring system for gastric cancer: results from a validation study. Histopathology. 2008;52:797-805 5. Reichelt U, Duesedau P, Tsourlakis MCh, et al. Frequent homogeneous HER-2 amplification in primary and metastatic adenocarcinoma of the esophagus. Mod Pathol. 2007;20:120-129 | The test is performed using the PathVysion HER2 DNA probe set (Abbott Molecular) with aHER2probe and a chromosome 17 centromere probe (D17Z1). Paraffin-embedded tissues are cut at 5 microns and mounted on positively charged glass slides. The selection of tissue and the identification of target areas on the hematoxylin and eosin (H and E)-stained slide are performed by a pathologist. Using the H and E-stained slide as a reference, target areas are etched with a diamond-tipped engraving tool on the back of the unstained slide to be assayed. The probe set is hybridized to the appropriate target areas and 2 technologists each analyze 30 interphase nuclei (60 total) with the results expressed as a ratio ofHER2:D17Z1signals.(Unpublished Mayo method) | 6 to 8 days | Slides and H and E used for analysis are retained by the laboratory in accordance with regulatory requirements. Client provided paraffin blocks and extra unstained slides will be returned after testing is complete. | This test was developed and its performance characteristics determined by Mayo Clinic in a manner consistent with CLIA requirements. It has not been cleared or approved by the US Food and Drug Administration. | 88377 | HER2, Gastroesophageal FISH, Tissue | 96893-3 | 603095 | Released By | 18771-6
H2MT | HER2 Amplification, Miscellaneous Tumor, FISH, Tissue | Guiding cancer therapy, as patients withHER2amplification may be candidates fortherapies that target thehuman epidermal growth factor receptor 2 (HER2)protein (eg, trastuzumab [Herceptin], pertuzumab) Confirming the presence ofHER2amplification in cases with 2+ (low level) or 3+ (high level) HER2 protein overexpression by immunohistochemistry | Fluorescence In Situ Hybridization (FISH) | Yes | HER2, Misc. Tumor, FISH, Tissue | This test includes a charge for the probe application, analysis, and professional interpretation of results for one probe set (2 individual fluorescence in situ hybridization [FISH] probes). No analysis charges will be incurred if an insufficient number of representative cells are available for analysis. | Submit only 1 of the following specimens: Preferred Specimen Type:Tissue block Collection Instructions:Submit a formalin-fixed, paraffin-embedded tumor tissue block. Blocks prepared with alternative fixation methods may be acceptable; provide fixation method used. Acceptable Specimen Type:Tissue slides Slides: 1Hematoxylin and eosinstained and 4 unstained Collection Instructions: Submit 1 slide stained with hematoxylin and eosin and 4 consecutive, unstained, positively charged, unbaked slides with 5-micron-thick sections of the tumor tissue. Slides cut from blocks prepared with alternative fixation methods may be acceptable; provide fixation method used. | Slides: 1Hematoxylin and eosinstained and 2 unstained | In much the same way as was demonstrated forHER2-positive breast cancer, theHER2gene status in some cancers can be used to determine treatment approaches. Amplification of theHER2gene and overexpression of thehuman epidermal growth factor receptor 2 (HER2)protein have been associated with a shorter disease-free survival and shorter overall survival in some cancers. Patients whose tumors demonstrateHER2amplificationor overexpressionmay be candidates for treatment withthe drugs that target the HER2 protein or its downstream pathways (eg, trastuzumab [Herceptin], pertuzumab). | An interpretative report will be provided. | An interpretive report will be provided. Results for tumors of colorectal origin are interpreted with reference to the definition ofHER2amplification in colorectal cancer in the HERACLES trial, aHER2/ centromere ratio 2.0 or above is considered positive(2) as well as with reference to the MyPathway trial, aHER2/ centromere ratio above 2.0 or average HER2 copy number above 6.0 is considered positive.(3) Results for primary or metastatic endometrial serous carcinomas are interpreted according to expert recommendations(4) and according to updated American Society of Clinical Oncology/College of American Pathologists (ASCP/CAP) (2018) guidelines for breast cancer.(5) All other tumors are interpreted as amplified ifHER2/ centromere ratio is greater than or equal to 2.0 or average HER2 copy number greater than or equal to 6.0 and according to according to updated ASCO/CAP (2013) guidelines for breast cancer.(1) The degree ofHER2amplification varies in tumors. Some exhibit a high level of amplification (HER2:D17Z1 ratio >4.0), whereas others exhibit low-level amplification (HER2:D17Z1 ratio of 2.0-4.0). It is not currently known if patients with different levels of amplification have a similar prognosis or response to therapy. Rare cases may not showHER2amplification but have human epidermal growth factor receptor 2 (HER2) protein overexpression demonstrated by immunohistochemistry. The clinical significance of HER2 protein overexpression in the absence ofHER2gene amplification is unclear. However, these patients may have a worse prognosis and may be candidates for treatments that target the HER2 protein or its downstream pathways. | Optimum fixation should be between 6 and 72 hours in 10% neutral buffered formalin. Other fixation methods should not be used, but the specimen will not be rejected. Paraffin-embedded tissues that have been decalcified may not be successful for fluorescence in situ hybridization (FISH) analysis. The success rate of FISH studies on decalcified tissue is approximately 50%, but FISH will be attempted if sufficient tumor is present for analysis. This test is not approved by the US Food and Drug Administration, and it is best used as an adjunct to existing clinical and pathologic information. The prognostic information provided by theHER2status of a patient's tumor should not be interpreted in isolation because other prognostic features (eg, lymph node status, tumor size) may be of equal or greater importance in determining the patient's prognosis. | 1. Wolff AC, Hammond ME, Hicks DG, et al: Recommendations for human epidermal growth factor receptor 2 testing in breast cancer: American Society for Clinical Oncology/College of American Pathologists Clinical Practice Guideline update. J Clin Onc 2013 Nov 1;31(31):3997-4013 2. Valtorta E, Martino C, Sartore-Bianchi A, et al. Assessment of a HER2 scoring system for colorectal cancer: results from a validation study. Mod Pathol. 2015;28(11):1481-1491 3. Meric-Bernstam F, Hurwitz H, Raghav KPS, et al. Pertuzumab plus trastuzumab for HER2-amplified metastatic colorectal cancer (MyPathway): an updated report from a multicentre, open-label, phase 2a, multiple basket study.Lancet Oncol. 2019;20(4):518-530 4. Buza N. HER2 Testing and reporting in endometrial serous carcinoma: Practical recommendations for HER2 immunohistochemistry and fluorescent in situ hybridization: Proceedings of the ISGyP Companion Society Session at the 2020 USCAP Annual Meeting. Int J Gynecol Pathol. 2021;40(1):17-23 5. Wolff AC, Hammond ME, Allison KH, et al. Human epidermal growth factor receptor 2 testing in breast cancer: American Society of Clinical Oncology/College of American Pathologists Clinical Practice Guideline Focused Update. J Clin Oncol. 2018;36(20):2105-2122 6. Bolenz C, Shariat SF, Karakiewicz PI, et al. Human epidermal growth factor receptor 2 expression status provides independent prognostic information in patients with urothelial carcinoma of the urinary bladder. BJU Int. 2010;106(8):1216-1222 7. Lae M, Couturier J, Oudard S, et al. Assessing HER2 gene amplification as a potential target for therapy in invasive urothelial bladder cancer with a standardized methodology: results in 1005 patients. Ann Oncol. 2010;21(4):815-819 | The test is performed using the dual-color PathVysionHER2DNA probe set (Abbott Molecular) with aHER2probe and a chromosome 17 centromere probe (CEP17; D17Z1). Paraffin-embedded tissues are cut at 5 microns and mounted on positively charged glass slides. The selection of tissue and the identification of target areas on thehematoxylin and eosin (H and E)-stained slideare performed by a pathologist. Using the H and E-stained slide as a reference, target areas are etched with a diamond-tipped engraving tool on the back of the unstained slide to be assayed. The probe is hybridized to the appropriate target areas, and 2 technologists each analyze 30 interphase nuclei (60 total) with the results expressed as a ratio ofHER2:D17Z1 signals.(Unpublished Mayo method) | 6 to 8 days | Slides and H and E used for analysis are retained by the laboratory in accordance with regulatory requirements. Client provided paraffin blocks and extra unstained slides will be returned after testing is complete. | This test was developed and its performance characteristics determined by Mayo Clinic in a manner consistent with CLIA requirements. It has not been cleared or approved by the US Food and Drug Administration. | 88377 | HER2, Misc. Tumor, FISH, Tissue | 96893-3 | 603106 | Released By | 18771-6
HER2I | HER2 Immunostain, Technical Component Only | Identification of HER2 protein overexpression in formalin-fixed, paraffin-embedded tissue sections | Immunohistochemistry (IHC) | Yes | HER2 IHC, Tech Only | For the initial technical component only immunohistochemical (IHC) stain performed, the appropriate bill-only test ID will be reflexed and charged (IHTOI). For each additional technical component only IHC stain performed, an additional bill-only test ID will be reflexed and charged (IHTOA). | Supplies:Immunostain Technical Only Envelope (T693) Specimen Type:Tissue Container/Tube:Immunostain Technical Only Envelope Preferred:2 Unstained positively charged glass slide (25- x 75- x 1-mm) per test ordered; sections 4-microns thick. Acceptable:Formalin-fixed, paraffin-embedded tissue block |  | The humanHER2gene (also known asERBB2orNEU) encodes a protein often referred to as HER2 protein or P185(HER2). The HER2 protein is a membrane receptor tyrosine kinase with homology to the epidermal growth factor receptor (EGFR or HER1). The HER2 protein is a normal component expressed by a variety of epithelial cell types. |  | This test does not include pathologist interpretation, only technical performance of the stain. If interpretation is required order, PATHC / Pathology Consultation for a full diagnostic evaluation or second opinion of the case. The positive and negative controls are verified as showing appropriate immunoreactivity and documentation is retained at Mayo Clinic Rochester. If a control tissue is not included on the slide, a scanned image of the relevant quality control tissue is available upon request; contact 855-516-8404. Interpretation of this test should be performed in the context of the patient's clinical history and other diagnostic tests by a qualified pathologist. | Age of a cut paraffin section can affect immunoreactivity. Stability thresholds vary widely among published literature and are antigen dependent. Best practice is for paraffin sections to be cut within 6 weeks. | 1. Calhoun BC, Collins LC: Predictive markers in breast cancer: an update on ER and HER2 testing and reporting. Semin Diagn Pathol. 2015 Sept;32(5):362-369. doi: 10.1053/j.semdp.2015.02.011 2. Bahreini F, Soltanian AR, Mehdipour P: A meta-analysis on concordance between immunohistochemistry (IHC) and fluorescence in situ hybridization (FISH) to detect HER2 gene overexpression in breast cancer. Breast Cancer. 2015 Nov;22(6):615-625. doi: 10.1007/s12282-014-0528-0 3. Wolff AC, Hammond EH, Hicks DG, et al: Recommendations for human epidermal growth factor receptor 2 testing in breast cancer: American Society of Clinical Oncology/College of American Pathologists clinical practice guideline update. J Clin Oncol. 2013 Nov;31(31):3997-4013. doi: 10.1200/JCO.2013.50.9984 | Immunohistochemistry on sections of paraffin-embedded tissue.(Unpublished Mayo method) | 1 to 3 days | Until staining is complete. | This test has been modified from the manufacturer's instructions. Its performance characteristics were determined by Mayo Clinic in a manner consistent with CLIA requirements. This test has not been cleared or approved by the US Food and Drug Administration. | 88342-TC, primary88341-TC, if additional IHC | HER2 IHC, Tech Only | Order only;no result | 70770 | HER2 IHC, Tech Only | Bill only; no result
HERMB | HER2, Breast, Semi-Quantitative Immunohistochemistry, Manual with HER2 FISH Reflex | Determining overexpression of HER2 protein on formalin-fixed, paraffin-embedded tissue sections | Immunoperoxidase Stain with Manual Quantitative Immunohistochemistry (IHC) | Yes | HER Breast SemiQuant IHC + Reflex | Cases that are equivocal (2+) by immunohistochemical stain will reflex toHER2amplification byfluorescence in situ hybridizationat an additional charge. | Supplies:Pathology Packaging Kit (T554) Specimen Type: Preferred:A paraffin-embedded tissue block containing breast cancer tissue that has been fixed in 10% neutral buffered formalin within 1 hour from surgical collection time and for a total of 6 to 72 hours. Acceptable:5 Unstained sections containing breast carcinoma on charged slides cut at 4 microns less than 1 month ago. Tissue on the slides should have been fixed in 10% neutral buffered formalin within 1 hour from surgical collection time and for a total of 6 to 72 hours. Container/Tube:Pathology Packaging Kit Collection Instructions:Submit paraffin-embedded invasive or metastatic breast carcinoma tissue. Additional Information: 1. According to the American Society of Clinical Oncology (ASCO)/College of American Pathologists (CAP) guidelines, HER2 protein immunohistochemical test results are only valid for nondecalcified, paraffin-embedded specimens fixed in 10% neutral buffered formalin within 1 hour from surgical collection time and for a total time of 6 to 72 hours.Delay to fixation, or under- or over-fixation may affect these results.(1) 2. HER2 immunohistochemistry testing on intracystic papillary carcinoma and solid papillary carcinoma, without clearly stating invasive carcinoma, is not appropriate and will be reported as indeterminate. 3. Paraffin blocks will be returned with final report. |  | TheHER2(official gene nameERBB2) proto-oncogene encodes a membrane receptor with tyrosine kinase activity and homology to the epidermal growth factor receptor. Amplification and overexpression of theHER2gene in human breast, endometrial, ovarian, and other epithelial cancers have been associated with a shorter disease-free interval and shorter overall survival. Overexpression of HER2 protein is an indication for Herceptin (trastuzumab) therapy in patients with breast cancer. This test is most frequently used to evaluate HER2 overexpression in breast cancer. | Reported as negative (0, 1+), equivocal (2+), and strongly positive (3+) according to the interpretation guidelines for the US Food and Drug Administration-approved Ventana Pathway HER2 (4B5) antibody. | Results are reported as negative (0, 1+), equivocal (2+), and strongly positive (3+) according to the published American Society of Clinical Oncology (ASCO)/College of American Pathologists (CAP) interpretation guidelines.(1) | The performance and quality of immunohistochemical stains in formalin-fixed, paraffin-embedded tissue depends critically on proper fixation. | 1. Wolff AC, Hammond ME, Hicks DG, et al. Human Epidermal Growth Factor Receptor 2 Testing in Breast Cancer: American Society of Clinical Oncology/College of American Pathologists Clinical Practice Guideline Focused Update. J Clin Oncol. 2018;36(20):2105-2122 doi:10.1200/JCO.2018.77.8738 2. Riber-Hansen R, Vainer B, Steiniche T. Digital image analysis: a review of reproducibility, stability and basic requirements for optimal results. Apmis. 2012;120(4):276-289 3. Gavrielides MA, Gallas BD, Lenz P, Badano A, Hewitt SM.: Observer variability in the interpretation of HER2/neu immunohistochemical expression with unaided and computer-aided digital microscopy. Arch Pathol Lab Med. 2011;135(2):233-242 4. Cuadros M, Villegas R. Systematic review of HER2 breast cancer testing. Appl Immunohistochem Mol Morphol. 2009;17(1):1-7 5. Nassar A, Cohen C, Agersborg SS, et al. Trainable immunohistochemical HER2/neu image analysis: a multisite performance study using 260 breast tissue specimens. Arch Pathol Lab Med. 2011;135(7):896-902 | Testing is performed using US Food and Drug Administration-approved Ventana Pathway HER2 (4B5) rabbit monoclonal primary antibody and a proprietary detection system, using modified manufacturer’s instructions.(Package insert: PATHWAY anti-HER-2/neu (4B5) Rabbit Monoclonal Primary Antibody. Ventana Medical Systems, Inc; 09/2022) Scoring is performed according to American Society of Clinical Oncology (ASCO)/College of American Pathologists (CAP) guidelines as follows: Score of 3+ is defined as circumferential membrane staining that is complete, intense and in greater than 10% of invasive tumor cells. Score of 2+ is defined as weak to moderate complete membrane staining observed and in greater than 10% of the invasive tumor cells; or circumferential membrane staining that is complete, intense and in less than or equal to 10% of invasive tumor cells. Score of 1+ is defined as incomplete membrane staining that is faint or barely perceptible and in greater than 10% of the invasive tumor cells; or weak to moderate complete membrane staining observed and less than 10% of the invasive tumor cells. Score of 0 is defined as no staining observed or membrane staining that is incomplete and is faint or barely perceptible and in less than or equal to 10% of the invasive tumor cells.(Wolff AC, Hammond ME, Hicks DG, et al. Human Epidermal Growth Factor Receptor 2 Testing in Breast Cancer: American Society of Clinical Oncology/College of American Pathologists Clinical Practice Guideline Focused Update. J Clin Oncol. 2018;36(20):2105-2122 doi:10.1200/JCO.2018.77.8738) | 5 to 15 days | Until 1 week after results are reported. Materials made at Mayo Clinic may be retained at Mayo Clinic indefinitely. | This test has been modified from the manufacturer's instructions. Its performance characteristics were determined by Mayo Clinic in a manner consistent with CLIA requirements. This test has not been cleared or approved by the US Food and Drug Administration. | 88360 | HER Breast SemiQuant IHC + Reflex | 85319-2 | 620806 | Case Number | 80398-1
HERGM | HER2, Gastric/Esophageal, Semi-Quantitative Immunohistochemistry, Manual | Determining overexpression of HER2 protein of gastric and esophageal adenocarcinoma in formalin-fixed, paraffin-embedded tissue sections (with reflex to FISH testing) | Ventana Pathway Immunoperoxidase Stain with Manual Semi-Quantitative Immunohistochemistry | Yes | HER Gastric/Esoph IHC + Reflex | Cases that are equivocal (2+) by immunohistochemical stain will reflex toHER2amplification by FISH at an additional charge. | Only formalin-fixed, paraffin-embedded (FFPE) gastric or esophageal adenocarcinoma specimens will be accepted.Fixation in 10% neutral-buffered formalin is preferred.The performance and quality of immunohistochemical stains in 10% neutral-buffered FFPE tissue depends on proper fixation. It is recommended (not required) for surgical specimens to be fixed between 18 and 24 hours and biopsy specimens between 6 and 8 hours. If being ordered for prognostic purposes: Specimen Type:Gastric or esophageal adenocarcinoma Supplies:Pathology Packaging Kit (T554) Preferred:Paraffin-embedded tissue block containing invasive gastric or esophageal adenocarcinoma tissue Additional Information:Paraffin blocks will be returned with final report. Acceptable:Slides Specimen Volume:5 Collection Instructions:5 Unstained sections, containing gastric or esophageal adenocarcinoma, on charged slides cut at 4 microns less than 1 month ago. |  | TheHER2(official gene nameERBB2) proto-oncogene encodes a membrane receptor with tyrosine kinase activity and homology to the epidermal growth factor receptor. Amplification and overexpression of theHER2gene have been associated with a shorter disease-free survival and shorter overall survival in gastric and gastroesophageal junction cancers, as well as breast, endometrial, and ovarian cancer.(1,2) | Reported as negative (0, 1+), equivocal (2+), and positive (3+) | Results are reported as positive (3+ HER2 protein expression), equivocal (2+), or negative (0 or 1+). Equivocal (2+) cases will automatically reflex to FISH testing at an additional charge. | No significant cautionary statements | 1. Pergam M, Slamon D: Biological rationale forHER2/neu (c-erbB2) as a target for monoclonal therapy. Semin Oncol 2000;27(5):13-19 2. Gravalos C, Jimeno A: HER2 in gastric cancer: a new prognostic factor and a novel therapeutic target. Ann Oncol 2008 Sep;19(9):1523-1529 3. Meza-Junco J, Au HJ, Sawyer MB: Transtuzumab for gastric cancer. Expert Opin Biol Ther 1009;9(12):1543-1551 | Testing is performed on formalin-fixed paraffin-embedded tissue sections using Ventana Pathway Immunoperoxidase HER2 (4B5) rabbit-monoclonal primary antibody and a proprietary detection system. No expression (HER2 score of 0), low expression (HER2 score of 1+), and high expression (HER2 score of 3+) controls are used.(Package insert: PATHWAY anti-HER-2/neu [4B5] Rabbit Monoclonal Primary Antibody;Ventana Medical Systems Inc 3/16/2012) Scoring: Scoring is performed for surgical and biopsy specimens according to the following article: Ruschoff J, Dietel M, Baretton G, et al: HER2 diagnostics in gastric cancer-guideline validation and development of standardized immunohistochemical testing.Virchows Arch 2010 Sep;457(3):299-307 Surgical Specimen: Score of 0 is no reactivity or membranous reactivity (staining) in <10% of invasive tumor cells. Score of 1+ is faint/barely perceptible membranous reactivity (staining) in > or =10% of invasive tumor cells; cells are reactive (stained) only in part of their membrane. Score of 2+ is weak to moderate complete, basolateral, or lateral membranous reactivity (staining) in > or =10% of invasive tumor cells. Score of 3+ is strong complete, basolateral, or lateral membranous reactivity (staining) in > or =10% of invasive tumor cells. Biopsy Specimen: Score of 0 is no reactivity or no membranous reactivity (staining) in any invasive tumor cells. Score of 1+ is tumor cell cluster* with a faint/barely perceptible membranous reactivity (staining) irrespective of percentage of invasive tumor cells stained. Score of 2+ is tumor cell cluster with a weak to moderate complete, basolateral, or lateral membranous reactivity (staining) irrespective of percentage of invasive tumor cells stained. Score of 3+ is tumor cell cluster with a strong complete, basolateral, or lateral membranous reactivity (staining) irrespective of percentage of invasive tumor cells stained. *Tumor cells cluster is defined as a cluster of 5 or more tumor cells by Ruschoff and colleagues (2010). There is no percentage cutoff in biopsy specimens for upper GI tract HER2 scoring. | 4 to 14 days | Until 1 week after results are reported. Materials made at Mayo Clinic may be retained at Mayo Clinic indefinitely. | This test has been modified from the manufacturer's instructions. Its performance characteristics were determined by Mayo Clinic in a manner consistent with CLIA requirements. This test has not been cleared or approved by the US Food and Drug Administration. | 88360 | HER Gastric/Esoph IHC + Reflex | Obsolete | 71839 | Case Number | 80398-1
HERGN | HER2, Gastric/Esophageal, Semi-Quantitative Immunohistochemistry, Manual, No Reflex | Determining overexpression of HER2 protein of gastric and esophageal adenocarcinoma in formalin-fixed, paraffin-embedded tissue sections (no reflex to FISH testing) | Ventana Pathway Immunoperoxidase Stain with Manual Semi-Quantitative Immunohistochemistry | Yes | HER Gastric/Esoph IHC NO Reflex | Special | Only formalin-fixed, paraffin-embedded (FFPE) gastric or esophageal adenocarcinoma specimens will be accepted.Fixation in 10% neutral-buffered formalin is preferred.Theperformance and quality of immunohistochemicalstains in 10% neutral-buffered FFPE tissue depends on proper fixation. It is recommended(not required) for surgical specimens to be fixed between18 and 24 hours and biopsy specimens between 6 and 8 hours. If being ordered for prognostic purposes: Specimen Type:Gastric or esophageal adenocarcinoma Supplies:Pathology Packaging Kit (T554) Preferred:Paraffin-embedded tissue block containing invasive gastric or esophageal adenocarcinoma tissue Additional Information:Paraffin blocks will be returned with final report. Acceptable:Slides Specimen Volume:5 Collection Instructions:5 Unstained sections, containing gastric or esophageal adenocarcinoma, on charged slides cut at 4 microns less than 1 month ago. |  | TheHER2(official gene nameERBB2) proto-oncogene encodes a membrane receptor with tyrosine kinase activity and homology to the epidermal growth factor receptor. Amplification and overexpression of theHER2gene have been associated with a shorter disease-free survival and shorter overall survival in gastric and gastroesophageal junction cancers, as well as breast, endometrial, and ovarian cancer.(1,2) | Reported as negative (0, 1+), equivocal (2+), and positive (3+) | Results are reported as positive (3+ HER2 protein expression), equivocal (2+), or negative (0 or 1+) | No significant cautionary statements | 1. Pergam M, Slamon D: Biological rationale forHER2/neu (c-erbB2) as a target for monoclonal therapy. Semin Oncol 2000;27(5):13-19 2. Gravalos C, Jimeno A: HER2 in gastric cancer: a new prognostic factor and a novel therapeutic target. Ann Oncol 2008 Sep;19(9):1523-1529 3. Meza-Junco J, Au HJ, Sawyer MB: Transtuzumab for gastric cancer. Expert Opin Biol Ther 1009;9(12):1543-1551 | Testing is performed on formalin-fixed paraffin-embedded tissue sections using Ventana Pathway Immunoperoxidase HER2 (4B5) rabbit monoclonal primary antibody and a proprietary detection system. No expression (HER2 score of 0), low expression (HER2 score of 1+) and high expression (HER2 score of 3+) controls are used.(Package insert: PATHWAY anti-HER-2/neu [4B5] Rabbit Monoclonal Primary Antibody;Ventana Medical Systems Inc 3/16/2012) Scoring: Scoring is performed for surgical and biopsy specimens according to the following article: Ruschoff J, Dietel M, Baretton G, et al: HER2 diagnostics in gastric cancer-guideline validation and development of standardized immunohistochemical testing. Virchows Arch 2010 Sep;457(3):299-307 Surgical Specimen: Score of 0 is no reactivity or membranous reactivity (staining) in <10% of invasive tumor cells. Score of 1+ is faint/barely perceptible membranous reactivity (staining) in > or =10% of invasive tumor cells; cells are reactive (stained) only in part of their membrane. Score of 2+ is weak to moderate complete, basolateral, or lateral membranous reactivity (staining) in > or =10% of invasive tumor cells. Score of 3+ is strong complete, basolateral, or lateral membranous reactivity (staining) in > or =10% of invasive tumor cells. Biopsy Specimen: Score of 0 is no reactivity or no membranous reactivity (staining) in any invasive tumor cells. Score of 1+ is tumor cell cluster with a faint/barely perceptible membranous reactivity (staining) irrespective of percentage of invasive tumor cells stained. Score of 2+ is tumor cell cluster with a weak to moderate complete, basolateral, or lateral membranous reactivity (staining) irrespective of percentage of invasive tumor cells stained. Score of 3+ is tumor cell cluster with a strong complete, basolateral, or lateral membranous reactivity (staining) irrespective of percentage of invasive tumor cells stained. *Tumor cells cluster is defined as a cluster of 5 or more tumor cells by Ruschoff and colleagues (2010). There is no percentage cutoff in biopsy specimens for upper GI tract HER2 scoring. | 4 to 6 days | Until 1 week after results are reported. Materials made at Mayo Clinic may be retained at Mayo Clinic indefinitely. | This test has been modified from the manufacturer's instructions. Its performance characteristics were determined by Mayo Clinic in a manner consistent with CLIA requirements. This test has not been cleared or approved by the US Food and Drug Administration. | 88360 | HER Gastric/Esoph IHC NO Reflex | Obsolete | 71840 | Case Number | 80398-1
GNANG | Hereditary Angioedema Focused Gene Panel, Next-Generation Sequencing, Varies | Evaluating hereditary angioedema (HAE) with normal C1 inhibitor (C1INH) in patients with a suggestive personal or family history Confirming a diagnosis of HAE with normal C1INH with the identification of a known or suspected disease-causing alteration in theF12,PLGorKNG1gene Determining the disease-causing alteration within theF12, PLG or KNG1gene to delineate the underlying molecular defect in a patient with a laboratory diagnosis of HAE with normal C1INH Evaluating factor XII deficiency in patients with a suggestive personal or family history Confirming a factor XII deficiency diagnosis with the identification of known or suspected disease-causing alteration(s) in theF12gene Determining the disease-causing alteration(s) within theF12gene to delineate the underlying molecular defect in a patient with a laboratory diagnosis of factor XII deficiency Identifying the causative alteration(s) for genetic counseling purposes Prognosis and risk assessment based on the genotype-phenotype correlations Carrier testing for close family members of an individual with a diagnosis of factor XII deficiency This test isnot intended forprenatal diagnosis. | Sequence Capture and Targeted Next-Generation Sequencing (NGS) followed by Polymerase Chain Reaction (PCR) and Sanger Sequencing | Yes | Hereditary Angioedema Panel, NGS | The clinical workup forhereditary angioedema (HAE) with normal C1 inhibitor( C1INH) begins with measurements of serum complement factor 4 (C4), C1 inhibitor (C1-INH) antigen, and C1-INH function. | Specimen Type:Whole blood Patient Preparation:A previous bone marrow transplant from an allogenic donor will interfere with testing. Call 800-533-1710 for instructions for testing patients who have received a bone marrow transplant. Container/Tube: Preferred:Lavender top (EDTA) Acceptable:Yellow top (ACD) Specimen Volume:3 mL Collection Instructions: 1. Invert several times to mix blood. 2. Send whole blood specimen in original tube.Do not aliquot. Specimen Stability Information:Ambient (preferred) 4 days/Refrigerated | 1 mL | Hereditary angioedema with normal C1 inhibitor (HAE with normal C1INH) is a rare blood and immunologic disorder associated with germline variants in theF12gene (F12-HAE),PLGgene (PLG-HAE), andKNG1gene (KNG1-HAE). It is inherited in an autosomal dominant manner with incomplete penetrance.(3,4) HAE with normal C1INH is characterized by recurrent episodes of severe skin and submucosal swelling, abdominal pain attacks, and upper airway obstruction that does not respond to high-dose antihistamine therapy. Facial and tongue swelling are common. Affected individuals have normal complement studies, normal C1INH antigen and function, and no exposure to medications that could cause angioedema, such as angiotensin-converting-enzyme inhibitors or non-steroidal anti-inflammatory drugs. Estrogen exposure exacerbates disease severity in many patients.(2-6) Acquired angioedema is associated with B-cell lymphoproliferative disorders in some patients, the presence of autoantibodies to C1-INH, and the use of renin-angiotensin-aldosterone system-blockers.(4) In addition to HAE with normal C1INH, germline variants in theF12gene are associated with autosomal recessive factor XII deficiency. While this rare blood disorder is characterized byprolonged activated partial thromboplastin time and reduced factor XII activity, it is rarely associated with an excessive bleeding tendency or abnormal bleeding during trauma or surgery. Individuals with factor XII deficiency are generally asymptomatic.(7) Causes of acquired (nongenetic) factor XII deficiency should be excluded prior to genetic testing, including liver disease, nephrotic syndrome, and chronic granulocytic leukemia. | An interpretive report will be provided. | All detected variants are evaluated according to American College of Medical Genetics and Genomics recommendations.(8) Variants are classified based on known, predicted, or possible pathogenicity and reported with interpretive comments detailing their potential or known significance. | Clinical Correlations: Test results should be interpreted in the context of clinical findings, family history, and other laboratory data. Misinterpretation of results may occur if the information provided is inaccurate or incomplete. If testing was performed because of a clinically significant family history, it is often useful to first test an affected family member. Detection of a reportable variant in an affected family member would allow for more informative testing of at-risk individuals. To discuss the availability of additional testing options or for assistance in the interpretation of these results, contact the Mayo Clinic Laboratories genetic counselors at 800-533-1710. Technical Limitations: Next-generation sequencing may not detect all types of genomic variants. In rare cases, false-negative or false-positive results may occur. The depth of coverage may be variable for some target regions; assay performance below the minimum acceptable criteria or for failed regions will be noted. Given these limitations, negative results do not rule out the diagnosis of a genetic disorder. If a specific clinical disorder is suspected, evaluation by alternative methods can be considered. There may be regions of genes that cannot be effectively evaluated by sequencing or deletion and duplication analysis as a result of technical limitations of the assay, including regions of homology, high guanine-cytosine (GC) content, and repetitive sequences. Confirmation of select reportable variants will be performed by alternate methodologies based on internal laboratory criteria. This test is validated to detect 95% of deletions up to 75 base pairs (bp) and insertions up to 47 bp. Deletions-insertions (delins) of 40 or more bp, including mobile element insertions, may be less reliably detected than smaller delins. Deletion/Duplication Analysis: This analysis targets single and multi-exon deletions/duplications; however, in some instances, single exon resolution cannot be achieved due to isolated reduction in sequence coverage or inherent genomic complexity. Balanced structural rearrangements (such as translocations and inversions) may not be detected. This test is not designed to detect low levels of mosaicism or to differentiate between somatic and germline variants. If there is a possibility that any detected variant is somatic, additional testing may be necessary to clarify the significance of results. For detailed information regarding gene-specific performance and technical limitations, see Method Description or contact a laboratory genetic counselor. If the patient has had an allogeneic hematopoietic stem cell transplant or a recent blood transfusion, results may be inaccurate due to the presence of donor DNA. Call Mayo Clinic Laboratories for instructions for testing patients who have received a bone marrow transplant. Reclassification of Variants: Currently, it is not standard practice for the laboratory to systematically review previously classified variants on a regular basis. The laboratory encourages healthcare providers to contact the laboratory at any time to learn how the classification of a particular variant may have changed over time. Due to broadening genetic knowledge, it is possible that the laboratory may discover new information of relevance to the patient. Should that occur, the laboratory may issue an amended report. Variant Evaluation: Evaluation and categorization of variants are performed using published American College of Medical Genetics and Genomics and the Association for Molecular Pathology recommendations as a guideline.(8) Other gene-specific guidelines may also be considered. Variants are classified based on known, predicted, or possible pathogenicity and reported with interpretive comments detailing their potential or known significance. Variants classified as benign or likely benign are not reported. Multiple in silico evaluation tools may be used to assist in the interpretation of these results. The accuracy of predictions made by in silico evaluation tools is highly dependent upon the data available for a given gene, and periodic updates to these tools may cause predictions to change over time. Results from in silico evaluation tools should be interpreted with caution and professional clinical judgment. Rarely, incidental or secondary findings may implicate another predisposition or presence of active disease. These findings will be carefully reviewed to determine whether they will be reported. | 1. Bowen T, Cicardi M, Farkas H. 2010 International consensus algorithm for the diagnosis, therapy and management of hereditary angioedema. Allergy Asthma Clin Immunol. 2010 Jul 28;6(1):24 2. Zuraw BL, Bork K, Binkley KE. Hereditary angioedema with normal C1 inhibitor function: consensus of an international expert panel. Allergy Asthma Proc. 2012 Nov-Dec;33 Suppl 1:S145-56 3. Santacroce R, D'Andrea G, Bruna Maffione AB, Margaglione M, d’Apolito M: The genetics of hereditary angioedema: A review. J Clin Med. 2021 May 9;10(9):2023 4. Lopes Veronez C, Sevciovic Grumach A: Angioedema without urticaria: novel findings which must be measured in clinical setting. Curr Opin Allergy Clin Immunol. 2020 Jun;20(3):253-260. 5. Busse PJ, Christiansen SC: Hereditary angioedema. N Engl J Med. 2020 Mar 19;382(12):1136-1148 6. Bork K, Gul D, Hardt J, Dewald G: Hereditary angioedema with normal C1 inhibitor: clinical symptoms and course. Am J Med. 2007 Nov;120(11):987-992 7. Naudin C, Burillo E, Blankenberg S, Butler L, Renne T: Factor XII contact activation. Semin Thromb Hemost. 2017 Nov;43(8):814-826 8. Richards S, Aziz N, Bale S, et al; ACMG Laboratory Quality Assurance Committee: Standards and guidelines for the interpretation of sequence variants: a joint consensus recommendation of the American College of Medical Genetics and Genomics and the Association for Molecular Pathology. Genet Med 2015 May;17(5):405-424. PMID 25741868 | Next-generation sequencing (NGS) and/or Sanger sequencing are performed to test for the presence of variants in coding regions and intron/exon boundaries of theF12,KNG1, andPLGgenes, as well as some other regions that have known disease-causing variants. The human genome reference GRCh37/hg19 build was used for sequence read alignment. At least 99% of the bases are covered at a read depth over 30X. Sensitivity is estimated at above 99% for single nucleotide variants, above 94% for deletions-insertions (delins) less than 40 base pairs (bp), above 95% for deletions up to 75 bp, and insertions up to 47 bp. NGS and/or a polymerase chain reaction-based quantitative method is performed to test for the presence of deletions and duplications in theF12,KNG1, andPLGgenes. There may be regions of genes that cannot be effectively evaluated by sequencing or deletion and duplication analysis as a result of technical limitations of the assay, including regions of homology, high guanine-cytosine (GC) content, and repetitive sequences. SeeTargeted Genes and Methodology Details for Hereditary Angioedema Focused Gene Paneland Methodology Details for details regarding the targeted genes analyzed for each test and specific gene regions not routinely covered.(Unpublished Mayo method) The reference transcript forF12is NM_000505.3,KNG1is NM_001102416.3, andPLGis NM_000301.3. Reference transcript numbers may be updated due to transcript re-versioning. Always refer to the final patient report for gene transcript information referenced at the time of testing. Confirmation of select reportable variants may be performed by alternate methodologies based on internal laboratory criteria. | 28 to 42 days | Whole blood: 2 weeks (if available); Extracted DNA: 3 months | This test was developed and its performance characteristics determined by Mayo Clinic in a manner consistent with CLIA requirements. It has not been cleared or approved by the US Food and Drug Administration. | 81479 | Hereditary Angioedema Panel, NGS | 105329-7 | 619228 | Released By | 18771-6
BRGYP | Hereditary Breast/Gynecologic Cancer Panel, Varies | Evaluating patients with a personal or family history suggestive of a hereditary breast or gynecological cancer syndrome Establishing a diagnosis of a hereditary breast or gynecological cancer syndrome allowing for targeted cancer surveillance based on associated risks Identifying genetic variants associated with increased risk for breast or gynecological cancers, allowing for predictive testing and appropriate screening of at-risk family members Therapeutic eligibility with poly adenosine diphosphate-ribose polymerase (PARP) inhibitors based on certain gene alterations (eg,BRCA1,BRCA2) in selected tumor types | Sequence Capture and Next-Generation Sequencing (NGS), Polymerase Chain Reaction (PCR), Sanger Sequencing and/or Multiplex Ligation-Dependent Probe Amplification (MLPA) | Yes | Hereditary Breast/Gyn Cancer Panel | Varies | Patient Preparation:A previous bone marrow transplant from an allogenic donor will interfere with testing. Call 800-533-1710 for instructions for testing patients who have received a bone marrow transplant. Specimen Type:Whole blood Container/Tube: Preferred:Lavender top (EDTA) or yellow top (ACD) Acceptable:Any anticoagulant Specimen Volume:3 mL Collection Instructions: 1. Invert several times to mix blood. 2. Send whole blood specimen in original tube.Do notaliquot. Specimen Stability Information:Ambient (preferred) 4 days/Refrigerated | 1 mL | Breast and gynecologic cancers including ovarian and endometrial carcinoma occur in about 12% and 1% to 3% of the general population, respectively.(1) In some cases, breast and gynecologic cancers may be attributed to a hereditary cancer syndrome.(2-5) Evaluation of the genes on this panel may be useful for families with a history of breast, ovarian, or endometrial cancers to determine cancer risk, surveillance recommendations, and targeted treatments. Hereditary breast and ovarian cancer syndrome (HBOC), caused by disease-causing variants in theBRCA1andBRCA2genes, account for the majority of hereditary breast and ovarian cancer.(2,4) HBOC is predominantly characterized by early-onset breast and ovarian cancer. Individuals with HBOC are also at increased risks for prostate, pancreatic, and male breast cancers.(2,4) Lynch syndrome is one of the most common endometrial and ovarian cancer syndromes, caused by variants in theMLH1,MSH2,MSH6,PMS2, mismatch-repair genes, or deletions of theEPCAMgene.(3,5) Lynch syndrome is predominantly characterized by significantly increased risks for colorectal and endometrial cancer.(3,5) The lifetime risk for cancer is highly variable and dependent on the gene involved. Other malignancies within the tumor spectrum include gastric, ovarian, prostate, hepatobiliary, upper urinary tract, and small bowel cancers.(3,5) Other genes known to increase risk for breast, ovarian, or uterine cancer are also included on this panel.(2) The risk for developing cancer associated with these syndromes varies.(2) Some individuals with a disease-causing variant in one of these genes develop multiple primary or bilateral cancers.(2) The National Comprehensive Cancer Network and the American Cancer Society provide recommendations regarding the medical management of individuals with hereditary breast and gynecologic cancer syndromes.(2,3,6,7) | An interpretive report will be provided. | All detected variants are evaluated according to American College of Medical Genetics and Genomics recommendations.(8) Variants are classified based on known, predicted, or possible pathogenicity and reported with interpretive comments detailing their potential or known significance. | Clinical Correlations:Test results should be interpreted in the context of clinical findings, family history, and other laboratory data. Misinterpretation of results may occur if the information provided is inaccurate or incomplete. If testing was performed because of a clinically significant family history, it is often useful to first test an affected family member. Detection of a reportable variant in an affected family member would allow for more informative testing of at-risk individuals. To discuss the availability of additional testing options or for assistance in the interpretation of these results, contact the Mayo Clinic Laboratories genetic counselors at 800-533-1710. Technical Limitations:Next-generation sequencing may not detect all types of genomic variants. In rare cases, false-negative or false-positive results may occur. The depth of coverage may be variable for some target regions; assay performance below the minimum acceptable criteria or for failed regions will be noted. Given these limitations, negative results do not rule out the diagnosis of a genetic disorder. If a specific clinical disorder is suspected, evaluation by alternative methods can be considered. There may be regions of genes that cannot be effectively evaluated by sequencing or deletion and duplication analysis as a result of technical limitations of the assay, including regions of homology, high guanine-cytosine (GC) content, and repetitive sequences. Confirmation of select reportable variants will be performed by alternate methodologies based on internal laboratory criteria. This test is validated to detect 95% of deletions up to 75 base pairs (bp) and insertions up to 47 bp. deletions-insertions (delins) of 40 or more bp, including mobile element insertions, may be less reliably detected than smaller delins. Deletion/Duplication Analysis: This analysis targets single and multi-exon deletions/duplications; however, in some instances single exon resolution cannot be achieved due to isolated reduction in sequence coverage or inherent genomic complexity. Balanced structural rearrangements (such as translocations and inversions) may not be detected. This test is not designed to detect low levels of mosaicism or differentiate between somatic and germline variants. If there is a possibility that any detected variant is somatic, additional testing may be necessary to clarify the significance of results. Genes may be added or removed based on updated clinical relevance. For the most up to date list of genes included in this test, seeTargeted Genes and Methodology Details for Hereditary Breast/Gynecologic Cancer Panel. For detailed information regarding gene specific performance and technical limitations, see Method Description or contact a laboratory genetic counselor at 800-533-1710. If the patient has had an allogeneic hematopoietic stem cell transplant or a recent blood transfusion, results may be inaccurate due to the presence of donor DNA. Call Mayo Clinic Laboratories for instructions for testing patients who have received a bone marrow transplant. Reclassification of Variants Policy:Currently, it is not standard practice for the laboratory to systematically review previously classified variants on a regular basis. The laboratory encourages healthcare providers to contact the laboratory at any time to learn how the classification of a particular variant may have changed over time. Variant Evaluation: Evaluation and categorization of variants are performed using published American College of Medical Genetics and Genomics and the Association for Molecular Pathology recommendations as a guideline.(8) Other gene-specific guidelines may also be considered. Variants are classified based on known, predicted, or possible pathogenicity and reported with interpretive comments detailing their potential or known significance. Variants classified as benign or likely benign are not reported. Multiple in silico evaluation tools may be used to assist in the interpretation of these results. The accuracy of predictions made by in silico evaluation tools is highly dependent upon the data available for a given gene, and periodic updates to these tools may cause predictions to change over time. Results from in silico evaluation tools should be interpreted with caution and professional clinical judgement. | 1. Howlader N, Noone AM, Krapcho M, et al: SEER Cancer Statistics Review. 1975-2018. National Cancer Institute; Updated April 2021. Accessed June 28, 2023. Available at: https://seer.cancer.gov/csr/1975_2018/ 2. Daly MB, Pal T, Berry M, et al: Genetic/familial high-risk assessment: breast, ovarian, and pancreatic, version 2.2021, NCCN Clinical Practice Guidelines in Oncology. J Natl Compr Canc Netw. 2021 Jan 6;19(1):77-102 3. Gupta S, Provenzale D, Llor X, et al. NCCN Guidelines Insights: Genetic/familial high-risk assessment: colorectal, version 2.2019. J Natl Compr Canc Netw. 2019;17(9):1032-1041 4. Petrucelli N, Daley MB, Pal T:BRCA1-andBRCA2-associated hereditary breast and ovarian cancer. In: Adams MP, Everman DB, Mirzaa GM, et al, eds. GeneReviews [Internet]. University of Washington, Seattle; 1998 Updated May 26, 2022. Accessed June 28, 2023. Available at www.ncbi.nlm.nih.gov/books/NBK1247/ 5. Idos G, Valle L. Lynch syndrome. In: Adam MP, Everman DB, Mirzaa GM, et al, eds. GeneReviews [Internet]. University of Washington, Seattle; 2004. Updated February 2, 2021. Accessed June 28, 2023. Available at www.ncbi.nlm.nih.gov/books/NBK1211/ 6. Saslow D, Boetes C, Burke W, et al. American Cancer Society guidelines for breast screening with MRI as an adjunct to mammography. CA Cancer J Clin. 2007;57(2):75-89 7. Smith RA, Andrews KS, Brooks D, et al. Cancer screening in the United States, 2019: A review of current American Cancer Society guidelines and current issues in cancer screening. CA Cancer J Clin. 2019;69(3):184-210 8. Richards S, Aziz N, Bale S, et al. Standards and guidelines for the interpretation of sequence variants: a joint consensus recommendation of the American College of Medical Genetics and Genomics and the Association for Molecular Pathology. Genet Med. 2015;17(5):405-424 | Next-generation sequencing (NGS) and/or Sanger sequencing is performed to test for the presence of variants in coding regions and intron/exon boundaries of the genes analyzed, as well as some other regions that have known pathogenic variants. The human genome reference GRCh37/hg19 build was used for sequence read alignment. At least 99% of the bases are covered at a read depth over 30X. Sensitivity is estimated at above 99% for single nucleotide variants, above 94% for deletions-insertions (delins) less than 40 base pairs (bp), above 95% for deletions up to 75 bp and insertions up to 47 bp. NGS, multiplex ligation-dependent probe amplification (MLPA), and/or a polymerase chain reaction (PCR)-based quantitative method is performed to test for the presence of deletions and duplications in the genes analyzed. PCR and gel electrophoresis is performed to test for the presence of the 10 megabase inversion of coding exons 1-7 of theMSH2gene. There may be regions of genes that cannot be effectively evaluated by sequencing or deletion and duplication analysis as a result of technical limitations of the assay, including regions of homology, high guanine-cytosine (GC) content, and repetitive sequences. For details regarding the targeted genes analyzed for this test and specific gene regions not routinely covered, seeTargeted Genes and Methodology Details for Hereditary Breast/Gynecologic Cancer Panel.(Unpublished Mayo method) Confirmation of select reportable variants may be performed by alternate methodologies based on internal laboratory criteria. Genes analyzed:ATM, BARD1, BRCA1, BRCA2, BRIP1, CDH1, CHEK2, EPCAM(copy number variants only), MLH1, MSH2, MSH6, NBN, NF1, PALB2, PMS2, PTEN(including promoter), RAD51C, RAD51D, STK11, TP53 | 21 to 28 days | Whole blood: 2 weeks (if available); Extracted DNA: 3 months | This test was developed and its performance characteristics determined by Mayo Clinic in a manner consistent with CLIA requirements. It has not been cleared or approved by the US Food and Drug Administration. | 8131781319814038143281479 (if appropriate for government payers) | Hereditary Breast/Gyn Cancer Panel | 97655-5 | 614658 | Released By | 18771-6
COMCP | Hereditary Common Cancer Panel, Varies | Evaluating hereditary cancer for patients with a personal or family history suggestive of a hereditary cancer syndrome Establishing a diagnosis of a hereditary cancer syndrome allowing for targeted cancer surveillance based on associated risks Identifying genetic variants associated with increased risk for cancer, allowing for predictive testing, and appropriate screening of at-risk family members Therapeutic eligibility with poly adenosine diphosphate-ribose polymerase (PARP) inhibitors based on certain gene alterations (eg,BRCA1,BRCA2) in selected tumor types | Sequence Capture and Next-Generation Sequencing (NGS), Polymerase Chain Reaction (PCR), Sanger Sequencing and/or Multiplex Ligation-Dependent Probe Amplification (MLPA) | Yes | Hereditary Common Cancer Panel | For more information seeLynch Syndrome Testing Algorithm. | Patient Preparation:A previous bone marrow transplant from an allogenic donor will interfere with testing. Call 800-533-1710 for instructions for testing patients who have received a bone marrow transplant. Specimen Type:Whole blood Container/Tube: Preferred:Lavender top (EDTA) or yellow top (ACD) Acceptable:Any anticoagulant Specimen Volume:3 mL Collection Instructions: 1. Invert several times to mix blood. 2. Send whole blood specimen in original tube.Do notaliquot. Specimen Stability Information:Ambient (preferred) 4 days/Refrigerated | 1 mL | Hereditary cancer syndromes account for approximately 5% to 10% of cancer cases.(1,2) Determining if there is a genetic risk factor contributing to cancer in an individual or family can be useful for tailoring surveillance plans, consideration of prophylactic risk reducing interventions, consideration of targeted treatments, and determining risk for family members.(3-9) This panel evaluates 36 genes known to be associated with an increased risk of polyposis and several common cancers, including breast, colon, gastric, ovarian, pancreatic, prostate, skin, thyroid, and endometrial cancers. The risk for developing cancer, as well as other features associated with these syndromes, varies. Many of the genes on this panel have established cancer risk and National Comprehensive Cancer Network or expert group guidelines and recommendations for management.(3-8) Indications for testing include but are not limited to: -Individuals with multiple primary cancers -Individuals with cancer diagnosed at young ages -Individuals with a family history of multiple relatives with cancer -Individuals whose family history of cancer may seem to overlap with more than one hereditary cancer syndrome | An interpretive report will be provided. | All detected variants are evaluated according to American College of Medical Genetics and Genomics recommendations.(1) Variants are classified based on known, predicted, or possible pathogenicity and reported with interpretive comments detailing their potential or known significance. | Clinical Correlations: Test results should be interpreted in the context of clinical findings, family history, and other laboratory data. Misinterpretation of results may occur if the information provided is inaccurate or incomplete. If testing was performed because of a clinically significant family history, it is often useful to first test an affected family member. Detection of a reportable variant in an affected family member would allow for more informative testing of at-risk individuals. To discuss the availability of additional testing options or for assistance in the interpretation of these results, contact Mayo Clinic Laboratories genetic counselors at 800-533-1710. Technical Limitations: Next-generation sequencing may not detect all types of genomic variants. In rare cases, false-negative or false-positive results may occur. The depth of coverage may be variable for some target regions; assay performance below the minimum acceptable criteria or for failed regions will be noted. Given these limitations, negative results do not rule out the diagnosis of a genetic disorder. If a specific clinical disorder is suspected, evaluation by alternative methods can be considered. There may be regions of genes that cannot be effectively evaluated by sequencing or deletion and duplication analysis as a result of technical limitations of the assay, including regions of homology, high guanine-cytosine (GC) content, and repetitive sequences. Confirmation of select reportable variants will be performed by alternate methodologies based on internal laboratory criteria. This test is validated to detect 95% of deletions up to 75 base pairs (bp) and insertions up to 47 bp. Deletions-insertions (delins) of 40 or more bp, including mobile element insertions, may be less reliably detected than smaller delins. Deletion/Duplication Analysis: This analysis targets single and multi-exon deletions/duplications; however, in some instances single exon resolution cannot be achieved due to isolated reduction in sequence coverage or inherent genomic complexity. Balanced structural rearrangements (such as translocations and inversions) may not be detected. This test is not designed to detect low levels of mosaicism or differentiate between somatic and germline variants. If there is a possibility that any detected variant is somatic, additional testing may be necessary to clarify the significance of results. Genes may be added or removed based on updated clinical relevance. For the most up to date list of genes included in this test, seeTargeted Genes and Methodology Details for Hereditary Common Cancer Panel. For detailed information regarding gene specific performance and technical limitations, see Method Description or contact a laboratory genetic counselor. If the patient has had an allogeneic hematopoietic stem cell transplant or a recent blood transfusion, results may be inaccurate due to the presence of donor DNA. Call Mayo Clinic Laboratories for instructions for testing patients who have received a bone marrow transplant. Reclassification of Variants Policy: Currently, it is not standard practice for the laboratory to systematically review previously classified variants on a regular basis. The laboratory encourages healthcare providers to contact the laboratory at any time to learn how the classification of a particular variant may have changed over time. Variant Evaluation: Evaluation and categorization of variants are performed using published American College of Medical Genetics and Genomics and the Association for Molecular Pathology recommendations as a guideline.(1) Other gene-specific guidelines may also be considered. Variants are classified based on known, predicted, or possible pathogenicity and reported with interpretive comments detailing their potential or known significance. Variants classified as benign or likely benign are not reported. Multiple in silico evaluation tools may be used to assist in the interpretation of these results. The accuracy of predictions made by in silico evaluation tools is highly dependent upon the data available for a given gene, and periodic updates to these tools may cause predictions to change over time. Results from in silico evaluation tools should be interpreted with caution and professional clinical judgement. | 1. Richards S, Aziz N, Bale S, et al. Standards and guidelines for the interpretation of sequence variants: a joint consensus recommendation of the American College of Medical Genetics and Genomics and the Association for Molecular Pathology. Genet Med. 2015;17(5):405-424 2. Howlader N, Noone AM, Krapcho M, et al. SEER Cancer Statistics Review. 1975-2018. National Cancer Institute; Updated April 2021. Accessed June 28, 2023. Available at: https://seer.cancer.gov/csr/1975_2018/ 3. Nagy R, Sweet K, Eng C. Highly penetrant hereditary cancer syndromes. Oncogene. 2004;23(38):6445-6470 4. Daly MB, Pal T, Berry MP, et al. Genetic/familial high-risk assessment: breast, ovarian, and pancreatic, version 2.2021, NCCN Clinical Practice Guidelines in Oncology. J Natl Compr Canc Netw. 2021;19(1):77-102 5. Gupta S, Provenzale D, Llor X, et al. NCCN Guidelines Insights: Genetic/familial high-risk assessment: colorectal, version 2.2019. J Natl Compr Canc Netw. 2019;17(9):1032-1041 6. Saslow D, Boetes C, Burke W, et al. American Cancer Society guidelines for breast screening with MRI as an adjunct to mammography. CA Cancer J Clin. 2007;57(2):75-89 7. Smith RA, Andrews KS, Brooks D, et al. Cancer screening in the United States, 2019: A review of current American Cancer Society guidelines and current issues in cancer screening. CA Cancer J Clin. 2019;69(3):184-210 8. Coit DG, Thompson JA, Albertini MR, et al. Cutaneous Melanoma, Version 2.2019, NCCN Clinical Practice Guidelines in Oncology. J Natl Compr Canc Netw. 2019;17(4):367-402 9. Haddad RI, Nasr C, Bischoff L, et al. NCCN Guidelines Insights: thyroid carcinoma, version 2.2018. J Natl Compr Canc Netw. 2018;16(12):1429-1440 10. Samadder NJ, Rigert-Johnson D, Boardman L, et al. Comparison of universal genetic testing vs guideline-directed targeted testing for patients with hereditary cancer syndrome. JAMA Oncol. 2021;7(2):230-237 | Next-generation sequencing (NGS) and/or Sanger sequencing are performed to test for the presence of variants in coding regions and intron/exon boundaries of the genes analyzed, as well as some other regions that have known disease-causing variants. The human genome reference GRCh37/hg19 build was used for sequence read alignment. At least 99% of the bases are covered at a read depth over 30X. Sensitivity is estimated at above 99% for single nucleotide variants, above 94% for deletions-insertions (delins) less than 40 base pairs (bp), above 95% for deletions up to 75 bp and insertions up to 47 bp. NGS, multiplex ligation-dependent probe amplification (MLPA), and/or a polymerase chain reaction (PCR)-based quantitative method is performed to test for the presence of deletions and duplications in the genes analyzed. PCR and gel electrophoresis are performed to test for the presence of the 10 megabase inversion of coding exons 1-7 of theMSH2gene. There may be regions of genes that cannot be effectively evaluated by sequencing or deletion and duplication analysis as a result of technical limitations of the assay, including regions of homology, high guanine-cytosine (GC) content, and repetitive sequences. For details regarding the targeted genes analyzed or specific gene regions not routinely covered, seeTargeted Genes and Methodology Details for Hereditary Common Cancer Panel.(Unpublished Mayo method) Confirmation of select reportable variants may be performed by alternate methodologies based on internal laboratory criteria. Genes analyzed:APC(including promoters 1A and 1B), ATM, AXIN2, BARD1, BMPR1A, BRCA1, BRCA2, BRIP1, CDH1, CDK4, CDKN2A, CHEK2, DICER1, EPCAM(copy number variants only), GREM1(upstream enhancer region duplication only), HOXB13, MEN1, MLH1, MSH2, MSH3, MSH6, MUTYH, NBN, NF1, NTHL1, PALB2, PMS2, POLD1, POLE, PTEN(including promoter), RAD51C, RAD51D, RET, SMAD4, STK11, TP53 | 21 to 28 days | Whole blood: 2 weeks (if available); Extracted DNA: 3 months | This test was developed and its performance characteristics determined by Mayo Clinic in a manner consistent with CLIA requirements. It has not been cleared or approved by the US Food and Drug Administration. | 8120181408 x28116281406 x4814048140381405 x281292812958129881307813178131981321813518147981479 (if appropriate for government payers) | Hereditary Common Cancer Panel | 97656-3 | 614694 | Released By | 18771-6
CDHZ | Hereditary Diffuse Gastric Cancer Syndrome, CDH1, Full Gene Analysis, Varies | Evaluating patients with a personal or family history suggestive of hereditary diffuse gastric cancer (HDGC) syndrome Establishing a diagnosis of HDGC syndrome allowing for targeted cancer surveillance based on associated risks Identifying genetic variants associated with increased risk for HDGC syndrome allowing for predictive testing of at-risk family members | Sequence Capture and Targeted Next-Generation Sequencing followed by Polymerase Chain Reaction (PCR) and Sanger Sequencing | Yes | CDH1 Full Gene Analysis | Varies | Patient Preparation:A previous bone marrow transplant from an allogenic donor will interfere with testing. Call 800-533-1710 for instructions for testing patients who have received a bone marrow transplant. Specimen Type:Whole blood Container/Tube: Preferred:Lavender top (EDTA) or yellow top (ACD) Acceptable:Any anticoagulant Specimen Volume:3 mL Collection Instructions: 1. Invert several times to mix blood. 2. Send whole blood specimen in original tube.Do notaliquot. Specimen Stability Information:Ambient (preferred) 4 days/Refrigerated | 1 mL | Germline variants in theCDH1gene are associated with hereditary diffuse gastric cancer (HDGC) syndrome, a rare autosomal dominant hereditary cancer syndrome representing 30% to 50% of all diffuse gastric cancer cases. HDGC syndrome is characterized by increased risk to develop diffuse (signet ring cell) gastric cancer and lobular breast cancer, with overall penetrance of this condition approaching 80%.(1-5) Colorectal cancer has been reported in individuals with germlineCDH1variants, however, the specific lifetime risk for colorectal cancer is unknown.(1,5) The National Comprehensive Cancer Network and the International Gastric Cancer Linkage Consortium provide recommendations regarding the medical management of individuals with hereditary diffuse gastric cancer syndrome.(1,4-5) | An interpretive report will be provided. | All detected variants are evaluated according to American College of Medical Genetics and Genomics recommendations.(6) Variants are classified based on known, predicted, or possible pathogenicity and reported with interpretive comments detailing their potential or known significance. | Clinical Correlations:Test results should be interpreted in the context of clinical findings, family history, and other laboratory data. Misinterpretation of results may occur if the information provided is inaccurate or incomplete. If testing was performed because of a clinically significant family history, it is often useful to first test an affected family member. Detection of a reportable variant in an affected family member would allow for more informative testing of at-risk individuals. To discuss the availability of additional testing options or for assistance in the interpretation of these results, contact Mayo Clinic Laboratories genetic counselors at 800-533-1710. Technical Limitations:Next-generation sequencing may not detect all types of genomic variants. In rare cases, false-negative or false-positive results may occur. The depth of coverage may be variable for some target regions; assay performance below the minimum acceptable criteria or for failed regions will be noted. Given these limitations, negative results do not rule out the diagnosis of a genetic disorder. If a specific clinical disorder is suspected, evaluation by alternative methods can be considered. There may be regions of genes that cannot be effectively evaluated by sequencing or deletion and duplication analysis as a result of technical limitations of the assay, including regions of homology, high guanine-cytosine (GC) content, and repetitive sequences. Confirmation of select reportable variants will be performed by alternate methodologies based on internal laboratory criteria. This test is validated to detect 95% of deletions up to 75 base pairs (bp) and insertions up to 47 bp. Deletions-insertions (delins) of 40 or more bp, including mobile element insertions, may be less reliably detected than smaller delins. Deletion/Duplication Analysis: This analysis targets single and multi-exon deletions/duplications; however, in some instances single exon resolution cannot be achieved due to isolated reduction in sequence coverage or inherent genomic complexity. Balanced structural rearrangements (such as translocations and inversions) may not be detected. This test is not designed to detect low levels of mosaicism or differentiate between somatic and germline variants. If there is a possibility that any detected variant is somatic, additional testing may be necessary to clarify the significance of results. For detailed information regarding gene specific performance and technical limitations, see Method Description or contact a laboratory genetic counselor. If the patient has had an allogeneic hematopoietic stem cell transplant or a recent blood transfusion, results may be inaccurate due to the presence of donor DNA. Call Mayo Clinic Laboratories for instructions for testing patients who have received a bone marrow transplant. Reclassification of Variants:Currently, it is not standard practice for the laboratory to systematically review previously classified variants on a regular basis. The laboratory encourages healthcare providers to contact the laboratory at any time to learn how the classification of a particular variant may have changed over time. Variant Evaluation:Evaluation and categorization of variants are performed using published American College of Medical Genetics and Genomics and the Association for Molecular Pathology recommendations as a guideline.(6) Other gene-specific guidelines may also be considered. Variants are classified based on known, predicted, or possible pathogenicity and reported with interpretive comments detailing their potential or known significance. Variants classified as benign or likely benign are not reported. Multiple in silico evaluation tools may be used to assist in the interpretation of these results. The accuracy of predictions made by in silico evaluation tools is highly dependent upon the data available for a given gene, and periodic updates to these tools may cause predictions to change over time. Results from in silico evaluation tools should be interpreted with caution and professional clinical judgement. | 1. Kaurah P, Huntsman DG: Hereditary diffuse gastric cancer. In: Adams MP, Everman DB, Mirzaa GM, et al, eds. GeneReviews (Internet). University of Washington, Seattle; 2002. Updated March 22, 2018. Accessed November 8, 2022. Available at www.ncbi.nlm.nih.gov/books/NBK1139/ 2. Lindor NM, McMaster ML, Lindor CJ, Greene MH: Concise handbook of familial cancer susceptibility syndromes-second edition. J Natl Cancer Inst Monogr. 2008;(38):1-93. doi: 10.1093/jncimonographs/Ign001 3. Siegel RL, Miller KD, Jemal A: Cancer statistics, 2020. CA Cancer J Clin. 2020 Jan;70(1):7-30 4. Blair VR, McLeod M, Carneiro F, et al: Hereditary diffuse gastric cancer: updated clinical practice guidelines. Lancet Oncol. 2020 Aug;21(8):e386-e397 5. Ajani JA, D'Amico TA, Almhanna K, et al: Gastric Cancer, Version 3.2016. NCCN clinical practice guidelines in Oncology. J Natl Compr Canc Netw. 2016 Oct;14(10):1286-1312 6. Richards S, Aziz N, Bale S, et al: Standards and guidelines for the interpretation of sequence variants: a joint consensus recommendation of the American College of Medical Genetics and Genomics and the Association for Molecular Pathology. Genet Med. 2015 May;17(5):405-424 | Next-generation sequencing (NGS) and/or Sanger sequencing are performed to test for the presence of variants in coding regions and intron/exon boundaries of theCDH1gene, as well as some other regions that have known disease-causing variants. The human genome reference GRCh37/hg19 build was used for sequence read alignment. At least 99% of the bases are covered at a read depth over 30X. Sensitivity is estimated at above 99% for single nucleotide variants, above 94% for deletions-insertions (delins) less than 40 base pairs (bp), above 95% for deletions up to 75 bp and insertions up to 47 bp. NGS and/or a polymerase chain reaction-based quantitative method is performed to test for the presence of deletions and duplications in theCDH1gene. There may be regions of the gene that cannot be effectively evaluated by sequencing or deletion and duplication analysis as a result of technical limitations of the assay, including regions of homology, high guanine-cytosine (GC) content, and repetitive sequences. The reference transcript for theCDH1gene is NM_004360.5. Reference transcript numbers may be updated due to transcript re-versioning. Always refer to the final patient report for gene transcript information referenced at the time of testing.(Unpublished Mayo method) Confirmation of select reportable variants may be performed by alternate methodologies based on internal laboratory criteria. | 21 to 28 days | Whole Blood: 2 weeks (if available); Extracted DNA: 3 months | This test was developed and its performance characteristics determined by Mayo Clinic in a manner consistent with CLIA requirements. It has not been cleared or approved by the US Food and Drug Administration. | 81406 | CDH1 Full Gene Analysis | 94240-9 | 614682 | Released By | 18771-6
ENDCP | Hereditary Endocrine Cancer Panel, Varies | Evaluating patients with a personal or family history suggestive of a hereditary endocrine tumor syndrome Establishing a diagnosis of a hereditary endocrine tumor syndrome, allowing for targeted surveillance based on associated risks Identifying genetic variants associated with increased risk for endocrine tumors, allowing for predictive testing and appropriate screening of at-risk family members | Sequence Capture and Targeted Next-Generation Sequencing followed by Polymerase Chain Reaction (PCR) and Sanger Sequencing. | Yes | Hereditary Endocrine Cancer Panel | Varies | Patient Preparation:A previous bone marrow transplant from an allogenic donor will interfere with testing.For instructions for testing patients who have received a bone marrow transplant, call 800-533-1710. Specimen Type:Whole blood Container/Tube: Preferred:Lavender top (EDTA) or yellow top (ACD) Acceptable:Any anticoagulant Specimen Volume:3 mL Collection Instructions: 1. Invert several times to mix blood. 2. Send whole blood specimen in original tube.Do notaliquot. Specimen Stability Information:Ambient (preferred) 4 days/Refrigerated Additional Information: To ensure minimum volume and concentration of DNA is met, the preferred volume of blood must be submitted. Testing may be canceled if DNA requirements are inadequate. | 1 mL | Tumors occurring within the endocrine and neuroendocrine systems, including thyroid/parathyroid tumors, pituitary tumors, pheochromocytomas (PCC), and paragangliomas (PGL), may occasionally be caused by an underlying hereditary predisposition. Suspicion may be raised for a hereditary cause in families with a strong history of endocrine cancers, patients diagnosed with an endocrine cancer at an early age, patients with multiple primary endocrine cancer diagnoses, and patients with specific histological subtypes, such as medullary thyroid cancer. The most common endocrine-related malignancy is thyroid cancer, with a lifetime risk of approximately 1.2%.(1,2) Papillary thyroid cancers are typically sporadic but can be seen in individuals or families with familial adenomatous polyposis (FAP) syndrome, caused by variants within theAPCgene (cribriform-morular variant). Additionally, about 5% of cases of isolated papillary thyroid cancer cluster in a familial pattern; however, in most cases, no underlying genetic predisposition has yet been identified.(3-6) Follicular and/or papillary thyroid cancers may be seen in families withPTENhamartoma tumor syndrome (PHTS). Individuals with disease-causingPTENvariants have a 70-fold increased incidence of thyroid cancer compared to the general population.(7) Thyroid cancers with follicular or papillary features can also be seen in individuals with disease-causingDICER1variants, as well as individuals with Carney complex, which is caused by disease-causing variants within thePRKAR1Agene.(8,9) Approximately 25% of cases of medullary thyroid cancer (MTC) are caused by an inheritedRETvariant.(10) Some disease-causingRETvariants are associated with only familial MTC, while others cause a syndrome called multiple endocrine neoplasia type 2 (MEN2). Individuals with MEN2 have a high risk for MTC and may also have other tumors of the endocrine/neuroendocrine system, including PGL, PCC, and parathyroid tumors.(11) Parathyroid and pituitary tumors may be caused by disease-causing variants withinMEN1,CDKN1B,andCDC73.TheAIPgene is associated with hereditary predisposition for isolated pituitary adenomas. PCC and PGL are rare neuroendocrine tumors, 30% of which may have an underlying hereditary predisposition.(12) The genes most frequently associated with increased risk for PGL/PCC are the succinate dehydrogenase-associated genes:SDHA, SDHAF2, SDHB, SDHC,andSDHD. Germline alterations in theMAXgene are typically associated with increased risk for PCC, although some individuals have been identified with PGL.MAXvariants occur in approximately 1% of patients with hereditary PGL/PCC syndromes.(13) TMEM127variants are most commonly associated with PCC and rarely PGL.(12) Alterations ofTMEM127account for approximately 2% of individuals with hereditary PGL/PCC (13). Recent evidence suggests that disease-causing variants inFHincrease risk for PGL/PCC.(14,15) Individuals with disease-causingFHvariants also have a significantly increased risk for cutaneous or uterine leiomyomata and renal tumors.(16) Alterations inVHL,NF1,andRETalso increase risk for PGL/PCC in addition to other features and tumor types.(17) The National Comprehensive Cancer Network and the American Cancer Society provide recommendations regarding the medical management of individuals with hereditary endocrine tumor syndromes.(17,18) | An interpretive report will be provided. | All detected variants are evaluated according to American College of Medical Genetics and Genomics recommendations.(19) Variants are classified based on known, predicted, or possible pathogenicity and reported with interpretive comments detailing their potential or known significance. | Clinical Correlations: Test results should be interpreted in the context of clinical findings, family history, and other laboratory data. Misinterpretation of results may occur if the information provided is inaccurate or incomplete. If testing was performed because of a clinically significant family history, it is often useful to first test an affected family member. Detection of a reportable variant in an affected family member would allow for more informative testing of at-risk individuals. To discuss the availability of additional testing options or for assistance in the interpretation of these results, contact the Mayo Clinic Laboratories genetic counselors at 800-533-1710. Technical Limitations: Next-generation sequencing may not detect all types of genomic variants. In rare cases, false-negative or false-positive results may occur. The depth of coverage may be variable for some target regions; assay performance below the minimum acceptable criteria or for failed regions will be noted. Given these limitations, negative results do not rule out the diagnosis of a genetic disorder. If a specific clinical disorder is suspected, evaluation by alternative methods can be considered. There may be regions of genes that cannot be effectively evaluated by sequencing or deletion and duplication analysis as a result of technical limitations of the assay, including regions of homology, high guanine-cytosine (GC) content, and repetitive sequences. Confirmation of select reportable variants will be performed by alternate methodologies based on internal laboratory criteria. This test is validated to detect 95% of deletions up to 75 base pairs (bp) and insertions up to 47 bp. Deletions-insertions (delins) of 40 or more bp, including mobile element insertions, may be less reliably detected than smaller delins. Deletion/Duplication Analysis: This analysis targets single and multi-exon deletions/duplications; however, in some instances single exon resolution cannot be achieved due to isolated reduction in sequence coverage or inherent genomic complexity. Balanced structural rearrangements (such as translocations and inversions) may not be detected. This test is not designed to detect low levels of mosaicism or to differentiate between somatic and germline variants. If there is a possibility that any detected variant is somatic, additional testing may be necessary to clarify the significance of results. Genes may be added or removed based on updated clinical relevance. For the most up to date list of genes included in this test or detailed information regarding gene-specific performance and technical limitations, see Method Description orTargeted Genes and Methodology Details for Hereditary Endocrine Cancer Panelor contact a laboratory genetic counselor at 800-533-1710. If the patient has had an allogeneic hematopoietic stem cell transplant or a recent blood transfusion, results may be inaccurate due to the presence of donor DNA. Call Mayo Clinic Laboratories for instructions for testing patients who have received a bone marrow transplant. Reclassification of Variants: Currently, it is not standard practice for the laboratory to systematically review previously classified variants on a regular basis. The laboratory encourages healthcare providers to contact the laboratory at any time to learn how the classification of a particular variant may have changed over time. Variant Evaluation: Evaluation and categorization of variants are performed using published American College of Medical Genetics and Genomics and the Association for Molecular Pathology recommendations as a guideline.(19) Other gene-specific guidelines may also be considered. Variants are classified based on known, predicted, or possible pathogenicity and reported with interpretive comments detailing their potential or known significance. Variants classified as benign or likely benign are not reported. Multiple in silico evaluation tools may be used to assist in the interpretation of these results. The accuracy of predictions made by in silico evaluation tools is highly dependent upon the data available for a given gene, and periodic updates to these tools may cause predictions to change over time. Results from in silico evaluation tools should be interpreted with caution and professional clinical judgement. | 1. Geeta L, O'Dorisio T, McDougall R, Weigel RJ: Cancer of the endocrine system: Thyroid cancer. In: Abeloff MD, Armitage JO, Niederhuber JE, Kastan MB, McKenna WG, eds. Abeloff's Clinical Oncology. 4th ed. Churchill Livingston; 2008 2. Surveillance Epidemiology and End Results Program: Cancer stat facts: Thyroid cancer. National Cancer Institute; 2018. Accessed April 26, 2024. Available at http://seer.cancer.gov/statfacts/html/thyro.html 3. Houlston RS, Stratton MR: Genetics of non-medullary thyroid cancer. QJM. 1995;88(10):685-693 4. Loh KC: Familial nonmedullary thyroid carcinoma: a meta-review of case series. Thyroid. 1997;7(1):107-113. doi:10.1089/thy.1997.7.107 5. Malchoff CD, Malchoff DM. Familial nonmedullary thyroid carcinoma. Semin Surg Oncol. 1999;16(1):16-18. 6. Malchoff CD, Malchoff DM. The genetics of hereditary nonmedullary thyroid carcinoma. J Clin Endocrinol Metab. 2002;87(6):2455-2459 7. Ngeow J, Mester J, Rybicki LA, Ni Y, Milas M, Eng C. Incidence and clinical characteristics of thyroid cancer in prospective series of individuals with Cowden and Cowden-like syndrome characterized by germline PTEN, SDH, or KLLN alterations. J Clin Endocrinol Metab. 2011;96(12):E2063-71 8. Stratakis CA, Raygada M: Carney complex. In: Adam MP, Everman DB, Mirzaa GM, et al, eds. GeneReviews [Internet]. University of Washington, Seattle; 2003. Updated September 21, 2023. Accessed April 26, 2024. Available at www.ncbi.nlm.nih.gov/books/NBK1286/ 9. Schultz KAP, Stewart DR, Kamihara J, et al.DICER1tumor predisposition. In: Adam MP, Everman DB, Mirzaa GM, et al, eds. GeneReviews [Internet]. University of Washington, Seattle; 2014. Updated April 30, 2020. Accessed April 26, 2024. Available at www.ncbi.nlm.nih.gov/books/NBK196157/ 10. Shepet K, Alhefdhi A, Lai N, Mazeh H, Sippel R, Chen H: Hereditary medullary thyroid cancer: age-appropriate thyroidectomy improves disease-free survival. Ann Surg Oncol. 2013 May;20(5):1451-1455 11. Eng C: Multiple endocrine neoplasia type 2. In: Adam MP, Everman DB, Mirzaa GM, et al, eds. GeneReviews [Internet]. University of Washington, Seattle; 1999. Updated August 10, 2023. Accessed April 26, 2024. Available at www.ncbi.nlm.nih.gov/books/NBK1257/ 12. Else T, Greenberg S, Fishbein L: Hereditary paraganglioma-pheochromocytoma syndromes. In: Adam MP, Everman DB, Mirzaa GM, et al, eds. GeneReviews [Internet]. University of Washington, Seattle; 2008, Updated September 21, 2023. Accessed April 26, 2024. Available at www.ncbi.nlm.nih.gov/books/NBK1548/ 13. Bausch B, Schiavi F, Ni Y, et al: European-American-Asian Pheochromocytoma-Paraganglioma Registry Study Group. Clinical characterization of the pheochromocytoma and paraganglioma susceptibility genes SDHA, TMEM127, MAX, and SDHAF2 for gene-informed prevention. JAMA Oncol. 2017;3(9):1204-1212 14. Udager AM, Magers MJ, Goerke DM, et al. The utility of SDHB and FH immunohistochemistry in patients evaluated for hereditary paraganglioma-pheochromocytoma syndromes. Hum Pathol. 2018;71:47-54. doi:10.1016/j.humpath.2017 15. Castro-Vega LJ, Buffet A, De Cubas AA, et al. Germline mutations in FH confer predisposition to malignant pheochromocytomas and paragangliomas. Hum Mol Genet. 2014;23(9):2440-2446 16. Kamihara J, Schultz KA, Rana HQ. FH Tumor predisposition syndrome. In: Adam MP, Everman DB, Mirzaa GM, et al, eds. GeneReviews [Internet]. University of Washington, Seattle; 2006. Updated August 13, 2020. Accessed April 26, 2024. Available at www.ncbi.nlm.nih.gov/books/NBK1252/ 17. Shah MH, Goldner WS, Halfdanarson TR, et al. NCCN Guidelines Insights: Neuroendocrine and adrenal tumors, version 2.2018. J Natl Compr Canc Netw. 2018;16(6):693-702 18. Haddad RI, Nasr C, Bischoff L, et al. NCCN Guidelines Insights: Thyroid carcinoma, version 2.2018. J Natl Compr Canc Netw. 2018;16(12):1429-1440 19. Richards S, Aziz N, Bale S, et al. Standards and guidelines for the interpretation of sequence variants: a joint consensus recommendation of the American College of Medical Genetics and Genomics and the Association for Molecular Pathology. Genet Med. 2015;17(5):405-424 | Next-generation sequencing (NGS) and/or Sanger sequencing are performed to test for the presence of variants in coding regions and intron/exon boundaries of the genes analyzed, as well as some other regions that have known disease-causing variants. The human genome reference GRCh37/hg19 build was used for sequence read alignment. At least 99% of the bases are covered at a read depth over 30X. Sensitivity is estimated at above 99% for single nucleotide variants, above 94% for deletion-insertions (delins) less than 40 base pairs (bp), above 95% for deletions up to 75 bp and insertions up to 47 bp. NGS and/or a polymerase chain reaction (PCR)-based quantitative method is performed to test for the presence of deletions and duplications in the genes analyzed. There may be regions of genes that cannot be effectively evaluated by sequencing or deletion and duplication analysis as a result of technical limitations of the assay, including regions of homology, high guanine-cytosine (GC) content, and repetitive sequences. For details regarding the targeted genes analyzed or specific gene regions not routinely covered seeTargeted Genes and Methodology Details for Hereditary Endocrine Cancer Panel.(Unpublished Mayo method) Confirmation of select reportable variants may be performed by alternate methodologies based on internal laboratory criteria. Genes analyzed:AIP, APC(including promoters 1A and 1B), CDC73, CDKN1B, DICER1, FH, MAX, MEN1, NF1, PHOX2B, PRKAR1A,PTEN(including promoter),RET,SDHA,SDHAF2,SDHB,SDHC,SDHD,TMEM127,TP53,TSC1,TSC2,VHL, andWRN | 14 to 21 days | Whole blood: 2 weeks (if available); Extracted DNA: 3 months | This test was developed and its performance characteristics determined by Mayo Clinic in a manner consistent with CLIA requirements. It has not been cleared or approved by the US Food and Drug Administration. | 81437 | Hereditary Endocrine Cancer Panel | In Process | 614718 | Released By | 18771-6
NHEM | Hereditary Erythrocytosis Focused Gene Panel, Next-Generation Sequencing, Varies | Focused evaluation of an individual withJAK2-V617F negative erythrocytosis associated with lifelong sustained increased red blood cell (RBC) mass, hemoglobin, or hematocrit Providing a focused genetic evaluation for patients with a personal or family history suggestive of hereditary erythrocytosis Establishing a diagnosis of a hereditary erythrocytosis or related disorder, allowing for appropriate management and surveillance of disease features based on the gene involved | Sequence Capture and Targeted Next-Generation Sequencing (NGS) followed by Polymerase Chain Reaction (PCR) and Sanger Sequencing. | Yes | Erythrocytosis Focused Panel, NGS | This evaluation is recommended for patients presenting with lifelong elevation in hemoglobin or hematocrit, usually with a positive family history of similar symptoms. Polycythemia vera should be excluded prior to testing as it is much more common than hereditary erythrocytosis and can be present even in young patients. AJAK2V617F orJAK2exon 12 variant should not be present. More sensitive variant-specific test forJAK2V617F is highly recommended prior to ordering this test. Additionally, alpha and beta chain high-oxygen affinity hemoglobin variants should be excluded prior to ordering this test panel. | Submit only 1 of the following specimens: Specimen Type:Whole blood Patient Preparation:A previous bone marrow transplant from an allogenic donor will interfere with whole blood testing. Call 800-533-1710 for instructions for testing patients who have received a bone marrow transplant. Container/Tube: Preferred:Lavender top (EDTA) Acceptable:Yellow top (ACD) Specimen Volume:3 mL Collection Instructions: 1. Invert several times to mix blood. 2. Send whole blood specimen in original tube.Do not aliquot. Specimen Stability Information:Ambient (preferred) 4 days/Refrigerated Specimen Type: Skin biopsy Supplies: Fibroblast Biopsy Transport Media (T115) Container/Tube: Sterile container with any standard cell culture media (eg, minimal essential media, RPMI 1640). The solution should be supplemented with 1% penicillin and streptomycin. Specimen Volume: 4-mm punch Specimen Stability Information: Refrigerated (preferred)/Ambient Additional Information:A separate culture charge will be assessed under CULFB / Fibroblast Culture for Biochemical or Molecular Testing. An additional 3 to 4 weeks is required to culture fibroblasts before genetic testing can occur. SpecimenType: Cultured fibroblast Container/Tube: T-25 flask SpecimenVolume: 2 Flasks CollectionInstructions: Submit confluent cultured fibroblast cells from a skin biopsy from another laboratory. Cultured cells from a prenatal specimen will not be accepted. Specimen Stability Information: Ambient (preferred)/Refrigerated (<24 hours) Additional Information:A separate culture charge will be assessed under CULFB / Fibroblast Culture for Biochemical or Molecular Testing. An additional 3 to 4 weeks is required to culture fibroblasts before genetic testing can occur. | 1 mL | Next-generation sequencing is a methodology that can interrogate large regions of genomic DNA in a single assay. The presence and pattern of gene variants can provide critical diagnostic, prognostic, and therapeutic information for managing physicians. Erythrocytosis (ie, increased red blood cell [RBC] mass or polycythemia) may be primary, due to an intrinsic defect of bone marrow stem cells (ie, polycythemia vera: PV), or secondary, in response to increased serum erythropoietin (EPO) levels. Secondary erythrocytosis is associated with a number of disorders including chronic lung disease, chronic increase in carbon monoxide (due to smoking), cyanotic heart disease, high-altitude living, renal cysts and tumors, hepatoma, and other EPO-secreting tumors. When these common causes of secondary erythrocytosis are excluded, a heritable cause involving hemoglobin or erythrocyte regulatory mechanisms may be suspected. Unlike polycythemia vera, hereditary erythrocytosis is not associated with the risk of clonal evolution and should present with isolated erythrocytosis that has been present since birth. A small subset of cases is associated with neoplasia (ie, pheochromocytoma and/or paraganglioma formation). It is caused by variations in several genes and may be inherited in either an autosomal dominant or autosomal recessive manner. A family history of erythrocytosis would be expected in these cases, although it is possible for new variants to arise in an individual. The genes coding for hemoglobin, beta globin and alpha globin (high-oxygen-affinity hemoglobin variants), hemoglobin-stabilization proteins (2,3 bisphosphoglycerate mutase:BPGM), and the erythropoietin receptor (EPOR) and oxygen-sensing pathway enzymes (hypoxia-inducible factor [HIF2A/EPAS1], prolyl hydroxylase domain 2 [PHD2/EGLN1], and von Hippel Lindau [VHL]) can result in hereditary erythrocytosis. High-oxygen-affinity hemoglobin variants andBPGMabnormalities result in a decreased p50 result, whereas those affectingEPOR,HIF2A,PHD2, andVHLhave normal p50 results. The true prevalence of hereditary erythrocytosis-causing variants is unknown. Due to high homology, hemoglobin genes,HBA1/HBA2andHBB, are not interrogated in this panel. The oxygen-sensing pathway functions through an enzyme, HIF, which regulates RBC mass. A heterodimer protein comprised of alpha and beta subunits, HIF functions as a marker of depleted oxygen concentration. When present, oxygen becomes a substrate mediating HIF-alpha subunit degradation. In the absence of oxygen, degradation does not take place, and the alpha protein component is available to dimerize with a HIF-beta subunit. The heterodimer then induces transcription of many hypoxia response genes includingEPO. HIF-alpha is regulated by VHL protein-mediated ubiquitination and proteasomal degradation, which requires prolyl hydroxylation of HIF proline residues. The HIF-alpha subunit is encoded by theHIF2A(EPAS1) gene. Enzymes important in the hydroxylation of HIF-alpha are the prolyl hydroxylase domain proteins, of which the most significant isoform is PHD2, which is encoded by thePHD2(EGLN1) gene. Variations resulting in altered HIF-alpha, PHD2, and VHL proteins can lead to clinical erythrocytosis. A small subset of variants, inPHD2/EGLN1andHIF2A/EPAS1, have also been detected in erythrocytic patients presenting with paragangliomas or pheochromocytomas. Truncating variants in theEPORgene coding for the erythropoietin receptor can result in erythrocytosis through loss of the negative regulatory cytoplasmic SHP-1 binding domain leading to EPO hypersensitivity. All currently known variants have been localized to exon 8 and are heterozygous truncating variants.EPORvariants are associated with decreased EPO levels and normal p50 values. Gain of function variants inEPOhave also been associated with hereditary erythrocytosis. | An interpretive report will be provided. | All detected variants are evaluated according to American College of Medical Genetics and Genomics recommendations.(1) Variants are classified based on known, predicted, or possible pathogenicity and reported with interpretive comments detailing their potential or known significance. | Clinical Correlations: Test results should be interpreted in the context of clinical findings, family history, and other laboratory data. Misinterpretation of results may occur if the information provided is inaccurate or incomplete. If testing was performed because of a clinically significant family history, it is often useful to first test an affected family member. Detection of a reportable variant in an affected family member would allow for more informative testing of at-risk individuals. To discuss the availability of additional testing options or for assistance in the interpretation of these results, contact the Mayo Clinic Laboratories genetic counselors at 800-533-1710. Technical Limitations: Next-generation sequencing may not detect all types of genomic variants. In rare cases, false-negative or false-positive results may occur. The depth of coverage may be variable for some target regions; assay performance below the minimum acceptable criteria or for failed regions will be noted. Given these limitations, negative results do not rule out the diagnosis of a genetic disorder. If a specific clinical disorder is suspected, evaluation by alternative methods can be considered. There may be regions of genes that cannot be effectively evaluated by sequencing or deletion and duplication analysis as a result of technical limitations of the assay, including regions of homology, high guanine-cytosine (GC) content, and repetitive sequences. Confirmation of select reportable variants will be performed by alternate methodologies based on internal laboratory criteria. This test is validated to detect 95% of deletions up to 75 base pairs (bp) and insertions up to 47 bp. Deletions-insertions (delins) of 40 or more bp, including mobile element insertions, may be less reliably detected than smaller delins. Deletion/Duplication Analysis: This analysis targets single and multi-exon deletions/duplications; however, in some instances, single exon resolution cannot be achieved due to isolated reduction in sequence coverage or inherent genomic complexity. Balanced structural rearrangements (such as translocations and inversions) may not be detected. This test is not designed to detect low levels of mosaicism or to differentiate between somatic and germline variants. If there is a possibility that any detected variant is somatic, additional testing may be necessary to clarify the significance of results. Genes may be added or removed based on updated clinical relevance. For detailed information regarding gene specific performance and technical limitations, see Method Description or contact a laboratory genetic counselor. If the patient has had an allogeneic hematopoietic stem cell transplant or a recent blood transfusion, results may be inaccurate due to the presence of donor DNA. Call Mayo Clinic Laboratories for instructions for testing patients who have received a bone marrow transplant. Reclassification of Variants: Currently, it is not standard practice for the laboratory to systematically review previously classified variants on a regular basis. The laboratory encourages health care providers to contact the laboratory at any time to learn how the classification of a particular variant may have changed over time. Due to broadening genetic knowledge, it is possible that the laboratory may discover new information of relevance to the patient. Should that occur, the laboratory may issue an amended report. Variant Evaluation: Evaluation and categorization of variants are performed using published American College of Medical Genetics and Genomics and the Association for Molecular Pathology recommendations as a guideline.(1) Other gene-specific guidelines may also be considered. Variants are classified based on known, predicted, or possible pathogenicity and reported with interpretive comments detailing their potential or known significance. Variants classified as benign or likely benign are not reported. Multiple in silico evaluation tools may be used to assist in the interpretation of these results. The accuracy of predictions made by in silico evaluation tools is highly dependent upon the data available for a given gene, and periodic updates to these tools may cause predictions to change over time. Results from in silico evaluation tools should be interpreted with caution and professional clinical judgement. Rarely, incidental or secondary findings may implicate another predisposition or presence of active disease. These findings will be carefully reviewed to determine whether they will be reported. | 1. Richards S, Aziz N, Bale S, et al. ACMG Laboratory Quality Assurance Committee: Standards and guidelines for the interpretation of sequence variants: a joint consensus recommendation of the American College of Medical Genetics and Genomics and the Association for Molecular Pathology. Genet Med. 2015;17(5):405-424 2. Patnaik MM, Tefferi A. The complete evaluation of erythrocytosis: congenital and acquired. Leukemia. 2009;23(5):834-844. doi:10.1038/leu.2009.54 3. Prchal JF, Prchal JT:Polycythemia Vera.In:Kaushansky K, Lichtman MA, Prchal JT, Levi MM, Press OW, Burns LJ, Caligiuri M.eds.Williams Hematology, 9e. McGraw Hill; 2015 4. Oliveira JL, Coon LM, Frederick LA, et al. Genotype-Phenotype Correlation of Hereditary Erythrocytosis Mutations, a single center experience. Am J Hematol.2018;10.1002/ajh.25150. doi:10.1002/ajh.25150 5.Zhuang Z, Yang C, Lorenzo F, et al. Somatic HIF2A gain-of-function mutations in paraganglioma with polycythemia. N Engl J Med. 2012;367(10):922-930. doi:10.1056/NEJMoa1205119 6. Tarade D, Robinson CM, Lee JE, Ohh M. HIF-2a-pVHL complex reveals broad genotype-phenotype correlations in HIF-2a-driven disease. Nat Commun. 2018;9(1):3359. doi:10.1038/s41467-018-05554-1 7. Oliveira JL. Algorithmic evaluation of hereditary erythrocytosis: Pathways and caveats. Int J Lab Hematol. 2019;41 Suppl 1:89-94. doi:10.1111/ijlh.13019 8. Gangat N, Oliveira JL, Porter TR, et al. Erythrocytosis associated with EPAS1(HIF2A), EGLN1(PHD2), VHL, EPOR or BPGM mutations: The Mayo Clinic experience. Haematologica. 2022;107(5):1201-1204. doi:10.3324/haematol.2021.280516 9. Camps C, Petousi N, Bento C, et al. Gene panel sequencing improves the diagnostic work-up of patients with idiopathic erythrocytosis and identifies new mutations. Haematologica. 2016;101(11):1306-1318. doi:10.3324/haematol.2016.144063 | Next-generation sequencing (NGS) and/or Sanger sequencing are performed to test for the presence of variants in coding regions and intron/exon boundaries of the genes analyzed, as well as some other regions that have known disease-causing variants. The human genome reference GRCh37/hg19 build was used for sequence read alignment. At least 99% of the bases are covered at a read depth over 30X. Sensitivity is estimated at above 99% for single nucleotide variants, above 94% for deletions-insertions (delins) less than 40 base pairs (bp), above 95% for deletions up to 75 bp and insertions up to 47 bp. NGS and/or a polymerase chain reaction based quantitative method is performed to test for the presence of deletions and duplications in the genes analyzed. There may be regions of genes that cannot be effectively evaluated by sequencing or deletion and duplication analysis as a result of technical limitations of the assay, including regions of homology, high guanine-cytosine (GC) content, and repetitive sequences.(Unpublished Mayo method) SeeTargeted Genes and Methodology Details for Hereditary Erythrocytosis Focused Gene Panelfor details regarding the targeted genes analyzed for each test and specific gene regions not routinely covered. Reference transcript numbers may be updated due to transcript re-versioning. Always refer to the final patient report for gene transcript information referenced at the time of testing. Confirmation of select reportable variants may be performed by alternate methodologies based on internal laboratory criteria. Genes analyzed:BPGM, EGLN1, EPAS1, EPOR,andVHL | 28 to 42 days | Whole blood: 2 weeks (if available); Extracted DNA: 3 months | This test was developed and its performance characteristics determined by Mayo Clinic in a manner consistent with CLIA requirements. It has not been cleared or approved by the US Food and Drug Administration. | 814048147981479 (if appropriate for government payers) | Erythrocytosis Focused Panel, NGS | 103736-5 | 619004 | Released By | 18771-6
NHEP | Hereditary Erythrocytosis Gene Panel, Next-Generation Sequencing, Varies | Evaluating an individual withJAK2-V617F negative erythrocytosis associated with lifelong sustained increased red blood cell (RBC) mass, elevated RBC count, hemoglobin, or hematocrit Providing an extensive genetic evaluation for patients with a personal or family history suggestive of hereditary erythrocytosis Comprehensive testing for patients in whom previous targeted gene variant analyses were negative for a specific hereditary erythrocytosis Establishing a diagnosis of a hereditary erythrocytosis or related disorder, allowing for appropriate management and surveillance of disease features based on the gene involved | Sequence Capture and Targeted Next-Generation Sequencing (NGS) followed by Polymerase Chain Reaction (PCR) and Sanger Sequencing | Yes | Erythrocytosis Full Panel, NGS | This evaluation is recommended for patients presenting with lifelong elevation in hemoglobin or hematocrit, usually with a positive family history of similar symptoms. Polycythemia vera should be excluded prior to testing as it is much more common than hereditary erythrocytosis and can be present even in young patients. AJAK2V617F orJAK2exon 12 variant should not be present. More sensitive, variant-specific testing forJAK2V617F is highly recommended prior to ordering this test. Additionally, alpha and beta chain high-oxygen affinity hemoglobin variants should be excluded prior to ordering this test panel. | Submit only 1 of the following specimens: Specimen Type:Whole blood Patient Preparation:A previous bone marrow transplant from an allogenic donor will interfere with whole blood testing. Call 800-533-1710 for instructions for testing patients who have received a bone marrow transplant. Container/Tube: Preferred:Lavender top (EDTA) Acceptable:Yellow top (ACD) Specimen Volume:3 mL Collection Instructions: 1. Invert several times to mix blood. 2. Send whole blood specimen in original tube.Do not aliquot. Specimen Stability Information:Ambient (preferred) 4 days/Refrigerated Specimen Type: Skin biopsy Supplies: Fibroblast Biopsy Transport Media (T115) Container/Tube: Sterile container with any standard cell culture media (eg, minimal essential media, RPMI 1640). The solution should be supplemented with 1% penicillin and streptomycin. Specimen Volume: 4-mm punch Specimen Stability Information: Refrigerated (preferred)/Ambient Additional Information:A separate culture charge will be assessed under CULFB / Fibroblast Culture for Biochemical or Molecular Testing, Chorionic Villi/Products of Conception/Tissue. An additional 3 to 4 weeks is required to culture fibroblasts before genetic testing can occur. SpecimenType: Cultured fibroblast Container/Tube: T-25 flask SpecimenVolume: 2 Flasks CollectionInstructions: Submit confluent cultured fibroblast cells from a skin biopsy from another laboratory. Cultured cells from a prenatal specimen will not be accepted. Specimen Stability Information: Ambient (preferred)/Refrigerated (<24 hours) Additional Information:A separate culture charge will be assessed under CULFB / Fibroblast Culture for Biochemical or Molecular Testing, Chorionic Villi/Products of Conception/Tissue. An additional 3 to 4 weeks is required to culture fibroblasts before genetic testing can occur. | 1 mL | Next-generation sequencing is a methodology that can interrogate large regions of genomic DNA in a single assay. The presence and pattern of gene variants can provide critical diagnostic, prognostic, and therapeutic information for managing physicians. Erythrocytosis (ie, increased red blood cell [RBC] mass or polycythemia) may be primary, due to an intrinsic defect of bone marrow stem cells (ie, polycythemia vera: PV), or secondary, in response to increased serum erythropoietin (EPO) levels. Secondary erythrocytosis is associated with a number of disorders, including chronic lung disease, chronic increase in carbon monoxide (due to smoking), cyanotic heart disease, high-altitude living, kidney cysts and tumors, hepatoma, and other EPO-secreting tumors. When these common causes of secondary erythrocytosis are excluded, a heritable cause involving hemoglobin or erythrocyte regulatory mechanisms may be suspected. Unlike polycythemia vera, hereditary erythrocytosis is not associated with the risk of clonal evolution and should present with isolated erythrocytosis that has been present since birth. A small subset of cases are associated with neoplasia (eg, pheochromocytoma or paraganglioma formation). It is caused by variations in several genes and may be inherited in either an autosomal dominant or autosomal recessive manner. A family history of erythrocytosis would be expected in these cases, although it is possible for new variants to arise in an individual. The genes coding for hemoglobin, beta globin and alpha globin (high-oxygen-affinity hemoglobin variants), hemoglobin-stabilization proteins (2,3 bisphosphoglycerate mutase:BPGM), and the erythropoietin receptor (EPOR) and oxygen-sensing pathway enzymes (hypoxia-inducible factor [HIF2A/EPAS1], prolyl hydroxylase domain 2 [PHD2/EGLN1], and von Hippel Lindau [VHL]) can result in hereditary erythrocytosis. High-oxygen-affinity hemoglobin variants andBPGMabnormalities result in a decreased p50 result, whereas those affectingEPOR,HIF2A,PHD2, andVHLhave normal p50 results. The true prevalence of hereditary erythrocytosis-causing variants is unknown. Due to high homology, the hemoglobin genes,HBA1/HBA2andHBB, are not interrogated in this panel. The oxygen-sensing pathway functions through an enzyme, HIF, which regulates RBC mass. A heterodimer protein comprised of alpha and beta subunits, HIF functions as a marker of depleted oxygen concentration. When present, oxygen becomes a substrate mediating HIF-alpha subunit degradation. In the absence of oxygen, degradation does not take place, and the alpha protein component is available to dimerize with a HIF-beta subunit. The heterodimer then induces transcription of many hypoxia response genes, includingEPO. HIF-alpha is regulated by VHL protein-mediated ubiquitination and proteasomal degradation, which requires prolyl hydroxylation of HIF proline residues. The HIF-alpha subunit is encoded by theHIF2A(EPAS1) gene. Enzymes important in the hydroxylation of HIF-alpha are the prolyl hydroxylase domain proteins, of which the most significant isoform is PHD2, which is encoded by thePHD2(EGLN1) gene. Variations resulting in altered HIF-alpha, PHD2, and VHL proteins can lead to clinical erythrocytosis. A small subset of variants, inPHD2/EGLN1andHIF2A/EPAS1, has also been detected in erythrocytic patients presenting with paragangliomas or pheochromocytomas. Truncating variants in theEPORgene coding for the erythropoietin receptor can result in erythrocytosis through loss of the negative regulatory cytoplasmic SHP-1 binding domain leading to EPO hypersensitivity. All currently known variants have been localized to exon 8 and are heterozygous truncating variants.EPORvariants are associated with decreased EPO levels and normal p50 values. Gain-of-function variants inEPOhave also been associated with hereditary erythrocytosis. However, the cause of erythrocytosis remains unknown in greater than 70% of cases after testing genes most associated with hereditary erythrocytosis. Therefore, additional genes associated with erythropoiesis are also interrogated in this assay. These include additional oxygen sensing erythrocytosis pathway genes (EGLN2, EGLN3, HIF1A, HIF1AN, HIF3A), some genes associated with myeloid proliferation (JAK2, SH2B3, SOCS3), and those associated with other conditions that also variably present with erythrocytosis (ANKRD26, PFKM, PIEZO1, PKLR), or methemoglobinemia (CYB5A, CYB5R3). In addition, genes identified by whole genome studies (ACO1,GFI1B, KDM6A,andBHLHE41) are included.(1) | An interpretive report will be provided., | All detected variants are evaluated according to American College of Medical Genetics and Genomics recommendations.(2) Variants are classified based on known, predicted, or possible pathogenicity and reported with interpretive comments detailing their potential or known significance. | Clinical Correlations: Test results should be interpreted in the context of clinical findings, family history, and other laboratory data. Misinterpretation of results may occur if the information provided is inaccurate or incomplete. If testing was performed because of a clinically significant family history, it is often useful to first test an affected family member. Detection of a reportable variant in an affected family member would allow for more informative testing of at-risk individuals. To discuss the availability of additional testing options or for assistance in the interpretation of these results, contact the Mayo Clinic Laboratories genetic counselors at 800-533-1710. Technical Limitations: Next-generation sequencing may not detect all types of genomic variants. In rare cases, false-negative or false-positive results may occur. The depth of coverage may be variable for some target regions; assay performance below the minimum acceptable criteria or for failed regions will be noted. Given these limitations, negative results do not rule out the diagnosis of a genetic disorder. If a specific clinical disorder is suspected, evaluation by alternative methods can be considered. There may be regions of genes that cannot be effectively evaluated by sequencing or deletion and duplication analysis as a result of technical limitations of the assay, including regions of homology, high guanine-cytosine (GC) content, and repetitive sequences. Confirmation of select reportable variants will be performed by alternate methodologies based on internal laboratory criteria. This test is validated to detect 95% of deletions up to 75 base pairs (bp) and insertions up to 47 bp. Deletions-insertions (delins) of 40 or more bp, including mobile element insertions, may be less reliably detected than smaller delins. Deletion/Duplication Analysis: This analysis targets single and multi-exon deletions/duplications; however, in some instances single exon resolution cannot be achieved due to isolated reduction in sequence coverage or inherent genomic complexity. Balanced structural rearrangements (such as translocations and inversions) may not be detected. This test is not designed to detect low levels of mosaicism or to differentiate between somatic and germline variants. If there is a possibility that any detected variant is somatic, additional testing may be necessary to clarify the significance of results. Genes may be added or removed based on updated clinical relevance. For detailed information regarding gene-specific performance and technical limitations, see Method Description or contact a laboratory genetic counselor. If the patient has had an allogeneic hematopoietic stem cell transplant or a recent heterologous blood transfusion, results may be inaccurate due to the presence of donor DNA. Call Mayo Clinic Laboratories for instructions for testing patients who have received a bone marrow transplant. Reclassification of Variants: Currently, it is not standard practice for the laboratory to systematically review previously classified variants on a regular basis. The laboratory encourages health care providers to contact the laboratory at any time to learn how the classification of a particular variant may have changed over time. Due to broadening genetic knowledge, it is possible that the laboratory may discover new information of relevance to the patient. Should that occur, the laboratory may issue an amended report. Variant Evaluation: Evaluation and categorization of variants are performed using published American College of Medical Genetics and Genomics and the Association for Molecular Pathology recommendations as a guideline.(2) Other gene-specific guidelines may also be considered. Variants are classified based on known, predicted, or possible pathogenicity and reported with interpretive comments detailing their potential or known significance. Variants classified as benign or likely benign are not reported. Multiple in silico evaluation tools may be used to assist in the interpretation of these results. The accuracy of predictions made by in silico evaluation tools is highly dependent upon the data available for a given gene, and periodic updates to these tools may cause predictions to change over time. Results from in silico evaluation tools should be interpreted with caution and professional clinical judgment. Rarely, incidental or secondary findings may implicate another predisposition or presence of active disease. These findings will be carefully reviewed to determine whether they will be reported. | 1. Camps C, Petousi N, Bento C. Gene panel sequencing improves the diagnostic work-up of patients with idiopathic erythrocytosis and identifies new mutations. Haematologica. 2016;101(11):1306-1318. doi:10.3324/haematol.2016.144063 2. Richards S, Aziz N, Bale S, et al. Standards and guidelines for the interpretation of sequence variants: a joint consensus recommendation of the American College of Medical Genetics and Genomics and the Association for Molecular Pathology. Genet Med. 2015;17(5):405-424 3. Patnaik MM, Tefferi A. The complete evaluation of erythrocytosis: congenital and acquired. Leukemia. 2009;23(5):834-844. doi:10.1038/leu.2009.54 4. Prchal JF, Prchal JT. Polycythemia vera. In: Kaushansky K, Lichtman MA, Prchal JT, eds. Williams Hematology. 9th ed. McGraw Hill; 2015 5. Oliveira JL, Coon LM, Frederick LA, et al. Genotype-phenotype correlation of hereditary erythrocytosis mutations, a single center experience. Am J Hematol. 2018 May 23. doi:10.1002/ajh.25150 6.Zhuang Z, Yang C, Lorenzo F, et al. Somatic HIF2A gain-of-function mutations in paraganglioma with polycythemia. N Engl J Med. 2012;367(10):922-930. doi:10.1056/NEJMoa1205119 7. Tarade D, Robinson CM, Lee JE, Ohh M. HIF-2 alpha-pVHL complex reveals broad genotype-phenotype correlations in HIF-2 alpha-driven disease. Nat Commun. 2018;9(1):3359. doi:10.1038/s41467-018-05554-1 8. Oliveira JL. Algorithmic evaluation of hereditary erythrocytosis: Pathways and caveats. Int J Lab Hematol. 2019;41 Suppl 1:89-94. doi:10.1111/ijlh.13019 9. Gangat N, Oliveira JL, Porter TR, et al. Erythrocytosis associated with EPAS1(HIF2A), EGLN1(PHD2), VHL, EPOR or BPGM mutations: The Mayo Clinic experience. Haematologica. 2022;107(5):1201-1204. doi:10.3324/haematol.2021.280516 10. Iolascon A, Bianchi P, Andolfo I, et al. Recommendations for diagnosis and treatment of methemoglobinemia. Am J Hematol. 2021;96(12):1666-1678. doi:10.1002/ajh.26340 | Next-generation sequencing (NGS) and/or Sanger sequencing are performed to test for the presence of variants in coding regions and intron/exon boundaries of the genes analyzed, as well as some other regions that have known disease-causing variants. The human genome reference GRCh37/hg19 build was used for sequence read alignment. At least 99% of the bases are covered at a read depth over 30X. Sensitivity is estimated at above 99% for single nucleotide variants, above 94% for deletions-insertions (delins) less than 40 base pairs (bp), above 95% for deletions up to 75 bp, and insertions up to 47 bp. NGS and/or a polymerase chain reaction-based quantitative method is performed to test for the presence of deletions and duplications in the genes analyzed. There may be regions of genes that cannot be effectively evaluated by sequencing or deletion and duplication analysis as a result of technical limitations of the assay, including regions of homology, high guanine-cytosine content, and repetitive sequences.(Unpublished Mayo method) SeeTargeted Genes and Methodology Details for Hereditary Erythrocytosis Gene Panelfor details regarding the targeted genes analyzed for each test and specific gene regions not routinely covered. Reference transcript numbers may be updated due to transcript re-versioning. Always refer to the final patient report for gene transcript information referenced at the time of testing. Confirmation of select reportable variants may be performed by alternate methodologies based on internal laboratory criteria. Genes analyzed:ACO1, ANKRD26, BHLHE41, BPGM, CYB5A, CYB5R3, EGLN1, EGLN2, EGLN3, EPAS1, EPO, EPOR, GFI1B, HIF1A, HIF1AN, HIF3A, JAK2, KDM6A, PFKM, PIEZO1, PKLR, SH2B3, SOCS3,andVHL | 28 to 42 days | Whole blood: 2 weeks (if available); Extracted DNA: 3 months | This test was developed and its performance characteristics determined by Mayo Clinic in a manner consistent with CLIA requirements. It has not been cleared or approved by the US Food and Drug Administration. | 81404814058147981479 (if appropriate for government payers) | Erythrocytosis Full Panel, NGS | 103735-7 | 619032 | Released By | 18771-6
HEMP | Hereditary Erythrocytosis Mutations, Whole Blood | Definitive evaluation of an individual withJAK2-negative erythrocytosis associated with lifelong sustained increased red blood cell (RBC) mass, elevated RBC count, hemoglobin, or hematocrit This test isnot intendedforprenatal diagnosis. | Polymerase Chain Reaction (PCR) Amplification/Sanger Sequence Analysis | Yes | Hereditary Erythrocytosis Mut, B | This evaluation is recommended for patients presenting with lifelong erythrocytosis, usually with a positive family history of similar symptoms. Polycythemia vera should be excluded prior to testing as it is much more common than hereditary erythrocytosis and can be present even in young patients. AJAK2V617F orJAK2exon 12 variant should not be present. Additionally, testing to exclude the possibility of a high oxygen affinity hemoglobin variant should be performed before ordering this test. See Ordering Guidance. | Container/Tube:Lavender top (EDTA) Specimen Volume:3 mL Collection Instructions:Send whole blood specimen in original tube.Do not aliquot. | 0.5 mL | Erythrocytosis (ie, increased red blood cell [RBC] mass or polycythemia) may be primary, due to an intrinsic defect of bone marrow stem cells (ie, polycythemia vera: PV), or secondary, in response to increased serum erythropoietin (EPO) levels. Secondary erythrocytosis is associated with a number of disorders including chronic lung disease, chronic increase in carbon monoxide (due to smoking), cyanotic heart disease, high-altitude living, kidney cysts and tumors, hepatoma, and other EPO-secreting tumors. When these common causes of secondary erythrocytosis are excluded, a heritable cause involving hemoglobin or erythrocyte regulatory mechanisms may be suspected. Unlike polycythemia vera, hereditary erythrocytosis is not associated with the risk of clonal evolution and should present with isolated erythrocytosis that has been present since birth. A small subset of cases are associated with pheochromocytoma or paraganglioma formation. Hereditary erythrocytosis is caused by variations in several genes and may be inherited in either an autosomal dominant or autosomal recessive manner. A family history of erythrocytosis would be expected in these cases, although it is possible for new variants to arise in an individual. The genes coding for hemoglobin, beta globin and alpha globin (high-oxygen-affinity hemoglobin variants), hemoglobin-stabilization proteins (2,3 bisphosphoglycerate mutase:BPGM), and the erythropoietin receptor(EPOR) and oxygen-sensing pathway enzymes (hypoxia-inducible factor[HIF/EPAS1], prolyl hydroxylase domain [PHD2/EGLN1], and von Hippel Lindau [VHL]) can result in hereditary erythrocytosis (see Table). The true prevalence of hereditary erythrocytosis-causing variants is unknown. The hemoglobin genes,HBA1/HBA2andHBBare not assayed in this profile. Table. Genes Associated with Hereditary Erythrocytosis Gene Inheritance Serum EPO JAK2V617F Acquired Decreased JAK2exon 12 Acquired Decreased EPOR Dominant Decreased PHD2/EGLN1 Dominant Normal level BPGM Recessive Normal level Beta globin Dominant Normal level to increased Alpha globin Dominant Normal level to increased HIF2A/EPAS1 Dominant Normal level to increased VHL Recessive Normal to increased The oxygen-sensing pathway functions through an enzyme, HIF, which regulates RBC mass. A heterodimer protein comprised of alpha and beta subunits, HIF functions as a marker of depleted oxygen concentration. When present, oxygen becomes a substrate mediating HIF-alpha subunit degradation. In the absence of oxygen, degradation does not take place and the alpha protein component is available to dimerize with a HIF-beta subunit. The heterodimer then induces transcription of many hypoxia response genes includingEPO, VEGF, and GLUT1. HIF-alpha is regulated by VHL protein-mediated ubiquitination and proteosomal degradation, which requires prolyl hydroxylation of HIF proline residues. The HIF-alpha subunit is encoded by theHIF2A (EPAS1)gene. Enzymes important in the hydroxylation of HIF-alpha are the prolyl hydroxylase domain proteins, of which the most significant isoform is PHD2, which is encoded by thePHD2(EGLN1) gene. Variations resulting in altered HIF-alpha, PHD2, and VHL proteins can lead to clinical erythrocytosis. A small subset of variants inPHD2/EGLN1andHIF2A/EPAS1have also been detected in erythrocytic patients presenting with paragangliomas or pheochromocytomas. Truncating variants in theEPORgene coding for the erythropoietin receptor can result in erythrocytosis through loss of the negative regulatory cytoplasmic SHP-1 binding domain leading to EPO hypersensitivity. All currently known variants have been localized to exon 8 and are heterozygous truncating variants.EPORvariants are associated with decreased EPO levels (see Table). | An interpretive report will be provided. | An interpretive report will be provided and will include specimen information, assay information, and whether the specimen was positive for any variants in the gene. If positive, the variant will be correlated with clinical significance, if known. | Polycythemia vera and acquired causes of erythrocytosis should be excluded before ordering this evaluation. This test will not detect somatic or gonadal mosaicism. Certain sequence alterations have no clinical manifestations and, in essence, are clinically benign. Correlation with all relevant clinical information is necessary to provide appropriate patient care. | 1. Patnaik MM, Tefferi A: The complete evaluation of erythrocytosis: congenital and acquired. Leukemia. 2009 May;23(5):834-844. doi: 10.1038/leu.2009.54 2. McMullin MF: The classification and diagnosis of erythrocytosis. Int J Lab Hematol. 2008 Dec;30(6):447-459. doi: 10.1111/j.1751-553X.2008.01102.x 3. Percy MJ, Lee FS: Familial erythrocytosis: molecular links to red blood cell control. Haematologica. 2008 Jul;93(7):963-967. doi: 10.3324/haematol.13250 4. Huang LJ, Shen YM, Bulut GB: Advances in understanding the pathogenesis of primary familial and congenital polycythaemia.Br J Haematol. 2010 Mar;148(6):844-852. doi: 10.1111/j.1365-2141.2009.08069.x 5. Maran J, Prchal J:Polycythemia and oxygen sensing. Patho Biol. 2004 Jun;52(5):280-284. doi: 10.1016/j.patbio.2004.02.006 6. Lee F: Genetic causes of erythrocytosis and the oxygen-sensing pathway. Blood Rev. 2008 Nov;22(6):321-332. doi: 10.1016/j.blre.2008.04.003 7. Merchant SH, Oliveira JL, Hoyer JD, Viswanatha DS: Erythrocytosis. In: His ED, ed. Hematopathology. 2nd ed. Elsevier Saunders; 2012:22-723 8.Zhuang Z, Yang C, Lorenzo F, et al: SomaticHIF2Again-of-function mutations in paraganglioma with polycythemia. N Engl J Med. 2012 Sep 6;367(10):922-930. doi: 10.1056/NEJMoa1205119 9. Ladroue C, Carcenac R, Leporrier M, et al:PHD2mutation and congenital erythrocytosis with paraganglioma. N Engl J Med. 2008 Dec 18;359(25):2685-2692. doi: 10.1056/NEJMoa0806277 10. Lorenzo FR, Yang C, Ng Tang Fui M, et al: A novelEPAS1/HIF2Agermline mutation in congenital polycythemia with paraganglioma. J Mol Med. 2013 Apr;91(4):507-512. doi: 10.1007/s00109-012-0967-z 11. Tarade D, Robinson CM, Lee JE, Ohh M: HIF-2alpha-pVHL complex reveals broad genotype-phenotype correlations in HIF-2aalpha-driven disease. Nat Commun. 2018 Aug;9(1):3359. doi: 10.1038/s41467-018-05554-1 12. Oliveira JL: Algorithmic evaluation of hereditary erythrocytosis: Pathways and caveats. Int J Lab Hematol. 2019 May;41 Suppl 1:89-94. doi: 10.1111/ijlh.13019 | DNA is extracted from whole blood and amplified in 7 separate polymerase chain reaction (PCR) to coverEPORexon 8,HIF2Aexons 9 and 12, andPHD2exons 1 through 5. PCR products are then sequenced by the Sanger sequencing method and analyzed with sequencing software. Patient sequence results are compared with the genomic reference sequences and the single nucleotide variants known to occur in the genes. If a variant is detected, the messenger RNA reference sequence will be used to determine the amino acid number and resulting amino acid change, if there is one.(Percy MJ, McMullin MF, Roques AW, et al: Erythrocytosis due to a mutation in the erythropoietin receptor gene. Br J Haematol. 1998 Feb;100:407-410. doi: 10.1046/j.1365-2141.1998.00550.x; Martini M, Teofili L, Cenci T, et al: A novel heterozygous HIF2a[M535I] mutation reinforces the role of oxygen sensing pathway disturbances in the pathogenesis of familial erythrocytosis. Haematologica. 2008;93[7]:1068-1071. doi: 10.3324/haematol.13210; Percy MJ, Zhao Q, Flores A, et al: A family with erythrocytosis establishes a role for prolyl hydroxylase domain protein 2 in oxygen homeostasis. PNAS 2006;103[3]:654-659. doi: 10.1073/pnas.0508423103; Oliveira JL, Coon LM, Frederick LA, et al: Genotype-phenotype correlation of hereditary erythrocytosis mutations, a single center experience. Am J Hematol. 2018 May 23. doi: 10.1002/ajh.25150) | 10 to 25 days | Whole blood: 2 weeks; Extracted DNA: 3 months | This test was developed and its performance characteristics determined by Mayo Clinic in a manner consistent with CLIA requirements. It has not been cleared or approved by the US Food and Drug Administration. | 81479 | Hereditary Erythrocytosis Mut, B | 105351-1 | 35000 | Reviewed By | 18771-6
XCP | Hereditary Expanded Cancer Panel, Varies | Evaluating hereditary cancer in patients with a personal or family history suggestive of a hereditary cancer syndrome Establishing a diagnosis of a hereditary cancer syndrome allowing for targeted cancer surveillance based on associated risks Identifying genetic variants associated with increased risk for cancer, allowing for predictive testing and appropriate screening of at-risk family members Therapeutic eligibility with poly adenosine diphosphate-ribose polymerase (PARP) inhibitors based on certain gene alterations (eg,BRCA1,BRCA2) in selected tumor types | Sequence Capture and Next-Generation Sequencing (NGS), Polymerase Chain Reaction (PCR), Sanger Sequencing and/or Multiplex Ligation-Dependent Probe Amplification (MLPA) | Yes | Hereditary Expanded Cancer Panel | Varies | Patient Preparation:A previous bone marrow transplant from an allogenic donor will interfere with testing. Call 800-533-1710 for instructions for testing patients who have received a bone marrow transplant. Specimen Type:Whole blood Container/Tube: Preferred:Lavender top (EDTA) or yellow top (ACD) Acceptable:Any anticoagulant Specimen Volume:3 mL Collection Instructions: 1. Invert several times to mix blood. 2. Send specimen in original tube.Do notaliquot. Specimen Stability Information:Ambient (preferred) 4 days/Refrigerated | 1 mL | Hereditary cancer syndromes explain about 5% to 10% of cancer cases.(1,2) Determining if there is a genetic risk factor contributing to cancer in an individual or family can be useful for tailoring surveillance plans, consideration of prophylactic risk reducing interventions, targeted cancer treatments, and determining risk for family members.(3) This panel evaluates 87 genes associated with an increased risk for the following cancers: breast, colon, gastric, ovarian, pancreatic, prostate, renal, skin, thyroid, and endometrial cancers, as well as paragangliomas, pheochromocytomas, and Wilms tumor. The risk for developing cancer associated with these syndromes varies. Several of the of the genes on this panel have established cancer risk and National Comprehensive Cancer Network (NCCN) or expert group guidelines and recommendations for management.(4-9) Indications for testing include but are not limited to: -Individuals with multiple primary cancers -Individuals with cancer diagnosed at young age -Individuals with a family history of multiple relatives with cancer -Individuals whose family history of cancer may seem to overlap with more than one hereditary cancer syndrome | An interpretive report will be provided. | All detected variants are evaluated according to American College of Medical Genetics and Genomics recommendations.(10) Variants are classified based on known, predicted, or possible pathogenicity and reported with interpretive comments detailing their potential or known significance. | Clinical Correlations: Test results should be interpreted in the context of clinical findings, family history, and other laboratory data. Misinterpretation of results may occur if the information provided is inaccurate or incomplete. If testing was performed because of a clinically significant family history, it is often useful to first test an affected family member. Detection of a reportable variant in an affected family member would allow for more informative testing of at-risk individuals. To discuss the availability of additional testing options or for assistance in the interpretation of these results, contact the Mayo Clinic Laboratories genetic counselors at 800-533-1710. Technical Limitations: Next-generation sequencing may not detect all types of genomic variants. In rare cases, false-negative or false-positive results may occur. The depth of coverage may be variable for some target regions; assay performance below the minimum acceptable criteria or for failed regions will be noted. Given these limitations, negative results do not rule out the diagnosis of a genetic disorder. If a specific clinical disorder is suspected, evaluation by alternative methods can be considered. There may be regions of genes that cannot be effectively evaluated by sequencing or deletion and duplication analysis as a result of technical limitations of the assay, including regions of homology, high guanine-cytosine (GC) content, and repetitive sequences. Confirmation of select reportable variants will be performed by alternate methodologies based on internal laboratory criteria. This test is validated to detect 95% of deletions up to 75 base pairs (bp) and insertions up to 47 bp. Deletions-insertions (delins) of 40 or more bp, including mobile element insertions, may be less reliably detected than smaller delins. Deletion/Duplication Analysis: This analysis targets single and multi-exon deletions/duplications; however, in some instances, single exon resolution cannot be achieved due to isolated reduction in sequence coverage or inherent genomic complexity. Balanced structural rearrangements (such as translocations and inversions) may not be detected. This test is not designed to detect low levels of mosaicism or to differentiate between somatic and germline variants. If there is a possibility that any detected variant is somatic, additional testing may be necessary to clarify the significance of results. Genes may be added or removed based on updated clinical relevance. For the most up to date list of genes included in this test, detailed information regarding gene specific performance, and technical limitations, see Method Description orTargeted Genes and Methodology Details for Hereditary Expanded Cancer Panelor contact a laboratory genetic counselor. If the patient has had an allogeneic hematopoietic stem cell transplant or a recent blood transfusion, results may be inaccurate due to the presence of donor DNA. Call Mayo Clinic Laboratories for instructions for testing patients who have received a bone marrow transplant. Reclassification of Variants Policy: Currently, it is not standard practice for the laboratory to systematically review previously classified variants on a regular basis. The laboratory encourages healthcare providers to contact the laboratory at any time to learn how the classification of a particular variant may have changed over time. Variant Evaluation: Evaluation and categorization of variants are performed using published American College of Medical Genetics and Genomics and the Association for Molecular Pathology recommendations as a guideline.(10) Other gene-specific guidelines may also be considered. Variants are classified based on known, predicted, or possible pathogenicity and reported with interpretive comments detailing their potential or known significance. Variants classified as benign or likely benign are not reported. Multiple in silico evaluation tools may be used to assist in the interpretation of these results. The accuracy of predictions made by in silico evaluation tools is highly dependent upon the data available for a given gene, and periodic updates to these tools may cause predictions to change over time. Results from in silico evaluation tools should be interpreted with caution and professional clinical judgment. | 1. Howlader N, Noone AM, Krapcho M, et al. SEER Cancer Statistics Review. 1975-2018. National Cancer Institute. Updated April 2021. Accessed November 9, 2022. Available at: https://seer.cancer.gov/csr/1975_2018/ 2. Nagy R, Sweet K, Eng C. Highly penetrant hereditary cancer syndromes. Oncogene. 2004;23(38):6445-6470 3. Samadder NJ, Rigert-Johnson D, Boardman L, et al. Comparison of universal genetic testing vs guideline-directed targeted testing or patients with hereditary cancer syndrome. JAMA Oncol. 2021 Feb 1;7(2):230-237 4. Daly MB, Pal T, Berry MP, et al. Genetic/familial high-risk assessment: Breast, ovarian, and pancreatic, Version 2.2021, NCCN Clinical Practice Guidelines in Oncology. J Natl Compr Canc Netw. 2021;19(1):77-102 5. Gupta S, Provenzale D, Llor X, et al. NCCN Guidelines Insights: Genetic/familial high-risk assessment: colorectal, version 2.2019. J Natl Compr Canc Netw. 2019;17(9):1032-1041 6. Coit DG, Thompson JA, Albertini MR, et al. Cutaneous melanoma, Version 2.2019, NCCN Clinical Practice Guidelines in Oncology. J Natl Compr Canc Netw. 2019;17(4):367-402 7. Haddad RI, Nasr C, Bischoff L, et al. NCCN Guidelines Insights: Thyroid carcinoma, Version 2.2018. J Natl Compr Canc Netw. 2018;16(12):1429-1440 8. Saslow D, Boetes C, Burke W, et al. American Cancer Society guidelines for breast screening with MRI as an adjunct to mammography. CA Cancer J Clin. 2007;57(2):75-89 9. Smith RA, Andrews KS, Brooks D, et al. Cancer screening in the United States, 2019: A review of current American Cancer Society guidelines and current issues in cancer screening. CA Cancer J Clin. 2019;69(3):184-210 10. Richards S, Aziz N, Bale S, et al. Standards and guidelines for the interpretation of sequence variants: a joint consensus recommendation of the American College of Medical Genetics and Genomics and the Association for Molecular Pathology. Genet Med. 2015;17(5):405-424 | Next-generation sequencing (NGS) and/or Sanger sequencing are performed to test for the presence of variants in coding regions and intron/exon boundaries of the genes analyzed, as well as some other regions that have known disease-causing variants. The human genome reference GRCh37/hg19 build was used for sequence read alignment. At least 99% of the bases are covered at a read depth over 30X. Sensitivity is estimated at above 99% for single nucleotide variants, above 94% for deletions-insertions (delins) less than 40 base pairs (bp), above 95% for deletions up to 75 bp and insertions up to 47 bp. NGS, multiplex ligation-dependent probe amplification (MLPA), and/or a polymerase chain reaction (PCR)-based quantitative method is performed to test for the presence of deletions and duplications in the genes analyzed. PCR and gel electrophoresis is performed to test for the presence of the 10 megabase inversion of coding exons 1-7 of theMSH2gene. There may be regions of genes that cannot be effectively evaluated by sequencing or deletion and duplication analysis as a result of technical limitations of the assay, including regions of homology, high guanine-cytosine (GC) content, and repetitive sequences. For details regarding the targeted genes analyzed and specific gene regions not routinely covered seeTargeted Genes and Methodology Details for Hereditary Expanded Cancer Panel.(Unpublished Mayo method) Confirmation of select reportable variants may be performed by alternate methodologies based on internal laboratory criteria. Genes analyzed:AIP, ALK, APC(including promoters 1A & 1B), ATM, AXIN2, BAP1, BARD1, BLM, BMPR1A, BRCA1, BRCA2, BRIP1, BUB1B, CDC73, CDH1, CDK4, CDKN1B, CDKN2A, CHEK2, CTNNA1, DICER1, DIS3L2, EGFR, ELP1, EPCAM(copy number variants only), EXT1, EXT2, FANCA, FH, FLCN, GPC3, GREM1(upstream enhancer region duplication only), HOXB13, KIT, LZTR1, MAX, MC1R, MEN1, MET, MITF(c.952G>A p.E318K variant only), MLH1, MLH3, MSH2, MSH3, MSH6, MUTYH, NBN, NF1, NF2, NTHL1, PALB2, PDGFRA, PHOX2B, PMS2, POLD1, POLE, POT1, PRKAR1A, PTCH1, PTEN(including promoter), RAD51B, RAD51C, RAD51D, RB1, RECQL4, REST, RET, RNF43, SDHA, SDHAF2, SDHB, SDHC, SDHD, SMAD4, SMARCA4, SMARCB1, SMARCE1, STK11, SUFU, TMEM127, TP53, TRIP13, TSC1, TSC2, VHL, WRN,andWT1 | 21 to 28 days | Whole Blood: 2 weeks (if available); Extracted DNA: 3 months | This test was developed and its performance characteristics determined by Mayo Clinic in a manner consistent with CLIA requirements. It has not been cleared or approved by the US Food and Drug Administration. | 811628120181292812958129881307813178131981321813518140381404 x481405 x681406 x78140781408 x28147981479 (if appropriate for government payers) | Hereditary Expanded Cancer Panel | 97656-3 | 614910 | Released By | 18771-6
CRCGP | Hereditary Gastrointestinal Cancer Panel, Varies | Evaluating patients with a personal or family history suggestive of a hereditary gastrointestinal cancer or hereditary polyposis syndrome Establishing a diagnosis of a hereditary gastrointestinal cancer syndrome or hereditary polyposis syndrome allowing for targeted cancer surveillance based on associated risks Identifying genetic variants associated with increased risk for gastrointestinal cancer and polyposis, allowing for predictive testing and appropriate screening of at-risk family members | Sequence Capture and Next-Generation Sequencing (NGS), Polymerase Chain Reaction (PCR), Sanger Sequencing and/or Multiplex Ligation-Dependent Probe Amplification (MLPA) | Yes | Hereditary GI Cancer Panel | First-tier testing may be considered/recommended. For more information seeLynch Syndrome Testing Algorithm. | Patient Preparation:A previous bone marrow transplant from an allogenic donor will interfere with testing. Call 800-533-1710 for instructions for testing patients who have received a bone marrow transplant. Specimen Type:Whole blood Container/Tube: Preferred:Lavender top (EDTA) or yellow top (ACD) Acceptable:Any anticoagulant Specimen Volume:3 mL Collection Instructions: 1. Invert several times to mix blood. 2. Send whole blood specimen in original tube.Do not aliquot. Specimen Stability Information:Ambient (preferred) 4 days/Refrigerated | 1 mL | Colorectal cancer occurs in approximately 4% to 6% of individuals in the general population.(1) In some cases, individuals with a personal or family history of colorectal cancer, gastric cancer, or polyposis may be at increased risk of cancer due to a hereditary cancer syndrome.(2,3) Evaluation of the genes on this panel may be useful for families with a history of colorectal cancer, gastric cancer, polyposis, or gastrointestinal cancers to determine cancer risk, surveillance recommendations, and targeted treatments.(2-4) The most common hereditary colon cancer syndrome is Lynch syndrome, accounting for about 2% to 4% of all colon cancer cases.(2)Lynch syndrome is associated with germline variants in the mismatch repair genes,MLH1, MSH2, MSH6,PMS2,ordeletions of theEPCAMgene.(2,3) It is predominantly characterized by significantly increased risks for colorectal and endometrial cancer.(2,3) The lifetime risk for colorectal cancer is highly variable and dependent on the gene involved.(2,3) Other malignancies within the tumor spectrum include gastric cancer, ovarian cancer, hepatobiliary and upper tract urothelial carcinomas, and small bowel cancer.(2,3) Although rare, individuals and families with polyposis may also be at risk for a hereditary polyposis syndrome, such as familial adenomatous polyposis (FAP).(2) FAP is caused by variants in theAPCgene and characterized by numerous adenomatous polyps.(2) The presence of extracolonic manifestations is variable and includes gastric and duodenal polyps, ampullary polyps, osteomas, dental abnormalities (unerupted teeth), congenital hypertrophy of the retinal pigment epithelium (CHRPE), benign cutaneous lesions, desmoid tumors, hepatoblastoma, and extracolonic cancers.(2) Other genes are also known to cause to hereditary colorectal cancer, gastric cancer, polyposis, and gastrointestinal cancers.(2) The risk for developing cancer associated with these syndromes varies.(2) Some individuals with a disease-causing variant in one of these genes develop multiple primary cancers.(2) The National Comprehensive Cancer Network and the American Cancer Society provide recommendations regarding the medical management of individuals with hereditary gastrointestinal cancer syndromes.(2,4) | An interpretive report will be provided. | All detected variants are evaluated according to American College of Medical Genetics and Genomics recommendations.(5) Variants are classified based on known, predicted, or possible pathogenicity and reported with interpretive comments detailing their potential or known significance. | Clinical Correlations:Test results should be interpreted in the context of clinical findings, family history, and other laboratory data. Misinterpretation of results may occur if the information provided is inaccurate or incomplete. If testing was performed because of a clinically significant family history, it is often useful to first test an affected family member. Detection of a reportable variant in an affected family member would allow for more informative testing of at-risk individuals. To discuss the availability of additional testing options or for assistance in the interpretation of these results, contact the Mayo Clinic Laboratories genetic counselors at 800-533-1710. Technical Limitations:Next-generation sequencing may not detect all types of genomic variants. In rare cases, false-negative or false-positive results may occur. The depth of coverage may be variable for some target regions; assay performance below the minimum acceptable criteria or for failed regions will be noted. Given these limitations, negative results do not rule out the diagnosis of a genetic disorder. If a specific clinical disorder is suspected, evaluation by alternative methods can be considered. There may be regions of genes that cannot be effectively evaluated by sequencing or deletion and duplication analysis as a result of technical limitations of the assay, including regions of homology, high guanine-cytosine (GC) content, and repetitive sequences. Confirmation of select reportable variants will be performed by alternate methodologies based on internal laboratory criteria. This test is validated to detect 95% of deletions up to 75 base pairs (bp) and insertions up to 47 bp. Deletions-insertions (delins) of 40 or more bp, including mobile element insertions, may be less reliably detected than smaller delins. Deletion/Duplication Analysis: This analysis targets single and multi-exon deletions/duplications; however, in some instances single exon resolution cannot be achieved due to isolated reduction in sequence coverage or inherent genomic complexity. Balanced structural rearrangements (such as translocations and inversions) may not be detected. This test is not designed to detect low levels of mosaicism or differentiate between somatic and germline variants. If there is a possibility that any detected variant is somatic, additional testing may be necessary to clarify the significance of results. Genes may be added or removed based on updated clinical relevance. For the most up to date list of genes included in this test, seeTargeted Genes and Methodology Details for Hereditary Gastrointestinal Cancer Panel. For detailed information regarding gene specific performance and technical limitations, see Method Description or contact a laboratory genetic counselor. If the patient has had an allogeneic hematopoietic stem cell transplant or a recent blood transfusion, results may be inaccurate due to the presence of donor DNA. Call Mayo Clinic Laboratories for instructions for testing patients who have received a bone marrow transplant. Reclassification of Variants Policy:Currently, it is not standard practice for the laboratory to systematically review previously classified variants on a regular basis. The laboratory encourages healthcare providers to contact the laboratory at any time to learn how the classification of a particular variant may have changed over time. Variant Evaluation:Evaluation and categorization of variants are performed using published American College of Medical Genetics and Genomics and the Association for Molecular Pathology recommendations as a guideline.(5) Other gene-specific guidelines may also be considered. Variants are classified based on known, predicted, or possible pathogenicity and reported with interpretive comments detailing their potential or known significance. Variants classified as benign or likely benign are not reported. Multiple in silico evaluation tools may be used to assist in the interpretation of these results. The accuracy of predictions made by in silico evaluation tools is highly dependent upon the data available for a given gene, and periodic updates to these tools may cause predictions to change over time. Results from in silico evaluation tools should be interpreted with caution and professional clinical judgement. | 1. Howlader N, Noone AM, Krapcho M, et al: SEER Cancer Statistics Review. 1975-2018. National Cancer Institute; Updated April 2021. Accessed November 8, 2022. Available at: https://seer.cancer.gov/csr/1975_2018/ 2. Gupta S, Provenzale D, Llor X, et al: NCCN Guidelines Insights: Genetic/familial high-risk assessment: colorectal, version 2.2019. J Natl Compr Canc Netw. 2019 Sep 1;17(9):1032-1041 3. Idos G, Valle L: Lynch syndrome. In: Adam MP, Everman DB, Mirzaa GM, et al, eds. GeneReviews [Internet]. University of Washington, Seattle; 2004. Updated February 2, 2021. Accessed November 8, 2022. Available at www.ncbi.nlm.nih.gov/books/NBK1211/ 4. Smith RA, Andrews KS, Brooks D, et al: Cancer screening in the United States, 2019: A review of current American Cancer Society guidelines and current issues in cancer screening. CA Cancer J Clin. 2019 May;69(3):184-210 5. Richards S, Aziz N, Bale S, et al: Standards and guidelines for the interpretation of sequence variants: a joint consensus recommendation of the American College of Medical Genetics and Genomics and the Association for Molecular Pathology. Genet Med. 2015 May;17(5):405-424 | Next-generation sequencing (NGS) and/or Sanger sequencing are performed to test for the presence of variants in coding regions and intron/exon boundaries of the genes analyzed, as well as some other regions that have known disease-causing variants. The human genome reference GRCh37/hg19 build was used for sequence read alignment. At least 99% of the bases are covered at a read depth over 30X. Sensitivity is estimated at above 99% for single nucleotide variants, above 94% for deletions-insertions (delins) less than 40 base pairs (bp), above 95% for deletions up to 75 bp and insertions up to 47 bp. NGS, multiplex ligation-dependent probe amplification (MLPA), and/or a polymerase chain reaction (PCR)-based quantitative method is performed to test for the presence of deletions and duplications in the genes analyzed. PCR and gel electrophoresis is performed to test for the presence of the 10 megabase inversion of coding exons 1-7 of theMSH2gene. There may be regions of genes that cannot be effectively evaluated by sequencing or deletion and duplication analysis as a result of technical limitations of the assay, including regions of homology, high guanine-cytosine (GC) content, and repetitive sequences. For details regarding the targeted genes analyzed and specific gene regions not routinely covered, seeTargeted Genes and Methodology Details for Hereditary Gastrointestinal Cancer Panel.(Unpublished Mayo method) Confirmation of select reportable variants may be performed by alternate methodologies based on internal laboratory criteria. Genes analyzed:APC(including promoters 1A and 1B), ATM, AXIN2, BMPR1A, CDH1, CHEK2, CTNNA1, EPCAM(copy number variants only), GREM1(upstream enhancer region duplication only), KIT, MLH1, MLH3, MSH2, MSH3, MSH6, MUTYH, NTHL1, PDGFRA, PMS2, POLD1, POLE, PTEN(including promoter), RNF43, SMAD4, STK11, TP53 | 21 to 28 days | Whole Blood: 2 weeks (if available); Extracted DNA: 3 months | This test was developed and its performance characteristics determined by Mayo Clinic in a manner consistent with CLIA requirements. It has not been cleared or approved by the US Food and Drug Administration. | 81435 | Hereditary GI Cancer Panel | 97656-3 | 614706 | Released By | 18771-6
HFET | Hereditary Hemochromatosis, HFE Variant Analysis, Varies | Establishing or confirming the clinical diagnosis of hereditary hemochromatosis (HH) in adults Testing of individuals with increased transferrin-iron saturation in serum and serum ferritin Predictive testing of individuals who have a family history of HH, in coordination with appropriate genetic counseling This test is not recommended for population screening. | Droplet Digital Polymerase Chain Reaction (ddPCR) | Yes | Hereditary Hemochromatosis HFE Test | For more information seeHereditaryHemochromatosisAlgorithm. | PatientPreparation:Apreviousbonemarrowtransplantfromanallogenicdonorwillinterferewithtesting.Call800-533-1710forinstructionsfortestingpatientswhohavereceivedabonemarrowtransplant. Submit only 1 of the following specimens: SpecimenType:Wholeblood Container/Tube: Preferred:Lavendertop(EDTA)oryellowtop(ACD) Acceptable:Anyanticoagulant Specimen Volume:2.5 mL CollectionInstructions: 1. Invertseveraltimestomixblood. 2. Sendwhole bloodspecimeninoriginaltube.Do not aliquot. Specimen Stability Information:Ambient (preferred) 4 days/Refrigerated 14 days SpecimenType:Saliva Patient Preparation:Patient should not eat, drink, smoke, or chew gum 30 minutes prior to collection. Supplies:Saliva Swab Collection Kit (T786) Specimen Volume:1 Swab Collection Instructions:Collect and send specimen per kit instructions. Specimen Stability Information:Ambient 30 days Additional Information:Due to lower concentration of DNA yielded from saliva, it is possible that additional specimen may be required to complete testing. | 0.5mL | Hereditaryhemochromatosis(HH)isanautosomalrecessivedisorderofironmetabolismwithacarrierfrequency ofapproximately 1 in 10 individuals of Northern European ancestry.(1) The disease is characterized by anaccelerated rate of intestinal iron absorption and progressive iron deposition in various tissues (eg, liver, skin, heart, joints). Clinical symptoms ofHFEhemochromatosis usually appear in men between age 40 and 60 years and after menopause in women, and they might be affected by other factors such as intake of iron and other mineral supplements, vitamin C, and alcohol consumption. Iron overload canlead to hepatic cirrhosis, hepatocellular carcinoma, diabetes mellitus, arthropathy, and cardiomyopathy. Suchcomplications may be prevented by phlebotomy, and patients may have a normal life expectancy when treatedbeforeorgandamageoccurs.(2) For individuals with clinical symptoms consistent with HH or biochemical evidence of iron overload, an HHdiagnosisistypicallybasedontheresultsoftransferrin-ironsaturationandserumferritinconcentration.Moleculartestingcanalso beperformedtoconfirm/establishthediagnosis. The two most common variants in theHFEgene are C282Y and H63D. ThemajorityofHHpatients(approximately 85-90%)show homozygosity for the C282Y variant and compound heterozygosity for the C282Y and H63D variants.(1) Carrier status (heterozygotes) generally do not develop complications of iron overload but may have abnormal serum iron results.(1) Furthermore,clinicallysignificantironoverloadcanalsooccurinthe absence of knownHFEvariants. Therefore, a negativeHFEtest does not exclude other rare variants in theHFEgene or in other genes and, thus, does not exclude a diagnosis of iron overload orhemochromatosis. Themostcommon disease-causing variant identifiedintheHFEgeneisC282Y(c.845G>A in exon 4).Individuals who arehomozygous foraC282Yvariant account for 60% to 90% of all HH cases, however clinical penetrance is incomplete.(3) Up to 50% of individuals homozygous for a C282Y develop iron overload (elevated serum iron indices), and 10% to 33% (mainly men) develop hemochromatosis-related syndromes or end-organ damage symptoms.(2) Currently there is no test that canpredictwhether aC282Yhomozygotewilldevelopclinicalsymptoms. Additionally, 3% to 8% of individuals affected with HH areheterozygous for this variant. These frequencies show variability among different populations, with the highestfrequency observed in individuals of Northern European ancestry. The H63D (c.187C>G in exon 2) variant is also associated with HH, however the presence of a single H63D variant is unlikely to be of clinical significance in the absence of other disease-causing variants. Additionally, homozygosity for H63D is insufficient to cause clinically significant iron overload in the absence ofother modifying risk factors. Compound heterozygotes for C282Y/H63D have higher penetrance and have been associated withincreased hepatic iron concentrations. Approximately 0.5% to 2% of individuals with this genotype will developclinicalevidenceofironoverload.(2) Whileindividualswiththisgenotypemayhaveincreasedironindices,mostwillnotdevelopclinicaldiseasewithoutcomorbidfactors(steatosis,diabetes,orexcessalcoholconsumption).(4) The clinical significance of a thirdHFEvariant, S65C (c.193A>T in exon 2), appears to be minimal. This rarevariant displays a very low penetrance and is generally not associated with iron overload. IndividualswhoareheterozygousforS65Cwitheitherthewild-typeorH63DalleledonotseemtobeatanincreasedriskforHH.Compound heterozygosity for C282Y and S65C may confer a low risk formildHH.(1) Therefore, the C282Y/S65Cgenotype is reported when observed. For more information seeHereditaryHemochromatosisAlgorithm | Aninterpretativereportwillbeprovided. | An interpretive report will be provided. | This assay only tests for the C282Y, H63D and S65C (reported as a part of the C282Y/S65C genotype) variants and will not detect all variants in theHFEgene that may be associated with hereditary hemochromatosis. Therefore, the absence of a detectable C282Y, H63D, or S65C variant does not rule out the possibility that an individual is a carrier of or affected with this disease. Test results should be interpreted in the context of clinical findings, family history, and other laboratory data. Errors in the interpretation of results may occur if information given is inaccurate or incomplete. Rare variants (ie, polymorphisms) exist that could lead to false-negative or false-positive results. If results obtained do not match the clinical findings, additional testing should be considered. In rare cases, DNA variants of unknown significance may be identified. Because of concerns of the overall penetrance ofHFEvariants,HFEgenetic testing is not recommended for population screening. | 1. Barton JC, Edwards CQ.HFEHemochromatosis. In: Adam MP, Ardinger HH, Pagon RA, et al, eds. GeneReviews [Internet]. University of Washington, Seattle; 2000. Updated December 6, 2018. Accessed March 14, 2022. Available at www.ncbi.nlm.nih.gov/books/NBK1440/ 2. Kowdley KV, Brown KE, Ahn J, Sundaram V: ACG Clinical Guideline: Hereditary Hemochromatosis. Am J Gastroenterol. 2019 Aug;114(8):1202-1218 3. Porto G, Brissot P, Swinkels DW, Zoller H, et al: EMQN best practice guidelines for the molecular genetic diagnosis of hereditary hemochromatosis (HH). Eur J Hum Genet. 2016 Apr;24(4):479-495 4. Hollerer I, Bachmann A, Muckenthaler MU: Pathophysiological consequences and benefits of HFE mutations: 20 years of research. Haematologica. 2017 May;102(5):809-817 | Droplet digital polymerase chain reaction (ddPCR) is used to test for the following three variants in the HFE gene: C282Y, H63D, and S65C. Because of the minimal effect on iron metabolism associated with the S65C variant, it is only reported when it is found with the C282Y variant (ie, if the patient has the C282Y/S65C genotype).(Unpublished Mayo method) | 6 to 7 days | Whole blood: 2 weeks (if available) Extracted DNA: 3 months | This test was developed and its performance characteristics determined by Mayo Clinic in a manner consistent with CLIA requirements. It has not been cleared or approved by the US Food and Drug Administration. | 81256-HFE(hemochromatosis)(eg,hereditaryhemochromatosis)geneanalysis,commonvariants(C282Y andH63D) | Hereditary Hemochromatosis HFE Test | 34519-9 | 614793 | Released By | 18771-6
NHHA | Hereditary Hemolytic Anemia Gene Panel, Next-Generation Sequencing, Varies | Providing a comprehensive genetic evaluation for patients with a personal or family history suggestive of hereditary hemolytic anemias, including red blood cell (RBC) membrane/hydration disorders, RBC enzymopathies, and congenital dyserythropoietic anemia Comprehensive testing for patients in whom previous targeted gene variant analyses were negative for a specific hereditary hemolytic anemia Establishing a diagnosis of a hereditary hemolytic anemia or related disorder, allowing for appropriate management and surveillance of disease features based on the gene involved, especially if splenectomy is a consideration(2) Identifying variants within genes associated with phenotypic severity, allowing for predictive testing and further genetic counseling | Sequence Capture and Targeted Next-Generation Sequencing (NGS) followed by Polymerase Chain Reaction (PCR) and Sanger Sequencing | Yes | Hereditary Hemolytic Anemia, NGS | Varies | Specimen Type:Whole blood Patient Preparation:A previous bone marrow transplant from an allogenic donor will interfere with testing. Call 800-533-1710 for instructions for testing patients who have received a bone marrow transplant. Container/Tube: Preferred:Lavender top (EDTA) Acceptable:Yellow top (ACD) Specimen Volume:3 mL Collection Instructions: 1. Invert several times to mix blood. 2. Send whole blood specimen in original tube.Do not aliquot. Specimen Stability Information:Ambient (preferred) 4 days/Refrigerated | 1 mL | Next-generation sequencing is a methodology that can interrogate large regions of genomic DNA in a single assay. The presence and pattern of gene variants can provide critical diagnostic, prognostic, and therapeutic information for managing physicians. Hereditary hemolytic anemias are caused by defects in one or more of the genes that control red blood cell (RBC) production, metabolism, or structure, resulting in faulty erythropoiesis, cell membranes, or enzymes required for normal RBC function. This panel aids in the diagnosis and treatment for hereditary (congenital) hemolytic anemia.(1,2) The panel includes genes known to cause hereditary anemia, including those implicated in RBC enzyme,(3) RBC membrane/RBC hydration,(4,5) and congenital dyserythropoietic anemia(6) disorders. This panel can aid in the differential diagnosis of early onset and lifelong myopathic or neurologic syndromes, especially if associated with hemolysis. Specifically, this panel analyzes genes associated with hereditary spherocytosis, hereditary elliptocytosis, hereditary pyropoikilocytosis, Southeast Asian ovalocytosis, hereditary stomatocytosis (both overhydrated and dehydrated/hereditary xerocytosis subtypes), and cryohydrocytosis. Hereditary stomatocytosis is an RBC membrane permeability disorder that can manifest as the more common dehydrated hereditary stomatocytosis, also known as hereditary xerocytosis, and the rarer overhydrated hereditary stomatocytosis subtypes. These disorders are important to confirm or exclude as splenectomy has been associated with an increased risk for serious venous thrombosis and thromboembolism events and is contraindicated in published guidelines.(2) It also includes genes associated with RBC enzymopathies, ranging from the common glucose 6-phosphate dehydrogenase and pyruvate kinase deficiencies to the rarer disorders of adenylate kinase, hexokinase, phosphofructokinase, phosphoglycerate kinase, pyruvate kinase, glutathione pathway, and triosephosphate isomerase. This panel also includes multiple genes associated with congenital dyserythropoietic anemia (CDA), types 1a, 1b, 2, 3, and 4. CDA is a disorder of ineffective erythropoiesis associated with distinctive bone marrow morphologic changes. | An interpretive report will be provided. | All detected variants are evaluated according to American College of Medical Genetics and Genomics recommendations.(7) Variants are classified based on known, predicted, or possible pathogenicity and reported with interpretive comments detailing their potential or known significance. | Clinical Correlations: Test results should be interpreted in the context of clinical findings, family history, and other laboratory data. Misinterpretation of results may occur if the information provided is inaccurate or incomplete. If testing was performed because of a clinically significant family history, it is often useful to first test an affected family member. Detection of a reportable variant in an affected family member would allow for more informative testing of at-risk individuals. To discuss the availability of additional testing options or for assistance in the interpretation of these results, contact the Mayo Clinic Laboratories genetic counselors at 800-533-1710. Technical Limitations: Next-generation sequencing may not detect all types of genomic variants. In rare cases, false-negative or false-positive results may occur. The depth of coverage may be variable for some target regions; assay performance below the minimum acceptable criteria or for failed regions will be noted. Given these limitations, negative results do not rule out the diagnosis of a genetic disorder. If a specific clinical disorder is suspected, evaluation by alternative methods can be considered. There may be regions of genes that cannot be effectively evaluated by sequencing or deletion and duplication analysis as a result of technical limitations of the assay, including regions of homology, high guanine-cytosine (GC) content, and repetitive sequences. Confirmation of select reportable variants will be performed by alternate methodologies based on internal laboratory criteria. This test is validated to detect 95% of deletions up to 75 base pairs (bp) and insertions up to 47 bp. Deletions-insertions (delins) of 40 or more bp, including mobile element insertions, may be less reliably detected than smaller delins. Deletion/Duplication Analysis: This analysis targets single and multi-exon deletions/duplications; however, in some instances, single exon resolution cannot be achieved due to isolated reduction in sequence coverage or inherent genomic complexity. Balanced structural rearrangements (such as translocations and inversions) may not be detected. This test is not designed to detect low levels of mosaicism or to differentiate between somatic and germline variants. If there is a possibility that any detected variant is somatic, additional testing may be necessary to clarify the significance of results. For detailed information regarding gene-specific performance and technical limitations, see Method Description or contact a laboratory genetic counselor. If the patient has had an allogeneic hematopoietic stem cell transplant or a recent blood transfusion, results may be inaccurate due to the presence of donor DNA. Call Mayo Clinic Laboratories for instructions for testing patients who have received a bone marrow transplant. Reclassification of Variants: Currently, it is not standard practice for the laboratory to systematically review previously classified variants on a regular basis. The laboratory encourages healthcare providers to contact the laboratory at any time to learn how the classification of a particular variant may have changed over time. Due to broadening genetic knowledge, it is possible that the laboratory may discover new information of relevance to the patient. Should that occur, the laboratory may issue an amended report. Variant Evaluation: Evaluation and categorization of variants are performed using published American College of Medical Genetics and Genomics and the Association for Molecular Pathology recommendations as a guideline.(7) Other gene-specific guidelines may also be considered. Variants are classified based on known, predicted, or possible pathogenicity and reported with interpretive comments detailing their potential or known significance. Variants classified as benign or likely benign are not reported. Multiple in silico evaluation tools may be used to assist in the interpretation of these results. The accuracy of predictions made by in silico evaluation tools is highly dependent upon the data available for a given gene, and periodic updates to these tools may cause predictions to change over time. Results from in silico evaluation tools should be interpreted with caution and professional clinical judgment. Rarely, incidental or secondary findings may implicate another predisposition or presence of active disease. These findings will be carefully reviewed to determine whether they will be reported. | 1. Orkin SH, Nathan DG, Ginsburg D, et al, eds. Nathan and Oski's Hematology of Infancy and Childhood. 7th ed. Saunders Elsevier; 2009:455-1108 2. Iolascon A, Andolfo I, Barcellini W, et al. Recommendations for splenectomy in hereditary hemolytic anemias. Haematologica. 2017;102(8):1304-1313. doi: 10.3324/haematol.2016.161166 3. Koralkova P, van Solinge WW, van Wijk R. Rare hereditary red blood cell enzymopathies associated with hemolytic anemia - pathophysiology, clinical aspects, and laboratory diagnosis. Int J Lab Hematol. 2014;36(3):388-397. doi:10.1111/ijlh.12223 4. King MJ,GarconL, Hoyer JD, et al. International Council for Standardization in Haematology. ICSH guidelines for the laboratory diagnosis of nonimmune hereditary red cell membrane disorders. Int J Lab Hematol. 2015;37(3):304-325. doi:10.1111/ijlh.12335 5. Andolfo I, Russo R, Gambale A, Iolascon A. Hereditary stomatocytosis: an underdiagnosed condition. Am J Hematol. 2018;93(1):107-121. doi: 10.1002/ajh.24929 6. Gambale A, Iolascon A, Andolfo I, Russo R. Diagnosis and management of congenital dyserythropoietic anemias. Expert Rev Hematol. 2016;9(3):283-296. doi:10.1586/17474086.2016.1131608 7. Richards S, Aziz N, Bale S, et al. ACMG Laboratory Quality Assurance Committee: Standards and guidelines for the interpretation of sequence variants: a joint consensus recommendation of the American College of Medical Genetics and Genomics and the Association for Molecular Pathology. Genet Med. 2015;17(5):405-424. doi:10.1038/gim.2015.30 | Next-generation sequencing (NGS) and/or Sanger sequencing are performed to test for the presence of variants in coding regions and intron/exon boundaries of the genes analyzed, as well as some other regions that have known disease-causing variants. The human genome reference GRCh37/hg19 build was used for sequence read alignment. At least 99% of the bases are covered at a read depth over 30X. Sensitivity is estimated at above 99% for single nucleotide variants, above 94% for deletions-insertions (delins) less than 40 base pairs (bp), above 95% for deletions up to 75 bp and insertions up to 47 bp. NGS and/or a polymerase chain reaction-based quantitative method is performed to test for the presence of deletions and duplications in the genes analyzed. There may be regions of genes that cannot be effectively evaluated by sequencing or deletion and duplication analysis as a result of technical limitations of the assay, including regions of homology, high guanine-cytosine (GC) content, and repetitive sequences.(Unpublished Mayo method) SeeTargeted Genes and Methodology Details for Hereditary Hemolytic Anemia Gene Panelfor details regarding the targeted genes analyzed for each test and specific gene regions not routinely covered. Reference transcript numbers may be updated due to transcript re-versioning. Always refer to the final patient report for gene transcript information referenced at the time of testing. Confirmation of select reportable variants may be performed by alternate methodologies based on internal laboratory criteria. Genes analyzed:ABCB6, AHSP, AK1, ALDOA, ANK1, BCL11A, CDIN1 (C15orf41), CD59, CDAN1, EPB41, EPB42, G6PD, GATA1, GCLC, GPI, GSR, GSS, GYPC, HK1, HMOX1, KCNN4, KIF23, KLF1, NT5C3A, PFKM, PGK1, PGLS, PIEZO1, PKLR, RHAG, SEC23B, SLC2A1, SLC4A1, SPTA1, SPTB, TMPRSS6, andTPI | 28 to 42 days | Whole blood: 2 weeks (if available); Extracted DNA: 3 months | This test was developed and its performance characteristics determined by Mayo Clinic in a manner consistent with CLIA requirements. It has not been cleared or approved by the US Food and Drug Administration. | 81443 | Hereditary Hemolytic Anemia, NGS | In Process | 619046 | Released By | 18771-6
HHTGG | Hereditary Hemorrhagic Telangiectasia and Vascular Malformations Gene Panel, Varies | Providing a genetic evaluation for patients with a personal or family history suggestive of hereditary hemorrhagic telangiectasia (HHT), cerebral cavernous malformation (CCM), capillary malformation-arteriovenous malformation syndrome (CV-AVM), or other hereditary vascular malformation syndromes of germline origin Establishing a diagnosis of HHT, CCM, CM-AVM, or other hereditary vascular malformation syndromes of germline origin | Sequence Capture and Targeted Next-Generation Sequencing followed by Polymerase Chain Reaction (PCR) and Sanger Sequencing | Yes | HHT and Vascular Gene Panel | Varies | Patient Preparation:A previous bone marrow transplant from an allogenic donor will interfere with testing. Call 800-533-1710 for instructions for testing patients who have received a bone marrow transplant. Specimen Type:Whole blood Container/Tube: Preferred:Lavender top (EDTA) or yellow top (ACD) Acceptable:Any anticoagulant Specimen Volume:3 mL Collection Instructions: 1. Invert several times to mix blood. 2. Send whole blood specimen in original tube.Do not aliquot. Specimen Stability Information:Ambient (preferred)/Refrigerated | 1 mL | Hereditary vascular malformation syndromes include a group of genetic conditions characterized by abnormal blood vessel development. These syndromes can be of germline or somatic origin. This gene panel is restricted to analysis of genes associated with vascular malformation syndromes of germline origin. Hereditary hemorrhagic telangiectasia (HHT), also known as Osler-Weber-Rendu syndrome, is an autosomal dominant vascular dysplasia characterized by the presence of arteriovenous malformations (AVM) of the skin, mucosa, and viscera. Small AVM, or telangiectasias, develop predominantly on the face, oral cavity, and hands, and spontaneous, recurrent epistaxis (nose bleeding) is a common presenting sign.(1) HHT has an estimated prevalence of 1:5000 and is primarily caused by heterozygous, disease-causing variants in theACVRL1andENGgenes. Rarely, HHT can be caused by disease-causing variants in theGDF2gene (also known asBMP9). Additionally,SMAD4disease-causing variants cause autosomal dominant juvenile polyposis/HHT syndrome, which includes features of juvenile polyposis syndrome and HHT.(2) An overlapping pulmonary arterial hypertension and HHT phenotype have also been reported in association with theBMPR2gene.(3,4) Familial cerebral cavernous malformation (CCM) is an autosomal dominant condition characterized by structurally abnormal capillaries in the central nervous system leading to an increased risk of cerebral hemorrhage.(5) The estimated prevalence of familial CCM ranges from 1:3300 to 1:10,000,(5) and the condition displays age-related penetrance with up to 50% of individuals remaining symptom free throughout their life.(5,6) Disease-causing variants in three genes have been associated with familial CCM:KRIT1,CCM2, andPDCD10. Capillary malformation-arteriovenous malformation syndrome (CM-AVM) is an autosomal dominant condition primarily characterized by capillary malformations localized to the dermis of the face and limbs, AVM or arteriovenous fistulas of the skin, muscle, bone, spine, and brain, and Parkes Weber syndrome.(6) The prevalence of CM-AVM has been estimated in Northern European cohorts at approximately 1:100,000, with penetrance estimated at 90% to 99%.(6) Approximately 60% of cases of CM-AVM can be attributed to disease-causing variants in theEPHB4andRASA1genes. The genetic etiology remains unknown in approximately 40% of cases.(6) Hereditary glomuvenous malformation is a rare autosomal dominant condition characterized by multiple venous malformations within the glomerulus of the kidney. The condition is associated with germline disease-causing variants in theGLMNgene. However, it is thought that a second, somatic (acquired) variant on the second allele, or acquired uniparental disomy, is required for the development of venous malformations.(7,8) Multiple cutaneous and mucosal venous malformations (also known as cutaneomucosal venous malformation: VMCM) is an autosomal dominant condition characterized by small multifocal cutaneous and mucosal vascular malformations that typically present at birth.(9) These lesions are usually asymptomatic but may become painful if they are large enough to impact the underlying muscle tissue. The prevalence of this condition is unknown but thought to be rare. VMCM is associated with disease-causing variants in theTEKgene, and penetrance is estimated at 90% in individuals with a known genetic etiology.(9) | An interpretive report will be provided. | All detected variants are evaluated according to American College of Medical Genetics and Genomics recommendations.(10) Variants are classified based on known, predicted, or possible pathogenicity and reported with interpretive comments detailing their potential or known significance. | Clinical Correlations:Test results should be interpreted in the context of clinical findings, family history, and other laboratory data. Misinterpretation of results may occur if the information provided is inaccurate or incomplete. If testing was performed because of a clinically significant family history, it is often useful to first test an affected family member. Detection of a reportable variant in an affected family member would allow for more informative testing of at-risk individuals. To discuss the availability of additional testing options or for assistance in the interpretation of these results, contact the Mayo Clinic Laboratories genetic counselors at 800-533-1710. Technical Limitations:Next-generation sequencing may not detect all types of genomic variants. In rare cases, false-negative or false-positive results may occur. The depth of coverage may be variable for some target regions; assay performance below the minimum acceptable criteria or for failed regions will be noted. Given these limitations, negative results do not rule out the diagnosis of a genetic disorder. If a specific clinical disorder is suspected, evaluation by alternative methods can be considered. There may be regions of genes that cannot be effectively evaluated by sequencing or deletion and duplication analysis as a result of technical limitations of the assay, including regions of homology, high guanine-cytosine (GC) content, and repetitive sequences. Confirmation of select reportable variants will be performed by alternate methodologies based on internal laboratory criteria. This test is validated to detect 95% of deletions up to 75 base pairs (bp) and insertions up to 47 bp. Deletions-insertions (delins) of 40 or more bp, including mobile element insertions, may be less reliably detected than smaller delins. Deletion/Duplication Analysis: This analysis targets single and multi-exon deletions/duplications; however, in some instances single exon resolution cannot be achieved due to isolated reduction in sequence coverage or inherent genomic complexity. Balanced structural rearrangements (such as translocations and inversions) may not be detected. This test is not designed to detect low levels of mosaicism or to differentiate between somatic and germline variants. If there is a possibility that any detected variant is somatic, additional testing may be necessary to clarify the significance of results. Genes may be added or removed based on updated clinical relevance.Refer to theTargeted Genes and Methodology Details for Hereditary Hemorrhagic Telangiectasia and Vascular Malformations Gene Panelfor the most up to date list of genes included in this test.For detailed information regarding gene specific performance and technical limitations, see Method Description or contact a laboratory genetic counselor. If the patient has had an allogeneic hematopoietic stem cell transplant or a recent blood transfusion, results may be inaccurate due to the presence of donor DNA. Call Mayo Clinic Laboratories for instructions for testing patients who have received a bone marrow transplant. Reclassification of Variants:At this time, it is not standard practice for the laboratory to systematically review previously classified variants on a regular basis. The laboratory encourages healthcare providers to contact the laboratory at any time to learn how the classification of a particular variant may have changed over time. Variant Evaluation:Evaluation and categorization of variants are performed using published American College of Medical Genetics and Genomics and the Association for Molecular Pathology recommendations as a guideline.(10) Other gene-specific guidelines may also be considered. Variants are classified based on known, predicted, or possible pathogenicity and reported with interpretive comments detailing their potential or known significance. Variants classified as benign or likely benign are not reported. Multiple in silico evaluation tools may be used to assist in the interpretation of these results. The accuracy of predictions made by in silico evaluation tools is highly dependent upon the data available for a given gene, and periodic updates to these tools may cause predictions to change over time. Results from in silico evaluation tools should be interpreted with caution and professional clinical judgment. Rarely, incidental or secondary findings may implicate another predisposition or presence of active disease. Incidental findings may include, but are not limited to, results related to the sex chromosomes. These findings will be carefully reviewed to determine whether they will be reported. | 1. Faughnan ME, Mager JJ, Hetts SW, et al: Second international guidelines for the diagnosis and management of hereditary hemorrhagic telangiectasia. Ann Intern Med. 2020;173(12):989-1001. doi: 10.7326/M20-1443 2. McDonald J, Stevenson DA: Hereditary hemorrhagic telangiectasia. In: Adam MP, Ardinger HH, Pagon RA, et al, eds: GeneReviews [Internet]. University of Washington, Seattle; 2000. Updated November 24, 2021. Accessed July 26, 2022. Available at www.ncbi.nlm.nih.gov/books/NBK1351/ 3. Rigelsky CM, Jennings C, Lehtonen R, Minai OA, Eng C, Aldred MA: BMPR2 mutation in a patient with pulmonary arterial hypertension and suspected hereditary hemorrhagic telangiectasia. Am J Med Genet A. 2008 Oct;146A(19):2551-2556. doi: 10.1002/ajmg.a.32468 4. Ye F, Jiang W, Lin W, et al: A novel BMPR2 mutation in a patient with heritable pulmonary arterial hypertension and suspected hereditary hemorrhagic telangiectasia: A case report. Medicine (Baltimore). 2020 Jul;99(31):e21342. doi: 10.1097/MD.0000000000021342 5. Zafar A, Quadri SA, Farooqui M, et al: Familial cerebral cavernous malformations. Stroke. 2019 May;50(5):1294-1301. doi: 10.1161/STROKEAHA.118.022314 6. Bayrak-Toydemir P, Stevenson DA: Capillary malformation-arteriovenous malformation syndrome. In: Adam MP, Ardinger HH, Pagon RA, et al, eds. GeneReviews [Internet]. University of Washington, Seattle; 2011. Updated September 12, 2019. Accessed July 26, 2022. Available at www.ncbi.nlm.nih.gov/books/NBK52764/ 7. Brouillard P, Boon LM, Mulliken JB, et al: Mutations in a novel factor, glomulin, are responsible for glomuvenous malformations ("glomangiomas"). Am J Hum Genet. 2002 Apr;70(4):866-874. doi: 10.1086/339492 8. Amyere M, Aerts V, Brouillard P, et al: Somatic uniparental isodisomy explains multifocality of glomuvenous malformations. Am J Hum Genet. 2013 Feb;92(2):188-196. doi: 10.1016/j.ajhg.2012.12.017 9. Boon LM, Vikkula M. Multiple cutaneous and mucosal venous malformations. In: Adam MP, Ardinger HH, Pagon RA, et al, eds. GeneReviews [Internet]. University of Washington, Seattle; 2008. Updated May 17, 2018. Accessed July 26, 2022. Available at www.ncbi.nlm.nih.gov/books/NBK1967/ 10. Richards S, Aziz N, Bale S, et al: Standards and guidelines for the interpretation of sequence variants: a joint consensus recommendation of the American College of Medical Genetics and Genomics and the Association for Molecular Pathology. Genet Med. 2015 May;17(5):405-424. doi: 10.1038/gim.2015.30 | Next-generation sequencing (NGS) and Sanger sequencing are performed to test for the presence of variants in coding regions and intron/exon boundaries of the genes analyzed, as well as some other regions that have known disease-causing variants. The human genome reference GRCh37/hg19 build was used for sequence read alignment. At least 99% of the bases are covered at a read depth over 30X. Sensitivity is estimated at above 99% for single nucleotide variants, above 94% for deletions-insertions (delins) less than 40 base pairs (bp), above 95% for deletions up to 75 bp and insertions up to 47 bp. NGS and a polymerase chain reaction-based quantitative method is performed to test for the presence of deletions and duplications in the genes analyzed. There may be regions of genes that cannot be effectively evaluated by sequencing or deletion and duplication analysis as a result of technical limitations of the assay, including regions of homology, high guanine-cytosine (GC) content, and repetitive sequences. SeeTargeted Genes and Methodology Details for Hereditary Hemorrhagic Telangiectasia and Vascular Malformations Gene Panelfor details regarding the targeted genes analyzed for each test and specific gene regions not routinely covered.(Unpublished Mayo method) Confirmation of select reportable variants may be performed by alternate methodologies based on internal laboratory criteria. Genes analyzed:ACVRL1, BMPR2, CCM2, ENG, EPHB4, GDF2, GLMN, KRIT1, PDCD10, RASA1, SMAD4,andTEK | 28 to 42 days | Whole blood: 2 weeks (if available); Extracted DNA: 3 months | This test was developed and its performance characteristics determined by Mayo Clinic in a manner consistent with CLIA requirements. It has not been cleared or approved by the US Food and Drug Administration. | 81406 x38147981479 (if appropriate for government payers) | HHT and Vascular Gene Panel | 51966-0 | 617308 | Released By | 18771-6
LRCCZ | Hereditary Leiomyomatosis and Renal Cell Cancer Syndrome, FH, Full Gene Analysis, Varies | Evaluating patients with a personal or family history suggestive of hereditary leiomyomatosis and renal cell carcinoma (HLRCC) syndrome or fumarate hydratase deficiency (FHD) Establishing a diagnosis of HLRCC or FHD allowing for targeted surveillance based on associated risks Identifying genetic variants associated with increased risk for HLRCC syndrome allowing for predictive testing of at-risk family members | Sequence Capture and Targeted Next-Generation Sequencing followed by Polymerase Chain Reaction (PCR) and Sanger Sequencing | Yes | FH Full Gene Analysis | Varies | Patient Preparation:A previous bone marrow transplant from an allogenic donor will interfere with testing. Call 800-533-1710 for instructions for testing patients who have received a bone marrow transplant. Specimen Type:Whole blood Container/Tube: Preferred:Lavender top (EDTA) or yellow top (ACD) Acceptable:Any anticoagulant Specimen Volume:3 mL Collection Instructions: 1. Invert several times to mix blood. 2. Send whole blood specimen in original tube.Do notaliquot. Specimen Stability Information:Ambient (preferred) 4 days/Refrigerated | 1 mL | Germline variants in theFHgene are associated with autosomal dominant hereditary leiomyomatosis and renal cell carcinoma (HLRCC) syndrome and autosomal recessive fumarate hydratase deficiency (FHD).(1,2) HLRCC is characterized by cutaneous and uterine leiomyomas and an increased risk for aggressive renal cell carcinoma. Other reported manifestations include pheochromocytoma and paraganglioma.(2) FHD, also called fumaric aciduria, is a recessive inborn error of metabolism causing severe neonatal and infantile encephalopathy. Infants often present with poor feeding, hypotonia, and lethargy. It can be accompanied by dysmorphic facies, microcephaly, and brain malformations including bilateral polymicrogyria and absence of the corpus callosum.(1) There are some reports of children born with FHD whose parents were suspected to have HLRCC, suggesting that individuals with HLRCC may be carriers for FHD.(1-3) The extent of overlap betweenFHvariants causing HLRCC and FHD is not well established for certain alterations.(1-3) Recommendations regarding cancer surveillance of children and adults with HLRCC were created at the International Second Symposium on Hereditary Leiomyomatosis and Renal Cell Cancer in 2013.(2,4) | An interpretive report will be provided. | All detected variants are evaluated according to American College of Medical Genetics and Genomics recommendations.(5) Variants are classified based on known, predicted, or possible pathogenicity and reported with interpretive comments detailing their potential or known significance. | Clinical Correlations: Test results should be interpreted in the context of clinical findings, family history, and other laboratory data. Misinterpretation of results may occur if the information provided is inaccurate or incomplete. If testing was performed because of a clinically significant family history, it is often useful to first test an affected family member. Detection of a reportable variant in an affected family member would allow for more informative testing of at-risk individuals. To discuss the availability of additional testing options or for assistance in the interpretation of these results, contact the Mayo Clinic Laboratories genetic counselors at 800-533-1710. Technical Limitations: Next-generation sequencing may not detect all types of genomic variants. In rare cases, false-negative or false-positive results may occur. The depth of coverage may be variable for some target regions; assay performance below the minimum acceptable criteria or for failed regions will be noted. Given these limitations, negative results do not rule out the diagnosis of a genetic disorder. If a specific clinical disorder is suspected, evaluation by alternative methods can be considered. There may be regions of genes that cannot be effectively evaluated by sequencing or deletion and duplication analysis as a result of technical limitations of the assay, including regions of homology, high guanine-cytosine (GC) content, and repetitive sequences. Confirmation of select reportable variants will be performed by alternate methodologies based on internal laboratory criteria. This test is validated to detect 95% of deletions up to 75 base pairs (bp) and insertions up to 47 bp. Deletions-insertions (delins) of 40 or more bp, including mobile element insertions, may be less reliably detected than smaller delins. Deletion/Duplication Analysis: This analysis targets single and multi-exon deletions/duplications; however, in some instances single exon resolution cannot be achieved due to isolated reduction in sequence coverage or inherent genomic complexity. Balanced structural rearrangements (such as translocations and inversions) may not be detected. This test is not designed to detect low levels of mosaicism or differentiate between somatic and germline variants. If there is a possibility that any detected variant is somatic, additional testing may be necessary to clarify the significance of results. For detailed information regarding gene specific performance and technical limitations, see Method Description or contact a laboratory genetic counselor. If the patient has had an allogeneic hematopoietic stem cell transplant or a recent blood transfusion, results may be inaccurate due to the presence of donor DNA. Call Mayo Clinic Laboratories for instructions for testing patients who have received a bone marrow transplant. Reclassification of Variants: Currently, it is not standard practice for the laboratory to systematically review previously classified variants on a regular basis. The laboratory encourages healthcare providers to contact the laboratory at any time to learn how the classification of a particular variant may have changed over time. Variant Evaluation: Evaluation and categorization of variants are performed using published American College of Medical Genetics and Genomics and the Association for Molecular Pathology recommendations as a guideline.(5) Other gene-specific guidelines may also be considered. Variants are classified based on known, predicted, or possible pathogenicity and reported with interpretive comments detailing their potential or known significance. Variants classified as benign or likely benign are not reported. Multiple in silico evaluation tools may be used to assist in the interpretation of these results. The accuracy of predictions made by in silico evaluation tools is highly dependent upon the data available for a given gene, and periodic updates to these tools may cause predictions to change over time. Results from in silico evaluation tools should be interpreted with caution and professional clinical judgement. | 1. Kamihara J, Schultz KA, Rana HQ:FHtumor predisposition syndrome. In: Adam MP, Everman DB, Mirzaa GM, et al, eds. GeneReviews. [Internet]. University of Washington, Seattle; 2006. Updated August 13, 2020. Accessed November 7 7, 2022. Available at: www.ncbi.nlm.nih.gov/books/NBK1252/ 2. Coman D, Kranc KR, Christodoulou J: Fumarate hydratase deficiency. In: Adam MP, Everman DB, Mirzaa GM, et al, eds. GeneReviews. [Internet]. University of Washington, Seattle; 2006. Updated April 23, 2020. Accessed November 7, 2022. Available at: www.ncbi.nlm.nih.gov/books/NBK1506/ 3. Zhang L, Walsh MF, Jairam S, et al: Fumarate hydratase FH c.1431_1433dupAAA (p.Lys477dup) variant is not associated with cancer including renal cell carcinoma. Hum Mutat. 2020 Jan;41(1):103-109. doi: 10.1002/humu.23900 4. Menko FH, Maher ER, Schmidt LS, et al: Hereditary leiomyomatosis and renal cell cancer (HLRCC): renal cancer risk, surveillance and treatment. Fam Cancer. 2014 Dec;13(4):637-644. doi: 10.1007/s10689-014-9735-2 5. Richards S, Aziz N, Bale S, et al: Standards and guidelines for the interpretation of sequence variants: a joint consensus recommendation of the American College of Medical Genetics and Genomics and the Association for Molecular Pathology. Genet Med. 2015 May;17(5):405-424 | Next-generation sequencing (NGS) and/or Sanger sequencing are performed to test for the presence of variants in coding regions and intron/exon boundaries of theFHgene, as well as some other regions that have known disease-causing variants. The human genome reference GRCh37/hg19 build was used for sequence read alignment. At least 99% of the bases are covered at a read depth over 30X. Sensitivity is estimated at above 99% for single nucleotide variants, above 94% for deletion-insertions (delins) less than 40 base pairs (bp), above 95% for deletions up to 75 bp and insertions up to 47 bp. NGS and/or a polymerase chain reaction (PCR)-based quantitative method is performed to test for the presence of deletions and duplications in theFHgene. There may be regions of theFHgene that cannot be effectively evaluated by sequencing or deletion and duplication analysis as a result of technical limitations of the assay, including regions of homology, high guanine-cytosine (GC) content, and repetitive sequences. The reference transcript forFHgene is NM_000143.3. Reference transcript numbers may be updated due to transcript re-versioning. Always refer to the final patient report for gene transcript information referenced at the time of testing.(Unpublished Mayo method) Confirmation of select reportable variants may be performed by alternate methodologies based on internal laboratory criteria. | 21 days to 28 days | Whole blood: 2 weeks (if available); Extracted DNA: 3 months | This test was developed and its performance characteristics determined by Mayo Clinic in a manner consistent with CLIA requirements. It has not been cleared or approved by the US Food and Drug Administration. | 81405 | FH Full Gene Analysis | 101382-0 | 614754 | Released By | 18771-6
PANCP | Hereditary Pancreatic Cancer Panel, Varies | Evaluating patients with a personal or family history suggestive of a hereditary pancreatic cancer syndrome Establishing a diagnosis of a hereditary pancreatic cancer syndrome, allowing for targeted cancer surveillance based on associated risks Identifying genetic variants associated with increased risk for pancreatic cancer, allowing for predictive testing and appropriate screening of at-risk family members Therapeutic eligibility with poly adenosine diphosphate-ribose polymerase (PARP) inhibitors based on certain gene alterations (eg,BRCA1,BRCA2) | Sequence Capture and Next-Generation Sequencing (NGS), Polymerase Chain Reaction (PCR), Sanger Sequencing and/or Multiplex Ligation-Dependent Probe Amplification (MLPA) | Yes | Hereditary Pancreatic Cancer Panel | Varies | Patient Preparation:A previous bone marrow transplant from an allogenic donor will interfere with testing.For instructions for testing patients who have received a bone marrow transplant, call 800-533-1710. Specimen Type:Whole blood Container/Tube: Preferred:Lavender top (EDTA) or yellow top (ACD) Acceptable:Any anticoagulant Specimen Volume:3 mL Collection Instructions: 1. Invert several times to mix blood. 2. Send whole blood specimen in original tube.Do not aliquot. Specimen Stability Information:Ambient (preferred) 4 days/Refrigerated Additional Information: To ensure minimum volume and concentration of DNA is met, the preferred volume of blood must be submitted. Testing may be canceled if DNA requirements are inadequate. | 1 mL | Pancreatic cancer occurs in approximately 1.6% of individuals.(1) About 10% of these pancreatic cancers are caused by a hereditary predisposition that may also increase risk for other types of cancer.(2) In rare cases, individuals with a personal or family history of pancreatic cancer may be at increased risk of cancer due to a hereditary cancer syndrome. Evaluation of the genes on this panel may be useful to determine cancer risk, surveillance recommendations, and targeted treatments.(2,3) A few of the most common hereditary pancreatic cancer syndromes are hereditary breast and ovarian cancer (HBOC) syndrome caused by variants in theBRCA1andBRCA2genes,(2,4) Lynch syndrome caused by variants in theMLH1,MSH2,MSH6,PMS2mismatch-repair genes and deletions of theEPCAMgene, and familial atypical multiple mole melanoma syndrome (FAMMM) caused by variants in theCDKN2Agene.(2-5) Individuals with Peutz-Jeghers syndrome, caused by alterations within theSTK11gene, also have an increased risk of developing pancreatic cancer.(6) Other genes are also known to cause hereditary pancreatic cancer. The risk of developing cancer associated with these syndromes varies. Some individuals with a disease-causing variant in one of these genes develop multiple primary cancers.(2) The National Comprehensive Cancer Network and the American Cancer Society provide recommendations regarding the medical management of individuals with hereditary pancreatic cancer syndromes.(2,3,7) | An interpretive report will be provided. | All detected variants are evaluated according to American College of Medical Genetics and Genomics (ACMG) recommendations.(8) Variants are classified based on known, predicted, or possible pathogenicity and reported with interpretive comments detailing their potential or known significance. | Clinical Correlations: Test results should be interpreted in the context of clinical findings, family history, and other laboratory data. Misinterpretation of results may occur if the information provided is inaccurate or incomplete. If testing was performed because of a clinically significant family history, it is often useful to first test an affected family member. Detection of a reportable variant in an affected family member would allow for more informative testing of at-risk individuals. To discuss the availability of additional testing options or for assistance in the interpretation of these results, contact the Mayo Clinic Laboratories genetic counselors at 800-533-1710. Technical Limitations: Next-generation sequencing may not detect all types of genomic variants. In rare cases, false-negative or false-positive results may occur. The depth of coverage may be variable for some target regions; assay performance below the minimum acceptable criteria or for failed regions will be noted. Given these limitations, negative results do not rule out the diagnosis of a genetic disorder. If a specific clinical disorder is suspected, evaluation by alternative methods can be considered. There may be regions of genes that cannot be effectively evaluated by sequencing or deletion and duplication analysis as a result of technical limitations of the assay, including regions of homology, high guanine-cytosine (GC) content, and repetitive sequences. Confirmation of select reportable variants will be performed by alternate methodologies based on internal laboratory criteria. This test is validated to detect 95% of deletions up to 75 base pairs (bp) and insertions up to 47 bp. Deletions-insertions (delins) of 40 or more bp, including mobile element insertions, may be less reliably detected than smaller delins. Deletion/Duplication Analysis: This analysis targets single and multi-exon deletions/duplications; however, in some instances, single exon resolution cannot be achieved due to isolated reduction in sequence coverage or inherent genomic complexity. Balanced structural rearrangements (such as translocations and inversions) may not be detected. This test is not designed to detect low levels of mosaicism or to differentiate between somatic and germline variants. If there is a possibility that any detected variant is somatic, additional testing may be necessary to clarify the significance of results. Genes may be added or removed based on updated clinical relevance. For detailed information regarding gene-specific performance, and technical limitations, see Method Description or contact a laboratory genetic counselor. If the patient has had an allogeneic hematopoietic stem cell transplant or a recent blood transfusion, results may be inaccurate due to the presence of donor DNA. Call Mayo Clinic Laboratories for instructions for testing patients who have received a bone marrow transplant. Reclassification of Variants Policy: Currently, it is not standard practice for the laboratory to systematically review previously classified variants on a regular basis. The laboratory encourages healthcare providers to contact the laboratory at any time to learn how the classification of a particular variant may have changed over time. Variant Evaluation: Evaluation and categorization of variants are performed using published American College of Medical Genetics and Genomics and the Association for Molecular Pathology recommendations as a guideline.(6) Other gene-specific guidelines may also be considered. Variants are classified based on known, predicted, or possible pathogenicity and reported with interpretive comments detailing their potential or known significance. Variants classified as benign or likely benign are not reported. Multiple in silico evaluation tools may be used to assist in the interpretation of these results. The accuracy of predictions made by in silico evaluation tools is highly dependent upon the data available for a given gene, and periodic updates to these tools may cause predictions to change over time. Results from in silico evaluation tools should be interpreted with caution and professional clinical judgment. Rarely, incidental or secondary findings may implicate another predisposition or presence of active disease. Incidental findings may include, but are not limited to, results related to the sex chromosomes. These findings will be carefully reviewed to determine whether they will be reported. | 1. Howlader N, Noone AM, Krapcho M, et al. SEER Cancer Statistics Review. 1975-2018. National Cancer Institute. Updated April 2021. Accessed April 26, 2024. Available at: https://seer.cancer.gov/csr/1975_2018 2. Daly MB, Pal T, Berry M, et al. Genetic/familial high-risk assessment: Breast, ovarian, and pancreatic, version 2.2021, NCCN Clinical Practice Guidelines in Oncology. J Natl Compr Canc Netw. 2021;19(1):77-102 3. Gupta S, Provenzale D, Llor X, et al. NCCN guidelines insights: Genetic/familial high-risk assessment: colorectal, version 2.2019. J Natl Compr Canc Netw. 2019;17(9):1032-1041 4. Petrucelli N, Daly MB, Pal T, et al.BRCA1- andBRCA2-associated hereditary breast and ovarian cancer. In: Adams MP, Everman DB, Mirzaa GM, et al, eds. GeneReviews [Internet]. University of Washington, Seattle; 1998. Updated September 21, 2023. Accessed April 26, 2024. Available at www.ncbi.nlm.nih.gov/books/NBK1247/ 5. Idos G, Valle L. Lynch syndrome. In: Adam MP, Everman DB, Mirzaa GM, et al, eds. GeneReviews [Internet]. University of Washington, Seattle; 2004. Updated February 4, 2021. Accessed April 26, 2024. Available at www.ncbi.nlm.nih.gov/books/NBK1211/ 6. McGarrity TJ, Amos CI, Baker MJ. Peutz-Jeghers syndrome. In: Adam MP, Everman DB, Mirzaa GM, et al, eds. GeneReviews [Internet]. University of Washington, Seattle; 2001. Updated September 2, 2021. Accessed April 26, 2024. Available at www.ncbi.nlm.nih.gov/books/NBK1266/ 7. Smith RA, Andrews KS, Brooks D, et al. Cancer screening in the United States, 2019: A review of current American Cancer Society guidelines and current issues in cancer screening. CA Cancer J Clin. 2019 May;69(3):184-210 8. Richards S, Aziz N, Bale S, et al. Standards and guidelines for the interpretation of sequence variants: a joint consensus recommendation of the American College of Medical Genetics and Genomics and the Association for Molecular Pathology. Genet Med. 2015;17(5):405-424 | Next-generation sequencing (NGS) and/or Sanger sequencing are performed to test for the presence of variants in coding regions and intron/exon boundaries of the genes analyzed, as well as some other regions that have known disease-causing variants. The human genome reference GRCh37/hg19 build was used for sequence read alignment. At least 99% of the bases are covered at a read depth over 30X. Sensitivity is estimated at above 99% for single nucleotide variants, above 94% for deletion/insertions (delins) less than 40 base pairs (bp), above 95% for deletions up to 75 bp and insertions up to 47 bp. NGS,multiplex ligation-dependent probe amplification (MLPA),and/or a polymerase chain reaction (PCR)-based quantitative method is performed to test for the presence of deletions and duplications in the genes analyzed.PCR and gel electrophoresis is performed to test for the presence of the 10-megabase inversion of coding exons 1-7 of theMSH2gene. There may be regions of genes that cannot be effectively evaluated by sequencing or deletion and duplication analysis as a result of technical limitations of the assay, including regions of homology, high guanine-cytosine (GC) content, and repetitive sequences. For details regarding the targeted genes analyzed or specific gene regions not routinely covered, seeTargeted Genes and Methodology Details for Hereditary Pancreatic Cancer Panel.(Unpublished Mayo method) Confirmation of select reportable variants may be performed by alternate methodologies based on internal laboratory criteria. Genes analyzed:ATM, BRCA1, BRCA2, CDKN2A, EPCAM(copy number variants only), MLH1, MSH2, MSH6, PALB2, PMS2, STK11,andTP53 | 14 to 21 days | Whole blood: 2 weeks (if available); Extracted DNA: 3 months | This test was developed and its performance characteristics determined by Mayo Clinic in a manner consistent with CLIA requirements. It has not been cleared or approved by the US Food and Drug Administration. | 81162812928129581298813078131781319813518140381404814058140881479 (if appropriate for government payers) | Hereditary Pancreatic Cancer Panel | In Process | 614790 | Released By | 18771-6
HPANP | Hereditary Pancreatitis Gene Panel, Varies | Confirming a suspected clinical diagnosis of familial or hereditary pancreatitis in patients with chronic pancreatitis Identifying gene variants contributing to pancreatitis in an individual or family Identifying gene variants to allow for predictive and diagnostic testing in family members | Sequence Capture and Targeted Next-Generation Sequencing (NGS) followed by Polymerase Chain Reaction (PCR) and Sanger Sequencing | Yes | Hereditary Pancreatitis Gene Panel | For skin biopsy or cultured fibroblast specimens, fibroblast culture testing will be performed at an additional charge. If viable cells are not obtained, the client will be notified. | Patient Preparation:A previous bone marrow transplant from an allogenic donor will interfere with testing. Call 800-533-1710 for instructions for testing patients who have received a bone marrow transplant. Submit only 1 of the following specimens: Specimen Type:Whole blood Container/Tube: Preferred:Lavender top (EDTA) or yellow top (ACD) Acceptable:Any anticoagulant Specimen Volume:3 mL Collection Instructions: 1. Invert several times to mix blood. 2. Send whole blood specimen in original tube.Do not aliquot. Specimen Stability Information:Ambient (preferred) 4 days/Refrigerated Specimen Type: Skin biopsy Supplies: Fibroblast Biopsy Transport Media (T115) Container/Tube: Sterile container with any standard cell culture media (eg, minimal essential media, RPMI 1640). The solution should be supplemented with 1% penicillin and streptomycin. Specimen Volume: 4-mm punch Specimen Stability Information: Refrigerated (preferred)/Ambient Additional Information:A separate culture charge will be assessed under CULFB /Fibroblast Culture for Biochemical or Molecular Testing. An additional 3 to 4 weeks is required to culture fibroblasts before genetic testing can occur. SpecimenType: Cultured fibroblasts Container/Tube: T-25 flask SpecimenVolume: 2 Flasks CollectionInstructions: Submit confluent cultured fibroblast cells from a skin biopsy from another laboratory. Cultured cells from a prenatal specimen will not be accepted. Specimen Stability Information: Ambient (preferred)/Refrigerated (<24 hours) Additional Information:A separate culture charge will be assessed under CULFB /Fibroblast Culture for Biochemical or Molecular Testing. An additional 3 to 4 weeks is required to culture fibroblasts before genetic testing can occur. | Blood: 1 mL; Skin biopsy or cultured fibroblasts: See Specimen Required | Hereditary pancreatitis (HP) is defined as 2 or more individuals in a family affected with pancreatitis involving at least 2 generations.(1) Variants in several genes, includingPRSS1,CFTR,CTRC, andSPINK1have demonstrated genetic susceptibility to chronic pancreatitis. Disease susceptibility may be monogenic, as is the case withPRSS1, digenic or multigenic, and multifactorial in which multiple genes and environmental factors play a role in disease expression. PRSS1: The most common monogenic cause of HP is the presence of a variant in the cationic trypsinogen (PRSS1) gene. Variants in thePRSS1gene are inherited in an autosomal dominant manner. It has been reported that as many as 80% of patients with symptomatic hereditary pancreatitis have a causativePRSS1variant.(1) HP cannot be clinically distinguished from other forms of pancreatitis. However,PRSS1variants are generally restricted to individuals with a family history of pancreatitis and are infrequently found in patients with alcohol-induced pancreatitis. Although several variants have been identified, the p.R122H, p.N29I, and p.A16V variants are the most common disease-causing variants inPRSS1associated with HP.(2) Patients with HP are also at an increased risk for developing pancreatic cancer. Studies have estimated the lifetime risk of developing pancreatic cancer to be as high as 40%.(3) SPINK1: Biallelic variants in theSPINK1gene have been associated with increased susceptibility to chronic pancreatitis especially in families withoutPRSS1variants; however, it is unknown if biallelic variants alone are sufficient to cause chronic pancreatitis. Additionally, heterozygousSPINK1variants appear to modify disease severity when observed in combination with variants in other genes.(1,2,4) UnlikePRSS1variants,SPINK1variants have been associated with alcohol-induced pancreatitis.(4) CFTR: Pancreatitis is a known manifestation of an atypicalCFTR-related disorder, which results from biallelic disease-causing variants in theCFTRgene. However,CFTRvariants can also cooccur with variants inCTRC,SPINK1, orCASRto confer pancreatitis disease susceptibility.(1-4) When observed in the context of aSPINK1variant, for example, heterozygous variants inCFTRare associated with a 2- to 5-fold increased risk for pancreatitis as compared to the general population.(4) CTRC: Variants inCTRChave been observed in individuals with chronic pancreatitis in association with other risk factors, such as variants inCFTRorSPINK1or specific environmental risk factors. Thus, chronic pancreatitis may be attributable to the presence ofCTRCvariants in the context of other risk factors as opposed toCTRCvariants alone.(1) | An interpretive report will be provided. | All detected variants are evaluated according to American College of Medical Genetics and Genomics recommendations.(5) Variants are classified based on known, predicted, or possible pathogenicity and reported with interpretive comments detailing their potential or known significance. | Clinical Correlations: Test results should be interpreted in the context of clinical findings, family history, and other laboratory data. Misinterpretation of results may occur if the information provided is inaccurate or incomplete. If testing was performed because of a clinically significant family history, it is often useful to first test an affected family member. Detection of a reportable variant in an affected family member would allow for more informative testing of at-risk individuals. To discuss the availability of additional testing options or for assistance in the interpretation of these results, contact Mayo Clinic Laboratories genetic counselors at 800-533-1710. Technical Limitations: Next-generation sequencing may not detect all types of genomic variants. In rare cases, false-negative or false-positive results may occur. The depth of coverage may be variable for some target regions; assay performance below the minimum acceptable criteria or for failed regions will be noted. Given these limitations, negative results do not rule out the diagnosis of a genetic disorder. If a specific clinical disorder is suspected, evaluation by alternative methods can be considered. There may be regions of genes that cannot be effectively evaluated by sequencing or deletion and duplication analysis as a result of technical limitations of the assay, including regions of homology, high guanine-cytosine (GC) content, and repetitive sequences. Confirmation of select reportable variants will be performed by alternate methodologies based on internal laboratory criteria. This test is validated to detect 95% of deletions up to 75 base pairs (bp) and insertions up to 47 bp. Deletions-insertions (delins) of 40 or more bp, including mobile element insertions, may be less reliably detected than smaller delins. Deletion/Duplication Analysis: This analysis targets single and multi-exon deletions/duplications; however, in some instances, single exon resolution cannot be achieved due to isolated reduction in sequence coverage or inherent genomic complexity. Balanced structural rearrangements (such as translocations and inversions) may not be detected. This test is not designed to detect low levels of mosaicism or to differentiate between somatic and germline variants. If there is a possibility that any detected variant is somatic, additional testing may be necessary to clarify the significance of results. Genes may be added or removed based on updated clinical relevance. Refer to theTargeted Genes and Methodology Details for Hereditary Pancreatitis Gene Panelfor the most up to date list of genes included in this test. For detailed information regarding gene specific performance and technical limitations, see Method Description or contact a laboratory genetic counselor. If the patient has had an allogeneic hematopoietic stem cell transplant or a recent non-leukoreduced blood transfusion, results may be inaccurate due to the presence of donor DNA. Call Mayo Clinic Laboratories for instructions for testing patients who have received a bone marrow transplant. Reclassification of Variants: Currently, it is not standard practice for the laboratory to systematically review previously classified variants on a regular basis. The laboratory encourages health care providers to contact the laboratory at any time to learn how the classification of a particular variant may have changed over time. Due to broadening genetic knowledge, it is possible that the laboratory may discover new information of relevance to the patient. Should that occur, the laboratory may issue an amended report. Variant Evaluation: Evaluation and categorization of variants are performed using published American College of Medical Genetics and Genomics and the Association for Molecular Pathology recommendations as a guideline.(5) Other gene-specific guidelines may also be considered. Variants are classified based on known, predicted, or possible pathogenicity and reported with interpretive comments detailing their potential or known significance. Variants classified as benign or likely benign are not reported. Multiple in silico evaluation tools may be used to assist in the interpretation of these results. The accuracy of predictions made by in silico evaluation tools is highly dependent upon the data available for a given gene, and periodic updates to these tools may cause predictions to change over time. Results from in silico evaluation tools should be interpreted with caution and professional clinical judgment. Rarely, incidental or secondary findings may implicate another predisposition or presence of active disease. These findings will be carefully reviewed to determine whether they will be reported. | 1. Raphael KL, Willingham FF: Hereditary pancreatitis: current perspectives. Clin Exp Gastroenterol. 2016 Jul 26;9:197-207.doi: 10.2147/CEG.S84358 2. Suzuki M, Minowa K, Nakano S, Isayama H, Shimizu T: Genetic abnormalities in pancreatitis: An update on diagnosis, clinical features, and treatment. Diagnostics (Basel). 2020 Dec 26;11(1):31.doi: 10.3390/diagnostics11010031 3. Shelton C, LaRusch J, Whitcomb DC: Pancreatitis overview. In: Adam MP, Everman DB, Mirzaa GM, et al, eds. GeneReviews [Internet]. University of Washington, Seattle; 2014.Updated July 2, 2020. Accessed January 17, 2023.Available at www.ncbi.nlm.nih.gov/books/NBK190101/ 4. Hasan A, Moscoso DI, Kastrinos F. The role of genetics in pancreatitis. Gastrointest Endosc Clin N Am. 2018 Oct;28(4):587-603. 5. Richards S, Aziz N, Bale S, et al; ACMG Laboratory Quality Assurance Committee: Standards and guidelines for the interpretation of sequence variants: a joint consensus recommendation of the American College of Medical Genetics and Genomics and the Association for Molecular Pathology. Genet Med 2015 May;17(5):405-424 | Next-generation sequencing (NGS) and/or Sanger sequencing are performed to test for the presence of variants in coding regions and intron/exon boundaries of the genes analyzed, as well as some other regions that have known disease-causing variants. The human genome reference GRCh37/hg19 build was used for sequence read alignment. At least 99% of the bases are covered at a read depth over 30X. Sensitivity is estimated at above 99% for single nucleotide variants, above 94% for deletions/insertions (delins) less than 40 base pairs (bp), and above 95% for deletions up to 75 bp and insertions up to 47 bp. NGS and/or a polymerase chain reaction-based quantitative method is performed to test for the presence of deletions and duplications in the genes analyzed. There may be regions of genes that cannot be effectively evaluated by sequencing or deletion and duplication analysis as a result of technical limitations of the assay, including regions of homology, high guanine-cytosine (GC) content, and repetitive sequences.(Unpublished Mayo method) SeeTargeted Genes and Methodology Details for Hereditary Pancreatitis Gene Panelfor details regarding the targeted genes analyzed for each test and specific gene regions not routinely covered. Confirmation of select reportable variants may be performed by alternate methodologies based on internal laboratory criteria. Genes analyzed:CFTR, CTRC, PRSS1,andSPINK1 | 28 to 42 days | Whole blood: 2 weeks (if available); Extracted DNA: 3 months; Cultured fibroblasts, skin biopsy: 1 month | This test was developed and its performance characteristics determined by Mayo Clinic in a manner consistent with CLIA requirements. It has not been cleared or approved by the US Food and Drug Administration. | 8122381404 x28140581479 (if appropriate for government payers)88223- Tissue culture, skin, solid tissue biopsy (if appropriate)88240- Cryopreservation (if appropriate) | Hereditary Pancreatitis Gene Panel | 22070-7 | 619857 | Released By | 18771-6
HPGLP | Hereditary Paraganglioma/Pheochromocytoma Panel, Varies | Evaluating patients with a personal or family history suggestive of a hereditary paraganglioma and pheochromocytoma (PGL/PCC) syndrome Establishing a diagnosis of a hereditary PGL/PCC, allowing for targeted surveillance based on associated risks Identifying genetic variants associated with increased risk for PGL/PCC, allowing for predictive testing and appropriate screening of at-risk family members | Sequence Capture and Targeted Next-Generation Sequencing followed by Polymerase Chain Reaction (PCR) and Sanger Sequencing. | Yes | Hereditary PGL/PCC Panel | Varies | Patient Preparation:A previous bone marrow transplant from an allogenic donor will interfere with testing. For instructions for testing patients who have received a bone marrow transplant, call 800-533-1710. Specimen Type:Whole blood Container/Tube: Preferred:Lavender top (EDTA) or yellow top (ACD) Acceptable:Any anticoagulant Specimen Volume:3 mL Collection Instructions: 1. Invert several times to mix blood. 2. Send whole blood specimen in original tube.Do notaliquot. Specimen Stability Information:Ambient (preferred) 4 days/Refrigerated Additional Information: To ensure minimum volume and concentration of DNA is met, the preferred volume of blood must be submitted. Testing may be canceled if DNA requirements are inadequate. | 1 mL | Paragangliomas (PGL)and pheochromocytomas (PCC) are rare neuroendocrine tumors that arise from autonomous ganglia. Tumors located within the adrenal medulla (the largest sympathetic ganglion) are called pheochromocytomas, while those that stem from either parasympathetic or sympathetic ganglia are designated paragangliomas. PGL/PCC have a germline genetic basis in up to 30% of cases.(1) The genes implicated in hereditary PGL/PCC syndrome includeMAX,TMEM127, FH,and theSDHx genes. The genes most frequently associated with hereditary PGL/PCC syndromes are the succinate dehydrogenase-associated genesSDHA, SDHAF2, SDHB, SDHC,andSDHD. Germline alterations in theMAXgene are typically associated with increased risk for PCC, although some individuals have been identified with PGL.MAXvariants occur in approximately 1% of patients with hereditary PGL/PCC syndromes.(2) TMEM127variants are associated most commonly with PCC and rarely PGL.(1) Alterations ofTMEM127account for approximately 2% of individuals with hereditary PGL/PCC.(2) Recent evidence suggests that disease-causing variants inFHalso increase risk for PGL/PCC.(3,4) Individuals with disease-causingFHvariants carry a significantly increased risk for cutaneous or uterine leiomyomata and renal tumors.(5) Alterations inVHL,NF1,andRETalso increase risk for PGL/PCC, in addition to other types of tumors.(6) Disease-causing variants in theVHLgene are associated with a syndrome called von Hippel Lindau (VHL) syndrome. In addition to PGL/PCC, individuals with VHL syndrome are at increased risk for hemangioblastomas, renal cell carcinoma, pancreatic cysts, neuroendocrine tumors, endolymphatic sac and epididymal tumors.(7) NF1gene variants are associated with neurofibromatosis type I (NF1). Individuals with NF1 are at increased risk for pheochromocytomas in addition to neurofibromas and central nervous system gliomas, such as optic nerve gliomas. NF1 is also characterized by other features such as cafe-au lait macules, axillary/inguinal freckling and Lisch nodules.(8) Disease-causingRETvariants result in a syndrome called multiple endocrine neoplasia type 2 (MEN2) or familial medullary thyroid cancer (FMTC). In addition to an increased risk for PGL/PCC, individuals with MEN2/FMTC have a very high risk of developing medullary thyroid cancer. Individuals with MEN2 may also have other features, such as primary hyperparathyroidism, mucosal neuromas, ganglioneuromatosis, and distinctive facial features.(9) The National Comprehensive Cancer Network and the American Cancer Society provide recommendations regarding the medical management of individuals with hereditary PGL/PCC syndromes.(10) | An interpretive report will be provided. | All detected variants are evaluated according to American College of Medical Genetics and Genomics recommendations.(11) Variants are classified based on known, predicted, or possible pathogenicity and reported with interpretive comments detailing their potential or known significance. | Clinical Correlations: Test results should be interpreted in the context of clinical findings, family history, and other laboratory data. Misinterpretation of results may occur if the information provided is inaccurate or incomplete. If testing was performed because of a clinically significant family history, it is often useful to first test an affected family member. Detection of a reportable variant in an affected family member would allow for more informative testing of at-risk individuals. To discuss the availability of additional testing options or for assistance in the interpretation of these results, contact the Mayo Clinic Laboratories genetic counselors at 800-533-1710. Technical Limitations: Next-generation sequencing may not detect all types of genomic variants. In rare cases, false-negative or false-positive results may occur. The depth of coverage may be variable for some target regions; assay performance below the minimum acceptable criteria or for failed regions will be noted. Given these limitations, negative results do not rule out the diagnosis of a genetic disorder. If a specific clinical disorder is suspected, evaluation by alternative methods can be considered. There may be regions of genes that cannot be effectively evaluated by sequencing or deletion and duplication analysis as a result of technical limitations of the assay, including regions of homology, high guanine-cytosine (GC) content, and repetitive sequences. Confirmation of select reportable variants will be performed by alternate methodologies based on internal laboratory criteria. This test is validated to detect 95% of deletions up to 75 base pairs (bp) and insertions up to 47 bp. Deletions-insertions (delins) of 40 or more bp, including mobile element insertions, may be less reliably detected than smaller delins. Deletion/Duplication Analysis: This analysis targets single and multi-exon deletions/duplications; however, in some instances single exon resolution cannot be achieved due to isolated reduction in sequence coverage or inherent genomic complexity. Balanced structural rearrangements (such as translocations and inversions) may not be detected. This test is not designed to detect low levels of mosaicism or differentiate between somatic and germline variants. If there is a possibility that any detected variant is somatic, additional testing may be necessary to clarify the significance of results. Genes may be added or removed based on updated clinical relevance. For detailed information regarding gene specific performance and technical limitations, see Method Description or contact a laboratory genetic counselor. If the patient has had an allogeneic hematopoietic stem cell transplant or a recent blood transfusion, results may be inaccurate due to the presence of donor DNA. Call Mayo Clinic Laboratories for instructions for testing patients who have received a bone marrow transplant. Reclassification of Variants: Currently, it is not standard practice for the laboratory to systematically review previously classified variants on a regular basis. The laboratory encourages healthcare providers to contact the laboratory at any time to learn how the classification of a particular variant may have changed over time. Variant Evaluation: Evaluation and categorization of variants are performed using published American College of Medical Genetics and Genomics and the Association for Molecular Pathology recommendations as a guideline.(11) Other gene-specific guidelines may also be considered. Variants are classified based on known, predicted, or possible pathogenicity and reported with interpretive comments detailing their potential or known significance. Variants classified as benign or likely benign are not reported. Multiple in silico evaluation tools may be used to assist in the interpretation of these results. The accuracy of predictions made by in silico evaluation tools is highly dependent upon the data available for a given gene, and periodic updates to these tools may cause predictions to change over time. Results from in silico evaluation tools should be interpreted with caution and professional clinical judgement. | 1. Else T, Greenberg S, Fishbein L: In: Adam MP, Everman DB, Mirzaa GM, et al, eds. Hereditary paraganglioma-pheochromocytoma syndromes. GeneReviews [Internet]. University of Washington, Seattle; 2008. Updated September 21, 2023. Accessed April 25,2024. Available at www.ncbi.nlm.nih.gov/books/NBK1548/ 2. Bausch B, Schiavi F, Ni Y, et al. European-American-Asian Pheochromocytoma-Paraganglioma Registry Study Group. Clinical characterization of the pheochromocytoma and paraganglioma susceptibility genesSDHA,TMEM127,MAX, andSDHAF2for gene-informed prevention. JAMA Oncol. 2017;3(9):1204-1212 3. Udager AM, Magers MJ, Goerke DM, et al. The utility ofSDHBandFHimmunohistochemistry in patients evaluated for hereditary paraganglioma-pheochromocytoma syndromes. Hum Pathol. 2018;71:47-54 4. Castro-Vega LJ, Buffet A, De Cubas AA, et al. Germline mutations inFHconfer predisposition to malignant pheochromocytomas and paragangliomas. Hum Mol Genet. 2014;23(9):2440-2446. doi: 10.1093/hmg/ddt639 5. Kamihara J, Schultz KA, Rana HQ.FHtumor predisposition syndrome. In: Adam MP, Everman DB, Mirzaa GM, et al, eds. GeneReviews [Internet]. University of Washington, Seattle; 2006. Updated August 13, 2020. Accessed April 25, 2024. Available at www.ncbi.nlm.nih.gov/books/NBK1252/ 6. Shah MH, Goldner WS, Halfdanarson TR et al. NCCN Guidelines Insights: Neuroendocrine and Adrenal Tumors, Version 2.2018. J Natl Compr Canc Netw. 2018;16(6):693-702 7. van Leeuwaarde RS, Ahmad S, Links TP, et al: Von Hippel-Lindau syndrome. In: Adam MP, Everman DB, Mirzaa GM, et al, eds. GeneReviews [Internet]. University of Washington, Seattle; 2000. Updated February 29, 2024. Accessed April 25, 2024. Available at www.ncbi.nlm.nih.gov/books/NBK1463/ 8. Friedman JM: Neurofibromatosis 1. In: Adam MP, Everman DB, Mirzaa GM, et al, eds. GeneReviews [Internet]. University of Washington, Seattle; 1998. Updated April 21, 2022. Accessed April 25, 2025. Available at www.ncbi.nlm.nih.gov/books/NBK1109/ 9. Eng C: Multiple Endocrine Neoplasia Type 2. In: Adam MP, Everman DB, Mirzaa GM, et al, eds. GeneReviews [Internet]. University of Washington, Seattle; 1999. Updated August 10, 2023. Accessed April 25, 2024. Available at www.ncbi.nlm.nih.gov/books/NBK1257/ 10. Benn DE, Gimenez-Roqueplo AP, Reilly JR, et al. Clinical presentation and penetrance of pheochromocytoma/paraganglioma syndromes. J Clin Endocrinol Metab. 2006;91(3):827-836 11. Richards S, Aziz N, Bale S, et al. Standards and guidelines for the interpretation of sequence variants: a joint consensus recommendation of the American College of Medical Genetics and Genomics and the Association for Molecular Pathology. Genet Med. 2015;17(5):405-424 | Next-generation sequencing (NGS) and/or Sanger sequencing are performed to test for the presence of variants in coding regions and intron/exon boundaries of the genes analyzed, as well as some other regions that have known disease-causing variants. The human genome reference GRCh37/hg19 build was used for sequence read alignment. At least 99% of the bases are covered at a read depth over 30X. Sensitivity is estimated at above 99% for single nucleotide variants, above 94% for deletion-insertions (delins) less than 40 base pairs (bp), above 95% for deletions up to 75 bp and insertions up to 47 bp. NGS and/or a polymerase chain reaction-based quantitative method is performed to test for the presence of deletions and duplications in the genes analyzed.. There may be regions of genes that cannot be effectively evaluated by sequencing or deletion and duplication analysis as a result of technical limitations of the assay, including regions of homology, high guanine-cytosine (GC) content, and repetitive sequences. For details regarding the targeted genes analyzed or specific gene regions not routinely covered seeTargeted Genes and Methodology Details for Hereditary Paraganglioma/Pheochromocytoma.(Unpublished Mayo method) Confirmation of select reportable variants may be performed by alternate methodologies based on internal laboratory criteria. Genes analyzed:FH,MAX,NF1,RET,SDHA,SDHAF2,SDHB,SDHC,SDHD,TMEM127, andVHL | 14 to 21 days | Whole blood: 2 weeks (if available); Extracted DNA: 3 months | This test was developed and its performance characteristics determined by Mayo Clinic in a manner consistent with CLIA requirements. It has not been cleared or approved by the US Food and Drug Administration. | 81437 | Hereditary PGL/PCC Panel | In Process | 614742 | Released By | 18771-6
PRS8P | Hereditary Prostate Cancer Panel, Varies | Evaluating patients with a personal or family history suggestive of a hereditary prostate cancer syndrome Establishing a diagnosis of a hereditary prostate cancer syndrome allowing for targeted cancer surveillance based on associated risks Identifying genetic variants associated with increased risk for prostate cancer, allowing for predictive testing and appropriate screening of at-risk family members Therapeutic eligibility with poly adenosine diphosphate-ribose polymerase (PARP) inhibitors based on certain gene alterations (eg,BRCA1,BRCA2) | Sequence Capture and Next-Generation Sequencing (NGS), Polymerase Chain Reaction (PCR), Sanger Sequencing and/or Multiplex Ligation-Dependent Probe Amplification (MLPA) | Yes | Hereditary Prostate Cancer Panel | Varies | Patient Preparation:A previous bone marrow transplant from an allogenic donor will interfere with testing.For instructions for testing patients who have received a bone marrow transplant, call 800-533-1710. Specimen Type:Whole blood Container/Tube: Preferred:Lavender top (EDTA) or yellow top (ACD) Acceptable:Any anticoagulant Specimen Volume:3 mL Collection Instructions: 1. Invert several times to mix blood. 2. Send whole blood specimen in original tube.Do not aliquot. Specimen Stability Information:Ambient (preferred) 4 days/Refrigerated Additional Information: To ensure minimum volume and concentration of DNA is met, the preferred volume of blood must be submitted. Testing may be canceled if DNA requirements are inadequate. | 1 mL | Hereditary prostate cancer accounts for approximately 5% to 10% of all prostate cancer cases and up to half of all early-onset prostate cancer cases.(1-3) Evaluation of the genes on this panel may be useful for families with a history of prostate cancer to determine cancer risk, surveillance recommendations, and targeted treatments (such as poly adenosine diphosphate-ribose polymerase [PARP] inhibitor therapy).(4,5) The 2 most common hereditary prostate cancer syndromes are hereditary breast and ovarian cancer (HBOC) syndrome and Lynch syndrome.(3-5) HBOC syndrome is caused by disease-causing variants in theBRCA1andBRCA2genes. Individuals with HBOC syndrome are also at increased risk for multiple cancer types, including prostate cancer.(5) Lynch syndrome is caused by variants in theMLH1,MSH2,MSH6, andPMS2mismatch-repair genes and deletions of theEPCAMgene. A subset of these patients present with prostate cancer.(3-5) This panel includes other genes known to increase prostate cancer risk.(3-5) The risk of developing cancer associated with these syndromes varies. Some individuals with a disease-causing variant in one of these genes develop multiple primary cancers.(4) The National Comprehensive Cancer Network and the American Cancer Society provide recommendations regarding the medical management of individuals with hereditary prostate cancer syndromes.(4,5) | An interpretive report will be provided. | All detected variants are evaluated according to American College of Medical Genetics and Genomics recommendations.(6) Variants are classified based on known, predicted, or possible pathogenicity and reported with interpretive comments detailing their potential or known significance. | Clinical Correlations: Test results should be interpreted in the context of clinical findings, family history, and other laboratory data. Misinterpretation of results may occur if the information provided is inaccurate or incomplete. If testing was performed because of a clinically significant family history, it is often useful to first test an affected family member. Detection of a reportable variant in an affected family member would allow for more informative testing of at-risk individuals. To discuss the availability of additional testing options or for assistance in the interpretation of these results, contact the Mayo Clinic Laboratories genetic counselors at 800-533-1710. Technical Limitations: Next-generation sequencing may not detect all types of genomic variants. In rare cases, false-negative or false-positive results may occur. The depth of coverage may be variable for some target regions; assay performance below the minimum acceptable criteria or for failed regions will be noted. Given these limitations, negative results do not rule out the diagnosis of a genetic disorder. If a specific clinical disorder is suspected, evaluation by alternative methods can be considered. There may be regions of genes that cannot be effectively evaluated by sequencing or deletion and duplication analysis as a result of technical limitations of the assay, including regions of homology, high guanine-cytosine (GC) content, and repetitive sequences. Confirmation of select reportable variants will be performed by alternate methodologies based on internal laboratory criteria. This test is validated to detect 95% of deletions up to 75 base pairs (bp) and insertions up to 47 bp. Deletions-insertions (delins) of 40 or more bp, including mobile element insertions, may be less reliably detected than smaller delins. Deletion/Duplication Analysis: This analysis targets single and multi-exon deletions/duplications; however, in some instances, single exon resolution cannot be achieved due to isolated reduction in sequence coverage or inherent genomic complexity. Balanced structural rearrangements (such as translocations and inversions) may not be detected. This test is not designed to detect low levels of mosaicism or to differentiate between somatic and germline variants. If there is a possibility that any detected variant is somatic, additional testing may be necessary to clarify the significance of results. Genes may be added or removed based on updated clinical relevance. For detailed information regarding gene specific performance, and technical limitations see Method Description or contact a laboratory genetic counselor at 800-533-1710. If the patient has had an allogeneic hematopoietic stem cell transplant or a recent blood transfusion, results may be inaccurate due to the presence of donor DNA. Call Mayo Clinic Laboratories for instructions for testing patients who have received a bone marrow transplant. Reclassification of Variants Policy: Currently, it is not standard practice for the laboratory to systematically review previously classified variants on a regular basis. The laboratory encourages healthcare providers to contact the laboratory at any time to learn how the classification of a particular variant may have changed over time. Variant Evaluation: Evaluation and categorization of variants are performed using published American College of Medical Genetics and Genomics and the Association for Molecular Pathology recommendations as a guideline.(6) Other gene-specific guidelines may also be considered. Variants are classified based on known, predicted, or possible pathogenicity and reported with interpretive comments detailing their potential or known significance. Variants classified as benign or likely benign are not reported. Multiple in silico evaluation tools may be used to assist in the interpretation of these results. The accuracy of predictions made by in silico evaluation tools is highly dependent upon the data available for a given gene, and periodic updates to these tools may cause predictions to change over time. Results from in silico evaluation tools should be interpreted with caution and professional clinical judgment. Rarely, incidental or secondary findings may implicate another predisposition or presence of active disease. Incidental findings may include, but are not limited to, results related to the sex chromosomes. These findings will be carefully reviewed to determine whether they will be reported. | 1. Siegel RL, Miller KD, Fuchs HE, Jemal A. Cancer statistics, 2021. CA Cancer J Clin. 2021;71(1):7-33 2. Lange EM, Salinas CA, Zuhlke KA, et al. Early onset prostate cancer has a significant genetic component. Prostate. 2012;72(2):147-156 3. Pritchard CC, Mateo J, Walsh M, et al. Inherited DNA-repair gene mutations in men with metastatic prostate cancer. N Engl J Med. 2016;375(5):443-453. doi:10.1056/NEJMoa1603144 4. Schaeffer E, Srinivas S, Antonarakis ES, et al. NCCN guidelines insights: Prostate cancer, version 1.2021. J Natl Compr Canc Netw. 2021;19(2):134-143 5.Daly MB, Pal T, Berry MP, et al. Genetic/familial high-risk assessment: Breast, ovarian, and pancreatic, version 2.2021, NCCN clinical practice guidelines in oncology. J Natl Compr Canc Netw. 2021;19(1):77-102 6. Richards S, Aziz N, Bale S, et al. Standards and guidelines for the interpretation of sequence variants: a joint consensus recommendation of the American College of Medical Genetics and Genomics and the Association for Molecular Pathology. Genet Med. 2015;17(5):405-424 | Next-generation sequencing (NGS) and/or Sanger sequencing are performed to test for the presence of variants in coding regions and intron/exon boundaries of the genes analyzed, as well as some other regions that have known disease-causing variants. The human genome reference GRCh37/hg19 build was used for sequence read alignment. At least 99% of the bases are covered at a read depth over 30X. Sensitivity is estimated at above 99% for single nucleotide variants, above 94% for deletion/insertions (delins) less than 40 base pairs (bp), above 95% for deletions up to 75 bp and insertions up to 47 bp. NGS, multiplex ligation-dependent probe amplification, and/or a polymerase chain reaction (PCR)-based quantitative method is performed to test for the presence of deletions and duplications in the genes analyzed. PCR and gel electrophoresis are performed to test for the presence of the 10 megabase inversion of coding exons 1-7 of theMSH2gene. There may be regions of genes that cannot be effectively evaluated by sequencing or deletion and duplication analysis as a result of technical limitations of the assay, including regions of homology, high guanine-cytosine (GC) content, and repetitive sequences. For details regarding the targeted genes analyzed and specific gene regions not routinely covered seeTargeted Genes and Methodology Details for Hereditary Prostate Cancer Panel.(Unpublished Mayo method) Confirmation of select reportable variants may be performed by alternate methodologies based on internal laboratory criteria. Genes analyzed:ATM, BRCA1, BRCA2, BRIP1, CHEK2, EPCAM(copy number variants only), FANCA, HOXB13, MLH1, MSH2, MSH6, NBN, PALB2, PMS2, RAD51B, RAD51C, RAD51D,andTP53 | 14 to 21 days | Whole blood: 2 weeks (if available); Extracted DNA: 3 months | This test was developed and its performance characteristics determined by Mayo Clinic in a manner consistent with CLIA requirements. It has not been cleared or approved by the US Food and Drug Administration. | 811628129281295812988130781317813198135181403814088147981479 (if appropriate for government payers) | Hereditary Prostate Cancer Panel | 100213-8 | 614814 | Released By | 18771-6
RENCP | Hereditary Renal Cancer Panel, Varies | Evaluating patients with a personal or family history suggestive of a hereditary renal cancer syndrome Establishing a diagnosis of a hereditary renal cancer syndrome allowing for targeted cancer surveillance based on associated risks Identifying genetic variants associated with increased risk for renal and/or other cancers, allowing for predictive testing and appropriate screening of at-risk family members | Sequence Capture and Targeted Next-Generation Sequencing (NGS) followed by Polymerase Chain Reaction (PCR) and Sanger Sequencing | Yes | Hereditary Renal Cancer Panel | Varies | Patient Preparation:A previous bone marrow transplant from an allogenic donor will interfere with testing. For instructions for testing patients who have received a bone marrow transplant, call 800-533-1710. Specimen Type:Whole blood Container/Tube: Preferred:Lavender top (EDTA) or yellow top (ACD) Acceptable:Any anticoagulant Specimen Volume:3 mL Collection Instructions: 1. Invert several times to mix blood. 2. Send whole blood specimen in original tube.Do not aliquot. Specimen Stability Information:Ambient (preferred) 4 days/Refrigerated Additional Information: To ensure minimum volume and concentration of DNA is met, the preferred volume of blood must be submitted. Testing may be canceled if DNA requirements are inadequate. | 1 mL | Lifetime risk for developing renal cancer in the United States is approximately 1% to 2%.(1) Of these cases, about 3% to 5% are associated with an underlying hereditary predisposition.(2,3) Suspicion for a hereditary association may be raised in cases of early age of onset, multifocal/bilateral lesions, or a family or personal history of renal or other tumors. Clear cell type renal cancers can be seen in individuals with disease-causing variants inBAP1,PTEN,andVHL.BAP1variants also associated with an increased risk for melanomas, mesothelioma, and epithelioid atypical Spitz tumors.PTENvariants are also associated with significantly increased risk for breast, thyroid, and uterine cancer.VHLvariants are associated with von Hippel Lindau syndrome and are associated with an increased risk for several types of tumors, including hemangioblastomas, pancreatic cysts, neuroendocrine tumors, endolymphatic sac, and epididymal tumors.(4) Risk for renal cancer is also increased by disease-causing variants in the succinate dehydrogenase-associated genes:SDHAF2, SDHA, SDHB, SDHCandSDHD.(5-8) Variants in theSDHgenes are also associated with an increased risk for paragangliomas and pheochromocytomas. Hereditary papillary renal cancer may be caused by variants in theMETgene, while alterations in theFHgene cause a syndrome called hereditary leiomyomatosis and renal cell cancer (HLRCC). Individuals with HLRCC also have an increased risk of developing cutaneous or uterine leiomyomas.(2) Birt-Hogg-Dube syndrome is caused by disease-causing variants in theFLCNgene. Individuals with Birt-Hogg-Dube syndrome have an increased risk for oncocytic or chromophobe renal cancers and often exhibit other features such as fibrofolliculomas, lung cysts, and pneumothorax. Angiomyolipomas and morphologically heterogenous renal tumors may be seen in individuals with tuberous sclerosis complex (TS), caused by variants in theTSC1orTSC2genes.(9) Individuals with TS are also at increased risk for subependymal giant cell astrocytomas and may exhibit several other features, including facial angiofibromas, lymphangioleiomyomatosis, cardiac rhabdomyomas, hypomelanocytic macules, shagreen patches, and ungual/periungual fibromas.(10) Disease-causingDICER1variants are associated with an increased risk of developing kidney tumors called cystic nephromas, although some individuals withDICER1variants have developed high-grade renal sarcomas.(11) DICER1 tumor predisposition syndrome is also characterized by risk for pleuropulmonary blastoma, pulmonary cysts, thyroid tumors, and ovarian tumors, in addition to other features.(12) A specific variant within theMITFgene, p.E318K, is associated with increased risk for melanoma as well as renal cancer.(13) Lastly, disease-causing variants within theSMARCA4andSMARCB1genes cause a hereditary cancer syndrome called rhabdoid tumor predisposition syndrome, characterized by a significantly increased risk for aggressive, childhood-onset rhabdoid tumors, including rhabdoid tumors of the kidney.(14) The National Comprehensive Cancer Network and the American Cancer Society provide recommendations regarding the medical management of individuals with hereditary renal cancer syndromes.(15) | An interpretive report will be provided. | All detected variants are evaluated according to American College of Medical Genetics and Genomics recommendations.(16) Variants are classified based on known, predicted, or possible pathogenicity and reported with interpretive comments detailing their potential or known significance. | Clinical Correlations: Test results should be interpreted in the context of clinical findings, family history, and other laboratory data. Misinterpretation of results may occur if the information provided is inaccurate or incomplete. If testing was performed because of a clinically significant family history, it is often useful to first test an affected family member. Detection of a reportable variant in an affected family member would allow for more informative testing of at-risk individuals. To discuss the availability of additional testing options or for assistance in the interpretation of these results, contact the Mayo Clinic Laboratories genetic counselors at 800-533-1710. Technical Limitations: Next-generation sequencing may not detect all types of genomic variants. In rare cases, false-negative or false-positive results may occur. The depth of coverage may be variable for some target regions; assay performance below the minimum acceptable criteria or for failed regions will be noted. Given these limitations, negative results do not rule out the diagnosis of a genetic disorder. If a specific clinical disorder is suspected, evaluation by alternative methods can be considered. There may be regions of genes that cannot be effectively evaluated by sequencing or deletion and duplication analysis as a result of technical limitations of the assay, including regions of homology, high guanine-cytosine (GC) content, and repetitive sequences. Confirmation of select reportable variants will be performed by alternate methodologies based on internal laboratory criteria. This test is validated to detect 95% of deletions up to 75 base pairs (bp) and insertions up to 47 bp. Deletions-insertions (delins) of 40 or more bp, including mobile element insertions, may be less reliably detected than smaller delins. Deletion/Duplication Analysis: This analysis targets single and multi-exon deletions/duplications; however, in some instances, single exon resolution cannot be achieved due to isolated reduction in sequence coverage or inherent genomic complexity. Balanced structural rearrangements (such as translocations and inversions) may not be detected. This test is not designed to detect low levels of mosaicism or differentiate between somatic and germline variants. If there is a possibility that any detected variant is somatic, additional testing may be necessary to clarify the significance of results. Genes may be added or removed based on updated clinical relevance.For detailed information regarding gene specific performance and technical limitations, see Method Description or contact a laboratory genetic counselor. If the patient has had an allogeneic hematopoietic stem cell transplant or a recent blood transfusion, results may be inaccurate due to the presence of donor DNA. Call Mayo Clinic Laboratories for instructions for testing patients who have received a bone marrow transplant. Reclassification of Variants: Currently, it is not standard practice for the laboratory to systematically review previously classified variants on a regular basis. The laboratory encourages healthcare providers to contact the laboratory at any time to learn how the classification of a particular variant may have changed over time. Variant Evaluation: Evaluation and categorization of variants are performed using published American College of Medical Genetics and Genomics and the Association for Molecular Pathology recommendations as a guideline.(16) Other gene-specific guidelines may also be considered. Variants are classified based on known, predicted, or possible pathogenicity and reported with interpretive comments detailing their potential or known significance. Variants classified as benign or likely benign are not reported. Multiple in silico evaluation tools may be used to assist in the interpretation of these results. The accuracy of predictions made by in silico evaluation tools is highly dependent upon the data available for a given gene, and periodic updates to these tools may cause predictions to change over time. Results from in silico evaluation tools should be interpreted with caution and professional clinical judgment. Rarely, incidental or secondary findings may implicate another predisposition or presence of active disease. Incidental findings may include, but are not limited to, results related to the sex chromosomes. These findings will be carefully reviewed to determine whether they will be reported. | 1. American Cancer Society. Cancer Facts and Figures 2020. American Cancer Society; 2020. Accessed November 7, 2022. Available at www.cancer.org/research/cancer-facts-statistics/all-cancer-facts-figures/cancer-facts-figures-2020.html 2. Haas NB, Nathanson KL. Hereditary renal cancer syndromes. Adv Chronic Kidney Dis. 2014;21(1):81-90 3. Carlo MI, Hakimi AA, Stewart GD, Bratslavsky G, et al. Familial kidney cancer: Implications of new syndromes and molecular insights. Eur Urol. 2019;76(6):754-764 4. Rednam SP, Erez A, Druker H, et al. Von Hippel-Lindau and hereditary pheochromocytoma/paraganglioma syndromes: Clinical features, genetics, and surveillance recommendations in childhood. Clin Cancer Res. 2017;23(12):e68-e75 5. Gill AJ, Hes O, Papathomas T, et al. Succinate dehydrogenase (SDH)-deficient renal carcinoma: a morphologically distinct entity: a clinicopathologic series of 36 tumors from 27 patients. Am J Surg Pathol. 2014;38(12):1588-1602 6. Gill AJ. Succinate dehydrogenase (SDH)-deficient neoplasia. Histopathology. 2018;72(1):106-116 7. Lenders JW, Duh QY, Eisenhofer G, et al. Endocrine Society: Pheochromocytoma and paraganglioma: an endocrine society clinical practice guideline. J Clin Endocrinol Metab. 2014;99(6):1915-1942 8. Benn DE, Gimenez-Roqueplo AP, Reilly JR et al. Clinical presentation and penetrance of pheochromocytoma/paraganglioma syndromes. J Clin Endocrinol Metab. 2006;91(3):827-836. doi:10.1210/jc.2005-1862 9. Gupta S, Jimenez RE, Herrera-Hernandez L, et al. Renal neoplasia in tuberous sclerosis: a study of 41 patients. Mayo Clin Proc. 2021;96(6):1470-1489 10. Henske EP, Jozwiak S, Kingswood JC, et al. Tuberous sclerosis complex. Nat Rev Dis Primers. 2016;2:16035 11. Doros LA, Rossi CT, Yang J, et al. DICER1 mutations in childhood cystic nephroma and its relationship to DICER1-renal sarcoma. Mod Pathol. 2014;27(9):1267-1280 12. Schultz KAP, Stewart DR, Kamihara J, et al. DICER1 tumor predisposition. In: Adam MP, Everman DB, Mirzaa GM, et al, eds: GeneReviews [Internet]. University of Washington, Seattle; 2014. Updated April 30, 2020. Accessed November 7, 2022. Available at www.ncbi.nlm.nih.gov/books/NBK196157/ 13. Bertolotto C, Lesueur F, Giuliano S, et al. A SUMOylation-defective MITF germline mutation predisposes to melanoma and renal carcinoma. Nature. 2011;480(7375):94-98. doi:10.1038/nature10539. Erratum in: Nature. 2016 Mar 3;531(7592):126 14. Nemes K, Bens S, Bourdeaut F, et al. Rhabdoid tumor predisposition syndrome. In: Adam MP, Everman DB, Mirzaa GM, et al, eds. GeneReviews [Internet]. University of Washington, Seattle; 2017. Updated May 12, 2022 Accessed November 7, 2022. Available at www.ncbi.nlm.nih.gov/books/NBK469816/ 15. Motzer RJ, Jonasch E, Boyle S, et al. NCCN guidelines insights: kidney cancer, version 1.2021. J Natl Compr Canc Netw. 2020;18(9):1160-1170 16. Richards S, Aziz N, Bale S, et al. Standards and guidelines for the interpretation of sequence variants: a joint consensus recommendation of the American College of Medical Genetics and Genomics and the Association for Molecular Pathology. Genet Med. 2015;17(5):405-424 | Next-generation sequencing (NGS) and/or Sanger sequencing are performed to test for the presence of variants in coding regions and intron/exon boundaries of the genes analyzed, as well as some other regions that have known disease-causing variants. The human genome reference GRCh37/hg19 build was used for sequence read alignment. At least 99% of the bases are covered at a read depth over 30X. Sensitivity is estimated at above 99% for single nucleotide variants, above 94% for deletion/insertions (delins) less than 40 base pairs (bp), above 95% for deletions up to 75 bp and insertions up to 47 bp. NGS and/or a polymerase chain reaction (PCR)-based quantitative method is performed to test for the presence of deletions and duplications in the genes analyzed. There may be regions of genes that cannot be effectively evaluated by sequencing or deletion and duplication analysis as a result of technical limitations of the assay, including regions of homology, high guanine-cytosine content, and repetitive sequences. For details regarding the targeted genes analyzed or specific gene regions not routinely covered seeTargeted Genes and Methodology Details for the Hereditary Renal Cancer Panel.(Unpublished Mayo method) Confirmation of select reportable variants may be performed by alternate methodologies based on internal laboratory criteria. Genes analyzed:BAP1,DICER1,FH,FLCN,MET,MITF(c.952G>A p.E318K variant only),PTEN(including promoter),SDHA,SDHAF2,SDHB,SDHC,SDHD,SMARCA4,SMARCB1,TMEM127,TP53,TSC1,TSC2, andVHL | 14 to 21 days | Whole blood: 2 weeks (if available); Extracted DNA: 3 months | This test was developed and its performance characteristics determined by Mayo Clinic in a manner consistent with CLIA requirements. It has not been cleared or approved by the US Food and Drug Administration. | 81405 x 38132181406 x 281404 x 281351814078147981479 (if appropriate for government payers) | Hereditary Renal Cancer Panel | In Process | 614838 | Released By | 18771-6
GNHTC | Hereditary Thrombocytopenia Gene Panel, Next-Generation Sequencing, Varies | Evaluating hereditary thrombocytopenia disorders in patients with a personal or family history suggestive of a hereditary thrombocytopenia disorder Diagnosing hereditary thrombocytopenia disorders for patients in whom phenotypic testing is nondiagnostic but there is a strong clinical suspicion of the hereditary thrombocytopenia disorder Confirming a hereditary thrombocytopenia disorder diagnosis with the identification of a known or suspected disease-causing alteration in one or more of 36 genes associated with a variety of hereditary thrombocytopenia disorders Determining the disease-causing alterations within one or more of these 36 genes to delineate the underlying molecular defect in a patient with a laboratory diagnosis of a thrombocytopenia disorder Identifying the causative alteration for genetic counseling purposes Prognosis and risk assessment based on the genotype-phenotype correlations Providing a prognosis in syndromic hereditary thrombocytopenia disorders Carrier testing for close family members of an individual with a hereditary thrombocytopenia disorder diagnosis This test isnot intended forprenatal diagnosis. | Sequence Capture and Targeted Next-Generation Sequencing (NGS) followed by Polymerase Chain Reaction (PCR) and Sanger Sequencing | Yes | Thrombocytopenia Gene Panel, NGS | The clinical workup for detecting inherited platelet disorders should begin with a careful review of complete blood cell count and peripheral blood smear results, as well as other platelet tests, such as light transmission platelet aggregometry, electrical impedance whole blood aggregometry, platelet function analyzer 100, platelet transmission electron microscopy (TEM), and platelet flow cytometric analysis. TEM is an essential tool for laboratory diagnosis of various hereditary platelet disorders that have ultrastructural abnormalities, such as gray platelet syndrome. Flow cytometry is the preferred method to assess hereditary platelet disorders due to quantitative surface glycoprotein deficiencies. | Patient Preparation:A previous bone marrow transplant from an allogenic donor will interfere with testing. Call 800-533-1710 for instructions for testing patients who have received a bone marrow transplant. Submit only 1 of the following specimens: Specimen Type:Whole blood Container/Tube: Preferred:Lavender top (EDTA) Acceptable:Yellow top (ACD) Specimen Volume:3 mL Collection Instructions: 1. Invert several times to mix blood. 2. Send whole blood specimen in original tube.Do not aliquot. Specimen Stability Information:Ambient (preferred)/Refrigerated Specimen Type:Skin biopsy Supplies: Fibroblast Biopsy Transport Media (T115) Container/Tube:Sterile container with any standard cell culture media (eg, minimal essential media, RPMI 1640). The solution should be supplemented with 1% penicillin and streptomycin. Specimen Volume:4-mm punch Specimen Stability Information:Refrigerated (preferred)/Ambient Additional Information: A separate culture charge will be assessed under CULFB / Fibroblast Culture for Biochemical or Molecular Testing. An additional 3 to 4 weeks is required to culture fibroblasts before genetic testing can occur. SpecimenType:Cultured fibroblasts Container/Tube:T-25 flask SpecimenVolume:2 Flasks CollectionInstructions:Submit confluent cultured fibroblast cells from a skin biopsy from another laboratory. Cultured cells from a prenatal specimen will not be accepted. Specimen Stability Information:Ambient (preferred)/Refrigerated (<24 hours) Additional Information:A separate culture charge will be assessed under CULFB / Fibroblast Culture for Biochemical or Molecular Testing. An additional 3 to 4 weeks is required to culture fibroblasts before genetic testing can occur. | Blood: 1 mL; Cultured fibroblasts/skin biopsy: see Specimen Required | Platelets have essential roles in primary hemostasis. Patients with either hereditary or acquired platelet disorders usually have bleeding diathesis, which can potentially be life-threatening. They may also have issues with the development and/or functioning of major organs.(2) Inherited platelet disorders can be syndromic (ie, associated with current or future development of other organ system defects) or non-syndromic (ie, isolated to thrombocytopenia with no other organ system defects). A reliable laboratory diagnosis of a platelet disorder can significantly impact patients' and, potentially, their family members' clinical management and outcome. Identification of an alteration that is known or suspected to cause disease aids in confirmation of the diagnosis and potentially provides prognostic information, especially in syndromic inherited platelet disorders. This panel evaluates 36 genes associated with a variety of hereditary thrombocytopenia disorders, including macrothrombocytopenia; sitosterolemia with macrothrombocytopenia; Baraitser-Winter syndrome 1 with macrothrombocytopenia; autosomal dominant thrombocytopenia 2; Scott syndrome; platelet abnormalities with eosinophilia and immune-mediated inflammatory disease; Takenouchi-Kosaki syndrome with thrombocytopenia; autosomal dominant thrombocytopenia 4; macrothrombocytopenia and sensorineural hearing loss; thrombocytopenia and susceptibility to cancer; Paris-Trousseau-Jacobson syndrome; syndrome with macrothrombocytopenia; thrombocytopenia 3; X-linked thrombocytopenia with dyserythropoiesis;GATA2deficiency; myopathy associated with thrombocytopenia; amegakaryocytic thrombocytopenia with radioulnar synostoses 1 and 2; thrombocytopenia and erythrokeraderma; autosomal thrombocytopenia with normal platelets; thrombocytopenia anemia and myelofibrosis; congenital amegakaryocytic thrombocytopenia; May-Hegglin disorder/anomaly; Sebastian syndrome;MYH9-related disorders; autosomal dominant tubular aggregate myopathy-2; Quebec platelet disorder; platelet-type bleeding disorder 19; thrombocytopenia-absent radius (TAR) syndrome; familial platelet disorder with predisposition to acute myeloid leukemia; platelet-type bleeding disorder 20; Stormorken syndrome; York platelet syndrome; thrombocytopenia progressing to trilineage bone marrow failure; and Wiskott-Aldrich syndrome. The risk for developing bleeding or other phenotypic features associated with these disorders and syndromes varies. Several of the genes on this panel have established bleeding, thrombocytopenia, or other hematologic or non-hematologic disease associations. Several of the genes on this panel also have expert group guidelines.(1,3-5) It is recommended that genetic testing be offered to all patients suspected of having a heritable platelet disorder since some patients may have normal platelet laboratory testing results.(1,6) | An interpretive report will be provided. | All detected variants are evaluated according to American College of Medical Genetics and Genomics recommendations.(7) Variants are classified based on known, predicted, or possible pathogenicity and reported with interpretive comments detailing their potential or known significance. | Clinical Correlations: Test results should be interpreted in the context of clinical findings, family history, and other laboratory data. Misinterpretation of results may occur if the information provided is inaccurate or incomplete. If testing was performed because of a clinically significant family history, it is often useful to first test an affected family member. Detection of a reportable variant in an affected family member would allow for more informative testing of at-risk individuals. To discuss the availability of additional testing options or for assistance in the interpretation of these results, contact the Mayo Clinic Laboratories genetic counselors at 800-533-1710. Technical Limitations: Next-generation sequencing may not detect all types of genomic variants. In rare cases, false-negative or false-positive results may occur. The depth of coverage may be variable for some target regions; assay performance below the minimum acceptable criteria or for failed regions will be noted. Given these limitations, negative results do not rule out the diagnosis of a genetic disorder. If a specific clinical disorder is suspected, evaluation by alternative methods can be considered. There may be regions of genes that cannot be effectively evaluated by sequencing or deletion and duplication analysis as a result of technical limitations of the assay, including regions of homology, high guanine-cytosine (GC) content, and repetitive sequences. Confirmation of select reportable variants will be performed by alternate methodologies based on internal laboratory criteria. This test is validated to detect 95% of deletions up to 75 base pairs (bp) and insertions up to 47 bp. Deletions-insertions (delins) of 40 or more bp, including mobile element insertions, may be less reliably detected than smaller delins. Deletion/Duplication Analysis: This analysis targets single and multi-exon deletions/duplications; however, in some instances, single exon resolution cannot be achieved due to isolated reduction in sequence coverage or inherent genomic complexity. Balanced structural rearrangements (such as translocations and inversions) may not be detected. This test is not designed to detect low levels of mosaicism or differentiate between somatic and germline variants. If there is a possibility that any detected variant is somatic, additional testing may be necessary to clarify the significance of results. For detailed information regarding gene specific performance and technical limitations, see Method Description or contact a laboratory genetic counselor. If the patient has had an allogeneic hematopoietic stem cell transplant or a recent blood transfusion, results may be inaccurate due to the presence of donor DNA. Call Mayo Clinic Laboratories for instructions for testing patients who have received a bone marrow transplant. Reclassification of Variants: Currently, it is not standard practice for the laboratory to systematically review previously classified variants on a regular basis. The laboratory encourages healthcare providers to contact the laboratory at any time to learn how the classification of a particular variant may have changed over time. Due to broadening genetic knowledge, it is possible that the laboratory may discover new information of relevance to the patient. Should that occur, the laboratory may issue an amended report. Variant Evaluation: Evaluation and categorization of variants are performed using published American College of Medical Genetics and Genomics and the Association for Molecular Pathology recommendations as a guideline.(7) Other gene-specific guidelines may also be considered. Variants are classified based on known, predicted, or possible pathogenicity and reported with interpretive comments detailing their potential or known significance. Variants classified as benign or likely benign are not reported. Multiple in silico evaluation tools may be used to assist in the interpretation of these results. The accuracy of predictions made by in silico evaluation tools is highly dependent upon the data available for a given gene, and periodic updates to these tools may cause predictions to change over time. Results from in silico evaluation tools should be interpreted with caution and professional clinical judgment. Rarely, incidental or secondary findings may implicate another predisposition or presence of active disease. These findings will be carefully reviewed to determine whether they will be reported. | 1. Gomez K, Anderson J, Baker P, et al: Clinical and laboratory diagnosis of heritable platelet disorders in adults and children: a British Society for Haematology Guideline. Brit J Haematol. 2021 Oct;195(1):46-72 2. Nurden AT, Freson K, Selifsohn U: Inherited platelet disorders. Haemophilia. 2012 July;18 Suppl 4:154-160 3. International Society on Thrombosis and Haemostasis: Bleeding Thrombotic and Platelet Disorder TIER1 genes. ISTH; 2018. Updated July 2022. Accessed November 23, 2022. Available at: www.isth.org/page/GinTh_GeneLists 4. Megy K, Downes K, Simeoni I, et al: Curated disease-causing genes for bleeding, thrombotic, and platelet disorders: Communication from the SSC of the ISTH. J Thromb Haemost. 2019 Aug;17(8):1253-1260 5. Bolton-Maggs PHB, Chalmers EA, Collins PW, et al: A review of inherited platelet disorders with guidelines for their management on behalf of the UKHCDO. Brit J Haematol. 2006 Dec;135(5):603-633 6. Watson SP, Lowe GC, Lordkipanidze M, Morgan NV, GAPP consortium: Genotyping and phenotyping of platelet function disorders. J Thromb Haemost. 2013 June;11(Suppl. 1):351-363 7. Richards S, Aziz N, Bale S, et al; ACMG Laboratory Quality Assurance Committee: Standards and guidelines for the interpretation of sequence variants: a joint consensus recommendation of the American College of Medical Genetics and Genomics and the Association for Molecular Pathology. Genet Med. 2015 May;17(5):405-424 | Next-generation sequencing (NGS) and/or Sanger sequencing are performed to test for the presence of variants in coding regions and intron/exon boundaries of the genes analyzed, as well as some other regions that have known disease-causing variants. The human genome reference GRCh37/hg19 build was used for sequence read alignment. At least 99% of the bases are covered at a read depth over 30X. Sensitivity is estimated at above 99% for single nucleotide variants, above 94% for deletions-insertions (delins) less than 40 base pairs (bp), above 95% for deletions up to 75 bp, and insertions up to 47 bp. NGS and/or a polymerase chain reaction-based quantitative method is performed to test for the presence of deletions and duplications in the genes analyzed. There may be regions of genes that cannot be effectively evaluated by sequencing or deletion and duplication analysis as a result of technical limitations of the assay, including regions of homology, high guanine-cytosine (GC) content, and repetitive sequences. SeeTargeted Genes and Methodology Details for Comprehensive Hereditary Thrombocytopenia Gene Panelfor details regarding the targeted genes analyzed for each test and specific gene regions not routinely covered.(Unpublished Mayo method) Reference transcript numbers may be updated due to transcript re-versioning. Always refer to the final patient report for gene transcript information referenced at the time of testing. Confirmation of select reportable variants may be performed by alternate methodologies based on internal laboratory criteria. Genes analyzed: ABCG5,ABCG8,ACTB,ACTN1,ANKRD26,ANO6,ARPC1B,CDC42,CYCS,DIAPH1,ETV6,FLI1,FLNA,FYB1,GATA1,GATA2,GNE,HOXA11,IKZF5,KDSR,MASTL,MECOM,MPIG6B,MPL,MYH9,ORAI1,PLAU,PRKACG,RBM8A,RUNX1,SLFN14,STIM1,THPO,TPM4,TUBB1, andWAS | 28 to 42 days | Whole blood: 2 weeks (if available); Extracted DNA: 3 months; Cultured fibroblasts: 1 month | This test was developed and its performance characteristics determined by Mayo Clinic in a manner consistent with CLIA requirements. It has not been cleared or approved by the US Food and Drug Administration. | 8144388233-Tissue culture, skin, solid tissue biopsy (if appropriate)88240-Cryopreservation (if appropriate) | Thrombocytopenia Gene Panel, NGS | 99970-6 | 619354 | Released By | 18771-6
GNADM | Hereditary Thrombotic Thrombocytopenic Purpura, ADAMTS13 Gene, Next-Generation Sequencing, Varies | Evaluating hereditary thrombotic thrombocytopenic purpura (TTP) in patients with a personal or family history suggestive of thrombotic microangiopathy Confirming a hereditary TTP diagnosis with the identification of known or suspected disease-causing alteration(s) in theADAMTS13gene Determining the disease-causing alterations within theADAMTS13gene to delineate the underlying molecular defect in a patient with a laboratory diagnosis of hereditary TTP Identifying the causative alterations for genetic counseling purposes Prognosis and risk assessment based on the genotype-phenotype correlations Carrier testing for close family members of an individual with a diagnosis of hereditary TTP This test isnot intended forprenatal diagnosis. | Sequence Capture and Targeted Next-Generation Sequencing (NGS) followed by Polymerase Chain Reaction (PCR) and Sanger Sequencing | Yes | ADAMTS13 Gene, Full Gene NGS | The clinical workup forhereditary thrombotic thrombocytopenic purpura (TTP)should begin withaplasmaADAMTS-13 (a disintegrin and metalloprotease with thrombospondin type 1 motif 13 repeats) activityassayperformed on a specimen collected before initiation of plasma therapy. | Specimen Type:Whole blood Patient Preparation:A previous bone marrow transplant from an allogenic donor will interfere with testing. Call 800-533-1710 for instructions for testing patients who have received a bone marrow transplant. Container/Tube: Preferred:Lavender top (EDTA) Acceptable:Yellow top (ACD) Specimen Volume:3 mL Collection Instructions: 1. Invert several times to mix blood. 2. Send whole blood specimen in original tube.Do not aliquot. Specimen Stability Information:Ambient (preferred) 4 days/Refrigerated | 1 mL | Hereditary thrombotic thrombocytopenic purpura (TTP), also known as Upshaw-Schulman syndrome or congenital TTP (cTTP), is a rare blood condition associated with germline variants in theADAMTS13gene. It is inherited in an autosomal recesssive manner with variable expressivity.(4) Hereditary TTP is characterized by a severe deficiency of the ADAMTS-13 (a disintegrin and metalloproteinase with thrombospondin type 1 motif 13) protease resulting in the abnormal accumulation of ultra-large von Willebrand factor multimers, which are thought to aggregate with platelets to form occlusive microvascular platelet-rich thrombi.(3-5) Systemic platelet thrombi lead to the classic pentad of TTP findings: thrombocytopenia, microangiopathic hemolytic anemia (intravascular hemolysis and presence of peripheral blood schistocytes), fever, neurologic symptoms (ischemic attack and stroke), and kidney dysfunction. While some individuals with hereditary TTP may have symptoms that present at birth, others can remain asymptomatic for decades. Although patients are at significant risk for complications of microvascular thrombosis throughout their lives, two periods appear to be associated with particularly severe risk: the first days of life and pregnancy.(5,6) Acquired, immune-mediated TTP (caused by the presence of autoantibodies to ADAMTS-13) is more common than hereditary TTP and can be distinguished through ADAMTS-13 antibody or inhibitor assays.(3) Several other non-TTP causes of thrombotic microangiopathy and severe ADAMTS-13 deficiency should be excluded prior to genetic testing, includinghemolytic uremic syndrome, hematopoietic stem cell and solid-organ transplantation, liver disease, disseminated intravascular coagulation, malignancy, viral infection (eg, HIV), sepsis, pregnancy (preeclampsia/eclampsia or HELLP [hemolysis, elevated liver enzymes and low platelets]syndrome), and medications, such as antiplatelet agents, calcineurin inhibitors, and certain chemotherapeutics.(3,7,8) | An interpretive report will be provided. | All detected variants are evaluated according to American College of Medical Genetics and Genomics recommendations.(10) Variants are classified based on known, predicted, or possible pathogenicity and reported with interpretive comments detailing their potential or known significance. | Clinical Correlations: Test results should be interpreted in the context of clinical findings, family history, and other laboratory data. Misinterpretation of results may occur if the information provided is inaccurate or incomplete. If testing was performed because of a clinically significant family history, it is often useful to first test an affected family member. Detection of a reportable variant in an affected family member would allow for more informative testing of at-risk individuals. To discuss the availability of additional testing options or for assistance in the interpretation of these results, contact the Mayo Clinic Laboratories genetic counselors at 800-533-1710. Technical Limitations: Next-generation sequencing may not detect all types of genomic variants. In rare cases, false-negative or false-positive results may occur. The depth of coverage may be variable for some target regions; assay performance below the minimum acceptable criteria or for failed regions will be noted. Given these limitations, negative results do not rule out the diagnosis of a genetic disorder. If a specific clinical disorder is suspected, evaluation by alternative methods can be considered. There may be regions of genes that cannot be effectively evaluated by sequencing or deletion and duplication analysis as a result of technical limitations of the assay, including regions of homology, high guanine-cytosine (GC) content, and repetitive sequences. Confirmation of select reportable variants will be performed by alternate methodologies based on internal laboratory criteria. This test is validated to detect 95% of deletions up to 75 base pairs (bp) and insertions up to 47 bp. Deletions-insertions (delins) of 40 or more bp, including mobile element insertions, may be less reliably detected than smaller delins. Deletion/Duplication Analysis: This analysis targets single and multi-exon deletions/duplications; however, in some instances, single exon resolution cannot be achieved due to isolated reduction in sequence coverage or inherent genomic complexity. Balanced structural rearrangements (such as translocations and inversions) may not be detected. This test is not designed to detect low levels of mosaicism or to differentiate between somatic and germline variants. If there is a possibility that any detected variant is somatic, additional testing may be necessary to clarify the significance of results. For detailed information regarding gene-specific performance and technical limitations, see Method Description or contact a laboratory genetic counselor. If the patient has had an allogeneic hematopoietic stem cell transplant or a recent blood transfusion, results may be inaccurate due to the presence of donor DNA. Call Mayo Clinic Laboratories for instructions for testing patients who have received a bone marrow transplant. Reclassification of Variants: Currently, it is not standard practice for the laboratory to systematically review previously classified variants on a regular basis. The laboratory encourages healthcare providers to contact the laboratory at any time to learn how the classification of a particular variant may have changed over time. Due to broadening genetic knowledge, it is possible that the laboratory may discover new information of relevance to the patient. Should that occur, the laboratory may issue an amended report. Variant Evaluation: Evaluation and categorization of variants are performed using published American College of Medical Genetics and Genomics and the Association for Molecular Pathology recommendations as a guideline.(10) Other gene-specific guidelines may also be considered. Variants are classified based on known, predicted, or possible pathogenicity and reported with interpretive comments detailing their potential or known significance. Variants classified as benign or likely benign are not reported. Multiple in silico evaluation tools may be used to assist in the interpretation of these results. The accuracy of predictions made by in silico evaluation tools is highly dependent upon the data available for a given gene, and periodic updates to these tools may cause predictions to change over time. Results from in silico evaluation tools should be interpreted with caution and professional clinical judgment. Rarely, incidental or secondary findings may implicate another predisposition or presence of active disease. These findings will be carefully reviewed to determine whether they will be reported. | 1. Bendapudi PK, Hurwitz S, Fry A, et al: Derivation and external validation of the PLASMIC score for rapid assessment of adults with thrombotic microangiopathies: a cohort study. Lancet Haematol. 2017 Apr;4(4):e157-e164 2. Scully M, Cataland S, Coppo P, et al; International Working Group for Thrombotic Thrombocytopenic Purpura: Consensus on the standardization of terminology in thrombotic thrombocytopenic purpura and related thrombotic microangiopathies. J Thromb Haemost. 2017 Feb;15(2):312-322 3. Mackie I, Mancini I, Muia J, et al: International Council for Standardization in Haematology (ICSH) recommendations for laboratory measurement of ADAMTS13. Int J Lab Hematol. 2020 Dec;42(6):685-696 4. Alwan F Vendramin C, Liesner R, et al: Characterization and treatment of congenital thrombotic thrombocytopenic purpura. Blood. 2019 Apr 11;133(15):1644-1651 5. Smock KJ: ADAMTS13 testing update: Focus on laboratory aspects of difficult thrombotic thrombocytopenic purpura diagnoses and effects of new therapies. Int J Lab Hematol. 2021 Jul;43 Suppl 1:103-108 6. Hovinga JAK, George JN: Hereditary thrombotic thrombocytopenic purpura. N Engl J Med. 2019 Oct 24;381(17):1653-1662 7. Saha M, McDaniel JK, Zheng XL: Thrombotic thrombocytopenic purpura: pathogenesis, diagnosis and potential novel therapeutics. J Thromb Haemost. 2017 Oct;15(10):1889-1900 8. Zuno JAN: Thrombotic thrombocytopenic purpura evaluation and management. In: Khaddour K, ed. StatPearls [Internet]. StatPearls Publishing; 2021. Updated July 25, 2022. Accessed November 28, 2022. Available at www.statpearls.com/articlelibrary/viewarticle/30113 9. George JN: Thrombotic thrombocytopenic purpura: From 1972 to 2022 and beyond. Semin Thromb Hemost. 2022 Nov;48(8):926-936 10. Richards S, Aziz N, Bale S, et al; ACMG Laboratory Quality Assurance Committee: Standards and guidelines for the interpretation of sequence variants: a joint consensus recommendation of the American College of Medical Genetics and Genomics and the Association for Molecular Pathology. Genet Med. 2015 May;17(5):405-424 | Next-generation sequencing (NGS) and/or Sanger sequencing are performed to test for the presence of variants in coding regions and intron/exon boundaries of theADAMTS13gene, as well as some other regions that have known disease-causing variants. The human genome reference GRCh37/hg19 build was used for sequence read alignment. At least 99% of the bases are covered at a read depth over 30X. Sensitivity is estimated at above 99% for single nucleotide variants, above 94% for deletions-insertions (delins) less than 40 base pairs (bp), above 95% for deletions up to 75 bp and insertions up to 47 bp. NGS and/or a polymerase chain reaction-based quantitative method is performed to test for the presence of deletions and duplications in theADAMTS13gene. There may be regions of theADAMTS13gene that cannot be effectively evaluated by sequencing or deletion and duplication analysis as a result of technical limitations of the assay, including regions of homology, high guanine-cytosine (GC) content, and repetitive sequences.(Unpublished Mayo method) The reference transcript forADAMTS13is NM_139025.4. Reference transcript numbers may be updated due to transcript re-versioning. Always refer to the final patient report for gene transcript information referenced at the time of testing. Confirmation of select reportable variants may be performed by alternate methodologies based on internal laboratory criteria. | 28 to 42 days | Whole blood: 2 weeks (if available); Extracted DNA: 3 months | This test was developed and its performance characteristics determined by Mayo Clinic in a manner consistent with CLIA requirements. It has not been cleared or approved by the US Food and Drug Administration. | 81479 | ADAMTS13 Gene, Full Gene NGS | 99960-7 | 619242 | Released By | 18771-6
THYRP | Hereditary Thyroid Cancer Panel, Varies | Evaluating patients with a personal or family history suggestive of a hereditary thyroid cancer syndrome Establishing a diagnosis of a hereditary thyroid cancer syndrome, allowing for targeted surveillance based on associated risks Identifying genetic variants associated with increased risk for thyroid and other cancers, allowing for predictive testing and appropriate screening of at-risk family members | Sequence Capture and Targeted Next-Generation Sequencing followed by Polymerase Chain Reaction (PCR) and Sanger Sequencing. | Yes | Hereditary Thyroid Cancer Panel | Varies | Patient Preparation:A previous bone marrow transplant from an allogenic donor will interfere with testing. For instructions for testing patients who have received a bone marrow transplant, call 800-533-1710. Specimen Type:Whole blood Container/Tube: Preferred:Lavender top (EDTA) or yellow top (ACD) Acceptable:Any anticoagulant Specimen Volume:3 mL Collection Instructions: 1. Invert several times to mix blood. 2. Send whole blood specimen in original tube.Do notaliquot. Specimen Stability Information:Ambient (preferred) 4 days/Refrigerated Additional Information: To ensure minimum volume and concentration of DNA is met, the preferred volume of blood must be submitted. Testing may be canceled if DNA requirements are inadequate. | 1 mL | The lifetime risk to develop thyroid cancer is approximately 1.2%.(1) Rarely, a predisposition to thyroid cancer may be inherited in families with certain genetic alterations. Most of these genetic alterations are syndromic, meaning individuals who inherit them are usually at risk for other types of cancers or features, in addition to thyroid cancer. Papillary thyroid cancers are typically sporadic but can be seen in individuals or families with familial adenomatous polyposis (FAP) syndrome, caused by variants within theAPCgene (cribriform morular variant). Individuals with FAP are at also very high risk for colonic polyposis and colorectal cancer. Follicular or papillary thyroid cancers may be seen in families withPTENhamartoma tumor syndrome (PHTS). Individuals with disease-causingPTENvariants have a 70-fold increased incidence of thyroid cancer compared to the general population and are at increased risk to develop breast and endometrial cancer.(2) Thyroid cancers with follicular or papillary features can also be seen in individuals with disease-causingDICER1variants, as well as individuals with Carney complex, which is caused by disease-causing variants within thePRKAR1Agene.(3,4) Approximately 25% of cases of medullary thyroid cancer (MTC) are caused by an inheritedRETvariant.(5) Some disease-causingRETvariants are associated with only isolated, familial MTC, while others cause a syndrome called multiple endocrine neoplasia type 2 (MEN2). Individuals with MEN2 have a high risk for MTC and may also have other tumors of the endocrine/neuroendocrine system, including paragangliomas, mucosal neuromas, pheochromocytomas, and parathyroid tumors.(6) The National Comprehensive Cancer Network and the American Cancer Society provide recommendations regarding the medical management of individuals with hereditary thyroid cancer syndromes.(7) | An interpretive report will be provided. | All detected variants are evaluated according to American College of Medical Genetics and Genomics recommendations.(8) Variants are classified based on known, predicted, or possible pathogenicity and reported with interpretive comments detailing their potential or known significance. | Clinical Correlations: Test results should be interpreted in the context of clinical findings, family history, and other laboratory data. Misinterpretation of results may occur if the information provided is inaccurate or incomplete. If testing was performed because of a clinically significant family history, it is often useful to first test an affected family member. Detection of a reportable variant in an affected family member would allow for more informative testing of at-risk individuals. To discuss the availability of additional testing options or for assistance in the interpretation of these results, contact the Mayo Clinic Laboratories genetic counselors at 800-533-1710. Technical Limitations: Next-generation sequencing may not detect all types of genomic variants. In rare cases, false-negative or false-positive results may occur. The depth of coverage may be variable for some target regions; assay performance below the minimum acceptable criteria or for failed regions will be noted. Given these limitations, negative results do not rule out the diagnosis of a genetic disorder. If a specific clinical disorder is suspected, evaluation by alternative methods can be considered. There may be regions of genes that cannot be effectively evaluated by sequencing or deletion and duplication analysis as a result of technical limitations of the assay, including regions of homology, high guanine-cytosine (GC) content, and repetitive sequences. Confirmation of select reportable variants will be performed by alternate methodologies based on internal laboratory criteria. This test is validated to detect 95% of deletions up to 75 base pairs (bp) and insertions up to 47 bp. Deletions-insertions (delins) of 40 or more bp, including mobile element insertions, may be less reliably detected than smaller delins. Deletion/Duplication Analysis: This analysis targets single and multi-exon deletions/duplications; however, in some instances, single exon resolution cannot be achieved due to isolated reduction in sequence coverage or inherent genomic complexity. Balanced structural rearrangements (such as translocations and inversions) may not be detected. This test is not designed to detect low levels of mosaicism or differentiate between somatic and germline variants. If there is a possibility that any detected variant is somatic, additional testing may be necessary to clarify the significance of results. Genes may be added or removed based on updated clinical relevance. For detailed information regarding gene specific performance and technical limitations, see Method Description or contact a laboratory genetic counselor. If the patient has had an allogeneic hematopoietic stem cell transplant or a recent blood transfusion, results may be inaccurate due to the presence of donor DNA. Call Mayo Clinic Laboratories for instructions for testing patients who have received a bone marrow transplant. Reclassification of Variants: Currently, it is not standard practice for the laboratory to systematically review previously classified variants on a regular basis. The laboratory encourages healthcare providers to contact the laboratory at any time to learn how the classification of a particular variant may have changed over time. Variant Evaluation: Evaluation and categorization of variants are performed using published American College of Medical Genetics and Genomics and the Association for Molecular Pathology recommendations as a guideline.(8) Other gene-specific guidelines may also be considered. Variants are classified based on known, predicted, or possible pathogenicity and reported with interpretive comments detailing their potential or known significance. Variants classified as benign or likely benign are not reported. Multiple in silico evaluation tools may be used to assist in the interpretation of these results. The accuracy of predictions made by in silico evaluation tools is highly dependent upon the data available for a given gene, and periodic updates to these tools may cause predictions to change over time. Results from in silico evaluation tools should be interpreted with caution and professional clinical judgment. | 1. Surveillance Epidemiology and End Results Program: Cancer Stat Facts: Thyroid cancer. National Cancer Institute; 2018. Accessed April 25, 2024. Available at http://seer.cancer.gov/statfacts/html/thyro.html 2. Ngeow J, Mester J, Rybicki LA, Ni Y, Milas M, Eng C. Incidence and clinical characteristics of thyroid cancer in prospective series of individuals with Cowden and Cowden-like syndrome characterized by germline PTEN, SDH, or KLLN alterations. J Clin Endocrinol Metab. 2011;96(12):E2063-E2071 3. Stratakis CA, Raygada M. Carney complex. In: Adam MP, Everman DB, Mirzaa GM, et al, eds. GeneReviews [Internet]. University of Washington, Seattle; 2003. Updated September 21, 2023. Accessed April 25, 2024. Available at www.ncbi.nlm.nih.gov/books/NBK1286/ 4. Schultz KAP, Stewart DR, Kamihara J, et al. DICER1 tumor predisposition. In: Adam MP, Everman DB, Mirzaa GM, et al, eds. GeneReviews [Internet]. University of Washington, Seattle; 2014. Updated April 30, 2020. Accessed April 25, 2024. Available at www.ncbi.nlm.nih.gov/books/NBK196157/ 5. Shepet K, Alhefdhi A, Lai N, Mazeh H, Sippel R, Chen H. Hereditary medullary thyroid cancer: age-appropriate thyroidectomy improves disease-free survival. Ann Surg Oncol. 2013;20(5):1451-1455 6. Eng C. Multiple endocrine neoplasia type 2. In: Adam MP, Everman DB, Mirzaa GM, et al, eds. GeneReviews [Internet]. University of Washington, Seattle; 1999. Updated August 10, 2023. Accessed April 25, 2024. Available at www.ncbi.nlm.nih.gov/books/NBK1257/ 7. Haddad RI, Nasr C, Bischoff L, et al. NCCN Guidelines Insights: Thyroid carcinoma, Version 2.2018. J Natl Compr Canc Netw. 2018;16(12):1429-1440 8. Richards S, Aziz N, Bale S, et al. Standards and guidelines for the interpretation of sequence variants: a joint consensus recommendation of the American College of Medical Genetics and Genomics and the Association for Molecular Pathology. Genet Med. 2015;17(5):405-424 | Next-generation sequencing (NGS) and/or Sanger sequencing are performed to test for the presence of variants in coding regions and intron/exon boundaries of the genes analyzed, as well as some other regions that have known disease-causing variants. The human genome reference GRCh37/hg19 build was used for sequence read alignment. At least 99% of the bases are covered at a read depth over 30X. Sensitivity is estimated at above 99% for single nucleotide variants, above 94% for deletions-insertions (delins) less than 40 base pairs (bp), above 95% for deletions up to 75 bp and insertions up to 47 bp. NGS and/or a polymerase chain reaction-based quantitative method is performed to test for the presence of deletions and duplications in the genes analyzed. There may be regions of genes that cannot be effectively evaluated by sequencing or deletion and duplication analysis as a result of technical limitations of the assay, including regions of homology, high guanine-cytosine (GC) content, and repetitive sequences. For details regarding the targeted genes analyzed and specific gene regions not routinely covered seeTargeted Genes and Methodology Details for Hereditary Thyroid Cancer Panel.(Unpublished Mayo method) Confirmation of select reportable variants may be performed by alternate methodologies based on internal laboratory criteria. Genes analyzed:APC(including promoters 1A and 1B),DICER1,PRKAR1A,PTEN(including promoter),RET,TP53, andWRN | 14 to 21 days | Whole Blood: 2 weeks (if available); Extracted DNA: 3 months | This test was developed and its performance characteristics determined by Mayo Clinic in a manner consistent with CLIA requirements. It has not been cleared or approved by the US Food and Drug Administration. | 812018132181406813518147981479 (if appropriate for government payers) | Hereditary Thyroid Cancer Panel | In Process | 614874 | Released By | 18771-6
WILMP | Hereditary Wilms Tumor Panel, Varies | Evaluating isolated and syndromic causes of Wilms tumor Establishing a diagnosis to guide management for individuals with Wilms tumor Identifying a familial variant allowing for predictive testing and appropriate screening of at-risk family members | Sequence Capture and Targeted Next-Generation Sequencing followed by Polymerase Chain Reaction (PCR) and Sanger Sequencing | Yes | Hereditary Wilms Tumor Panel | Varies | Patient Preparation:A previous bone marrow transplant from an allogenic donor will interfere with testing. Call 800-533-1710 for instructions for testing patients who have received a bone marrow transplant. Specimen Type:Whole blood Container/Tube: Preferred:Lavender top (EDTA) or yellow top (ACD) Acceptable:Any anticoagulant Specimen Volume:3 mL Collection Instructions: 1. Invert several times to mix blood. 2. Send whole blood specimen in original tube.Do notaliquot. Specimen Stability Information:Ambient (preferred) 4 days/Refrigerated | 1 mL | Hereditary predisposition to Wilms tumor encompasses a heterogeneous group of syndromic and nonsyndromic conditions. A comprehensive diagnostic genetic test is useful to help determine a molecular etiology for Wilms tumor and, therefore, identify other potential risks and ascertain the inheritance pattern and recurrence risk within a family. Approximately 10% to 15% of individuals with Wilms tumor have a genetic etiology that can be identified.(1) The most common genetic cause of Wilms tumor is disease-causing variants in theWT1gene.(1) There are several other genes that also can increase Wilms tumor risk, includingBLM,BUB1B,CDC73,DIS3L2,GPC3,REST,TP53, andTRIP13.Individuals with syndromic Wilms tumor may have involvement of other organs.(1) | An interpretive report will be provided. | All detected variants are evaluated according to American College of Medical Genetics and Genomics recommendations.(2) Variants are classified based on known, predicted, or possible pathogenicity and reported with interpretive comments detailing their potential or known significance. | Clinical Correlations: Test results should be interpreted in the context of clinical findings, family history, and other laboratory data. Misinterpretation of results may occur if the information provided is inaccurate or incomplete. If testing was performed because of a clinically significant family history, it is often useful to first test an affected family member. Detection of a reportable variant in an affected family member would allow for more informative testing of at-risk individuals. To discuss the availability of additional testing options or for assistance in the interpretation of these results, contact the Mayo Clinic Laboratories genetic counselors at 800-533-1710. Technical Limitations: Next-generation sequencing may not detect all types of genomic variants. In rare cases, false-negative or false-positive results may occur. The depth of coverage may be variable for some target regions; assay performance below the minimum acceptable criteria or for failed regions will be noted. Given these limitations, negative results do not rule out the diagnosis of a genetic disorder. If a specific clinical disorder is suspected, evaluation by alternative methods can be considered. There may be regions of genes that cannot be effectively evaluated by sequencing or deletion and duplication analysis as a result of technical limitations of the assay, including regions of homology, high guanine-cytosine (GC) content, and repetitive sequences. Confirmation of select reportable variants will be performed by alternate methodologies based on internal laboratory criteria. This test is validated to detect 95% of deletions up to 75 base pairs (bp) and insertions up to 47 bp. Deletions-insertions (delins) of 40 or more bp, including mobile element insertions, may be less reliably detected than smaller delins. Deletion/Duplication Analysis: This analysis targets single and multi-exon deletions/duplications; however, in some instances, single exon resolution cannot be achieved due to isolated reduction in sequence coverage or inherent genomic complexity. Balanced structural rearrangements (such as translocations and inversions) may not be detected. This test is not designed to detect low levels of mosaicism or differentiate between somatic and germline variants. If there is a possibility that any detected variant is somatic, additional testing may be necessary to clarify the significance of results. Genes may be added or removed based on updated clinical relevance. For the most up to date list of genes included in this test, detailed information regarding gene specific performance, and technical limitations, see Method Description orTargeted Genes and Methodology Details for Hereditary Wilms Tumor Panelor contact a laboratory genetic counselor. If the patient has had an allogeneic hematopoietic stem cell transplant or a recent blood transfusion, results may be inaccurate due to the presence of donor DNA. Call Mayo Clinic Laboratories for instructions for testing patients who have received a bone marrow transplant. Reclassification of Variants: Currently, it is not standard practice for the laboratory to systematically review previously classified variants on a regular basis. The laboratory encourages healthcare providers to contact the laboratory at any time to learn how the classification of a particular variant may have changed over time. Variant Evaluation: Evaluation and categorization of variants are performed using published American College of Medical Genetics and Genomics and the Association for Molecular Pathology recommendations as a guideline.(2) Other gene-specific guidelines may also be considered. Variants are classified based on known, predicted, or possible pathogenicity and reported with interpretive comments detailing their potential or known significance. Variants classified as benign or likely benign are not reported. Multiple in silico evaluation tools may be used to assist in the interpretation of these results. The accuracy of predictions made by in silico evaluation tools is highly dependent upon the data available for a given gene, and periodic updates to these tools may cause predictions to change over time. Results from in silico evaluation tools should be interpreted with caution and professional clinical judgment. | 1. Turner JT, Brzezinski J. Dome JS. Wilms tumor predisposition. In: Adam MP, Everman DB, Mirzaa GM, et al, eds. GeneReviews [Internet]. University of Washington, Seattle; 2003. Updated March 24, 2022. Accessed November 9, 2022. Available at www.ncbi.nlm.nih.gov/books/NBK1294/ 2. Richards S, Aziz N, Bale S, et al. Standards and guidelines for the interpretation of sequence variants: a joint consensus recommendation of the American College of Medical Genetics and Genomics and the Association for Molecular Pathology. Genet Med. 2015;17(5):405-424 | Next-generation sequencing (NGS) and/or Sanger sequencing are performed to test for the presence of variants in coding regions and intron/exon boundaries of the genes analyzed, as well as some other regions that have known disease-causing variants. The human genome reference GRCh37/hg19 build was used for sequence read alignment. At least 99% of the bases are covered at a read depth over 30X. Sensitivity is estimated at above 99% for single nucleotide variants, above 94% for deletions-insertions (delins) less than 40 base pairs (bp), above 95% for deletions up to 75 bp and insertions up to 47 bp. NGS and/or a polymerase chain reaction-based quantitative method is performed to test for the presence of deletions and duplications in the genes analyzed. There may be regions of genes that cannot be effectively evaluated by sequencing or deletion and duplication analysis as a result of technical limitations of the assay, including regions of homology, high guanine-cytosine (GC) content, and repetitive sequences. For details regarding the targeted genes analyzed and specific gene regions not routinely covered seeTargeted Genes and Methodology Details for Hereditary Wilms Tumor Panel.(Unpublished Mayo method) Confirmation of select reportable variants may be performed by alternate methodologies based on internal laboratory criteria. Genes analyzed:BLM,BUB1B,CDC73,DIS3L2,GPC3,REST,TP53,TRIP13, andWT1 | 21 to 28 days | Whole Blood: 2 weeks (if available); Extracted DNA: 3 months | This test was developed and its performance characteristics determined by Mayo Clinic in a manner consistent with CLIA requirements. It has not been cleared or approved by the US Food and Drug Administration. | 81351814058147981479 (if appropriate for government payers) | Hereditary Wilms Tumor Panel | 101671-6 | 614898 | Released By | 18771-6
HSVG | Herpes Simplex Virus (HSV) Type 1- and Type 2-Specific Antibodies, IgG, Serum | Determining whether a patient has been previously exposed to herpes simplex virus (HSV) types 1 and 2 Distinguishing between infection caused by HSV types 1 and 2, especially in patients with subclinical or unrecognized HSV infection This test shouldnot be usedto diagnose active or recent infection. | Multiplex Flow Immunoassay (MFI) | Yes | HSV Types 1 and 2 Ab, IgG, S | Serum | Collection Container/Tube: Preferred:Serum gel Acceptable:Red top Submission Container/Tube:Plastic vial Specimen Volume:0.6 mL Collection Instructions:Centrifuge and aliquot serum into plastic vial. | 0.4 mL | Herpes simplex virus (HSV) types 1 and 2 are members of theHerpesviridaefamily and produce infections that range from mild stomatitis to disseminated and fatal disease. Clinical conditions associated with HSV infection include gingivostomatitis, keratitis, encephalitis, vesicular skin eruptions, aseptic meningitis, neonatal herpes, genital tract infections, and disseminated primary infection. Infections with HSV types 1 and 2 can differ significantly in their clinical manifestations and severity. HSV type 2 primarily causes urogenital infections and is found almost exclusively in adults. HSV type 1 is closely associated with orolabial infection, although genital infection with this virus can be common in certain populations. The diagnosis of HSV infections is routinely made based on clinical findings and supported by laboratory testing, primarily using polymerase chain reaction to detect viral DNA. However, in instances of subclinical or unrecognized HSV infection, serologic testing for IgG-class antibodies to type-specific HSV glycoprotein G may be useful. There are several circumstances where it may be important to distinguish between infection caused by HSV types 1 and 2 (eg, risk of reactivation). In addition, the results of HSV type-specific IgG testing are sometimes used during pregnancy to identify risks of congenital HSV disease and allow for focused counseling prior to delivery. | Negative | This assay detects IgG-class antibodies to type-specific herpes simplex virus (HSV) glycoprotein G and may allow for the differentiation of infection caused by HSV types 1 and 2. The presence of IgG-class antibodies to HSV types 1 or 2 indicates previous exposure, and does not necessarily indicate that HSV is the causative agent of an acute illness. | Detection of IgG-class antibodies to herpes simplex virus (HSV) should not be used routinely as the primary means of diagnosing HSV infection. For patients presenting with presumed acute infection with HSV, a clinical specimen (eg, oral, dermal, or genital lesion) should be sampled and submitted for detection of HSV types 1 and 2 by polymerase chain reaction. Serum specimens collected too early in the course of infection may not have detectable levels of HSV IgG. In cases of suspected early disease, a repeat serum specimen should be collected 14 to 21 days later and submitted for testing. The presence of IgG-class antibodies to either HSV type 1 or 2 does not differentiate between remote infection or acute disease. HSV serology cannot distinguish genital from nongenital infections. The predictive value of positive or negative results depends on the prevalence of disease and the pretest likelihood of HSV-1 and HSV-2. False-positive results may occur. Repeat testing, or testing by a different method, may be indicated in some settings (eg, patients with low likelihood of HSV infection). | 1. Ashley RL, Wald A: Genital herpes: review of the epidemic and potential use of type-specific serology. Clin Microbiol Rev. 1999 Jan;12(1):1-8 2. Ashley RL, Wu L, Pickering JW, et al: Premarket evaluation of a commercial glycoprotein G-based enzyme immunoassay for herpes simplex virus type-specific antibodies. J Clin Microbiol. 1998 Jan;36(1):294-295 3. Brown ZA, Selke S, Zeh J, et al: The acquisition of herpes simplex virus during pregnancy. N Engl J Med 1997 Aug;337(8):509-515 4. Lafferty WE, Coombs RW, Benedetti J, et al: Recurrences after oral and genital herpes simplex infection. Influence of site of infection and viral type. N Engl J Med. 1987 Jun;316(23):1444-1449 5. Binnicker MJ, Jespersen DJ, Harring JA: Evaluation of three multiplex flow immunoassays to enzyme immunoassay for the detection and differentiation of IgG class antibodies to herpes simplex virus types 1 and 2. Clin Vaccine Immunol. 2010 Feb;17(2):253-257 6. Nath P, Kabir MA, Doust SK, Ray A: Diagnosis of herpes simplex virus: Laboratory and point-of-care techniques. Infect Dis Rep. 2021 Jun 2;13(2):518-539 | BioPlex 2200 Herpes Simplex Virus (HSV)-1 and HSV-2 Kit uses multiplex flow immunoassay technology. Two different populations of dyed beads are each coated with glycoprotein G -based antigens associated with HSV types 1 or 2. Patient sample is combined with sample diluent and bead set reagent in a reaction vessel. The mixture is incubated at 37 degrees C. After a wash cycle, antihuman IgG antibody conjugated to phycoerythrin (PE) is added to the mixture and incubated at 37 degrees C. Excess conjugate is removed in another wash cycle, and the beads are resuspended in wash buffer. The bead mixture then passes through a detector where the identity of the dyed beads is determined by the fluorescence of the dyes, and the amount of antibody captured by the antigen is determined by the fluorescence of the attached PE. Raw data is calculated in relative fluorescence intensity. Three additional dyed beads, an internal standard bead, a serum verification bead, and a reagent blank bead are present in each reaction mixture to verify detector response, the addition of serum to the reaction vessel, and the absence of significant nonspecific binding in serum.(Package insert: BioPlex 2200 System HSV-1 and HSV-2 IgG. Bio-Rad Laboratories; Version 665-0533C_EN, 04/2019) | Same day/1 to 2 days | 14 days | This test has been cleared, approved, or is exempt by the US Food and Drug Administration and is used per manufacturer's instructions. Performance characteristics were verified by Mayo Clinic in a manner consistent with CLIA requirements. | 8669586696 | HSV Types 1 and 2 Ab, IgG, S | 81621-5 | HS2G | HSV Type 2 Ab, IgG, S | 43180-9
HSVPB | Herpes Simplex Virus (HSV), Molecular Detection, PCR, Blood | Aiding in the rapid diagnosis of disseminated disease due to herpes simplex virus (HSV) Qualitative detection of HSV DNA This testshould not be usedto screen asymptomatic patients. | Real-Time Polymerase Chain Reaction (PCR)/DNA Probe Hybridization | Yes | Herpes Simplex Virus, PCR, B | Whole Blood EDTA | Container/Tube:Lavender top (EDTA) Specimen Volume:1 mL Collection Instructions:Send whole blood specimen in original tube.Do not aliquot. | 0.4 mL | Herpes simplex virus (HSV) types 1 and 2 cause a variety of clinical syndromes. Anatomic sites infected include the skin, lips, oral cavity, eyes, genital tract, and central nervous system. Systemic disease may also occur, in which the virus may be detectable in the bloodstream. The detection of HSV-1 or HSV-2 DNA from blood specimens may help support the diagnosis of disseminated disease associated with this virus. | HERPES SIMPLEX VIRUS (HSV)-1 Negative HERPES SIMPLEX VIRUS (HSV)-2 Negative | This is a qualitative assay; results are reported either as negative or positive for herpes simplex virus (HSV) type 1, HSV type 2, or HSV type indeterminate. Results can also be reported as invalid. An indeterminate result means that HSV DNA was detected but the assay was unable to differentiate between HSV type 1 and HSV type 2. If typing is required, it is recommended that a new specimen be collected and tested by an alternate method. An invalid result points to the inability to determine presence or absence of HSV-1 or HSV-2 DNA in the sample. Detection of HSV DNA in clinical specimens supports the clinical diagnosis of infection due to the virus. | This test is intended for patients with evidence of disseminated disease due to herpes simplex virus (HSV). For patients with localized (eg, skin, genital) disease, a swab of suspect lesions should be collected and submitted for real-time polymerase chain reaction (PCR) analysis; HSVPV / Herpes Simplex Virus (HSV), Molecular Detection, PCR, Varies. A negative result does not eliminate the possibility of HSV infection. Although the reference value is typically "negative" for this assay, viral shedding may be detected in asymptomatic individuals. This assay is only to be used for patients with a clinical history and symptoms consistent with HSV infection and must be interpreted in the context of the clinical picture. | 1. Binnicker MJ, Espy MJ, Duresko B, Irish C, Mandrekar J. Automated processing, extraction and detection of herpes simplex virus types 1 and 2: A comparative evaluation of three commercial platforms using clinical specimens. J Clin Virol. 2017;89:30-33 2. Schiffer JT, Corye L. New concepts in understanding genital herpes. Curr Infect Dis Rep. 2009;11(6):457-464 3. Espy MJ, Uhl JR, Svien KA, et al. Laboratory diagnosis of herpes simplex virus infections in the clinical laboratory by LightCycler PCR. J Clin Microbiol. 2000;38(2):795-799 4. Espy MJ, Ross TK, Teo R, et al. Evaluation of LightCycler PCR for implementation of laboratory diagnosis of herpes simplex virus infections. J Clin Microbiol. 2000;38(8):3116-3118 5. Sauerbrei A, Eichhorn U, Hottenrott G, Wutzler P. Virological diagnosis of herpes simplex encephalitis. J Clin Virol. 2000;17(1):31-36 6. Mitchell PS, Espy MJ, Smith TF, et al. Laboratory diagnosis of central nervous system infections with herpes simplex virus by PCR performed with cerebrospinal fluid specimens. J Clin Microbiol. 1997;35(11):2873-2877 7. Yi-Wei T, Mitchell PS, Espy MJ, Smith TF, Persing DH. Molecular diagnosis of herpes simplex virus infections in the central nervous system. J Clin Microbiol. 1999;37(7):2127-2136 | Viral nucleic acid is extracted by the MagNA Pure 96 automated instrument (Roche Applied Science) from blood specimens. Primers directed to the DNA polymerase of herpes simplex virus (HSV) produce a 215-base pair amplicon. The LightCycler or LightCycler 480 instrument (Roche Applied Science), amplifies and monitors by fluorescence the development of target nucleic acid sequences after the annealing step during polymerase chain reaction (PCR) cycling. This is an automated PCR system that can rapidly detect (30-40 minutes) amplicon development through stringent air-controlled temperature cycling and capillary cuvettes or 96 well plate. The detection of amplified products is based on the fluorescence resonance energy transfer (FRET) principle. For FRET product detection, a hybridization probe with a donor fluorophore, fluorescein, on the 3'-end is excited by an external light source and emits light that is absorbed by a second hybridization probe with an acceptor fluorophore, LC-Red 640, at the 5'-end. The acceptor fluorophore then emits a light of a different wavelength that can be measured with a signal that is proportional to the amount of specific PCR product. LightCycler hybridization probes are designed for HSV-type 2 and sequence differences between HSV-type 2- and HSV-type 1 are detected by melting curve analysis. Melting curve analysis is performed following PCR amplification. Sequence differences between the PCR amplification and probe melting curves are accomplished through the use of LightCycler software.(Binnicker MJ, Espy MJ, Duresko B, Irish C, Mandrekar J. Automated processing, extraction and detection of herpes simplex virus types 1 and 2: A comparative evaluation of three commercial platforms using clinical specimens. J Clin Virol. 2017;89:30-33) | Same day/1 to 4 days | 1 week | This test was developed using an analyte specific reagent. Its performance characteristics were determined by Mayo Clinic in a manner consistent with CLIA requirements. This test has not been cleared or approved by the US Food and Drug Administration. | 87529 x 287529 (if appropriate for government payers) | Herpes Simplex Virus, PCR, B | 93440-6 | 618331 | HSV 2 PCR, B | 93438-0
HSVC | Herpes Simplex Virus (HSV), Molecular Detection, PCR, Spinal Fluid | Aiding in the rapid diagnosis of herpes simplex virus (HSV)-1 and HSV-2 infections of the central nervous system | Real-Time Polymerase Chain Reaction (RT-PCR) | Yes | Herpes Simplex Virus, PCR, CSF | For more information seeMeningitis/Encephalitis Panel Algorithm. | Supplies:Sarstedt Aliquot Tube, 5 mL (T914) Container/Tube:Plastic vial Specimen Volume:0.2 mL Collection Instructions: 1. Submit from second spinal fluid collection vial. 2. Transfer into aliquot vial using sterile technique. 3. Do not centrifuge or heat inactivate. Additional Information: 1. The high sensitivity of amplification by polymerase chain reaction (PCR) requires the specimen to be processed in an environment in which contamination of the specimen by herpes simplex virus DNA is not likely. 2. Specimens that are received with less than the minimum volume required for all testing requested will be canceled. | 0.1 mL | Herpes simplex virus (HSV)-1 and HSV-2 are members of the Alpha herpesviridae subfamily. HSV is an enveloped virus with a capsid containing viral DNA. Although HSV-1 and HSV-2 are closely related, the 2 viruses are serologically and genetically distinct.(1,2) HSV-1 and -2 are common causes of dermal and genital infections; however, in some cases, infection with HSV may result in central nervous system (CNS) disease that is considered a medical emergency. HSV infection of the CNS may result in encephalitis (more commonly associated with HSV-1) or meningitis (more commonly associated with HSV-2). Encephalitis is inflammation of the brain associated with clinical evidence of neurologic dysfunction. Of the pathogens reported to cause encephalitis, the majority are viruses.(3) In general, the most frequently identified etiologies in the United States are HSV, West Nile virus, and the enteroviruses, followed by other herpesviruses.(3) HSV causes about 5% to 10% of all encephalitis cases and is one of the most common causes of identified sporadic encephalitis globally.(3) HSV encephalitis occurs in all ages, and during all seasons. HSV-1 encephalitis is more common in adults, and HSV-2 encephalitis is more common in neonates.(3) One study reported a neonatal herpes rate of 1 case per 3200 live births in the United States.(4) Clinical features involved with HSV encephalitis include fever, hemicranial headache, language and behavioral abnormalities, memory impairment, and seizures.(3) | Negative | A positive result suggests the presence of herpes simplex virus (HSV)-1 and/or HSV-2 DNA in the cerebrospinal fluid (CSF) sample. A negative result suggests that HSV-1 and HSV-2 DNA are not present in the CSF sample. An invalid result points to the inability to determine presence or absence of HSV-1 or HSV-2 DNA in the CSF sample. | This test is not validated for sample types other than cerebrospinal fluid (CSF). Negative results do not preclude herpes simplex virus (HSV)-1 or HSV-2 infection and should not be used as the sole basis for treatment or other patient management decisions. False-negative results may occur if the viruses are present at a level that is below the analytical sensitivity of the assay or if the virus has genomic mutations, insertions, deletions, or rearrangements, or if the assay is performed very early in the course of illness. For encephalitis patients with a negative herpes simplex PCR result, consideration should be given to repeating the test 3 to 7 days later for patients demonstrating a compatible clinical syndrome or temporal lobe localization on neuroimaging.(3) The performance of this test has not been established for immunocompromised individuals, nor has it been established for monitoring treatment of HSV infection of the central nervous system. | 1. Lawrence C. Herpes Simplex virus. In: Mandell GL, Bennet JE, Dolin R, eds. Principles and Practice of Infectious Diseases. 6th ed. Elsevier, Churchill and Livingstone; 2004:1762-1780 2. Szpara ML, Parsons L, Enquist LW. Sequence variability in clinical and laboratory isolates of herpes simplex virus 1 reveals new mutations. J Virol. 2010;84(10):5303-5313 3. Tunkel AR, Glaser CA, Bloch KC, et al. The management of encephalitis: clinical practice guidelines by the Infectious Diseases Society of America. Clin Infect Dis. 2008;47(3):303-327 4. Brown ZA, Wald A, Morrow RA, et al. Effect of serologic status and cesarean delivery on transmission rates of herpes simplex virus from mother to infant. JAMA. 2003;289(2):203-209 5. Clinical Management Guidelines for Obstetrician-Gynecologists. ACOG Practice Bulletin No. 57, 104 (5 pt 1). 2004;1111-1118 6. Binnicker MJ, Espy MJ, Irish CL. Rapid and direct detection of herpes simplex virus in cerebrospinal fluid using a commercial real-time PCR assay. J Clin Microbiol.2014;52(12):4361-4362 | The Simplexa HSV (herpes simplex virus)-1 and -2 Direct assay system is a real-time polymerase chain reaction (PCR) that enables the direct amplification, detection, and differentiation of HSV-1 and HSV-2 DNA from unprocessed spinal fluid specimens without nucleic acid extraction. In this assay, bifunctional fluorescent probe primers are used together with corresponding reverse primers to amplify HSV-1, HSV-2, and internal control targets. Well-conserved regions of the HSV-1 and HSV-2 DNA polymerase genes are targeted to identify HSV-1 and HSV-2 DNA, respectively, in the specimen. An internal control is used to detect PCR failure or inhibition.(Binnicker MJ, Espy MJ, Irish CL. Rapid and direct detection of herpes simplex virus in cerebrospinal fluid using a commercial real-time PCR assay. J Clin Microbiol.2014;52(12):4361-4362; Package insert: Simplexa HSV 1 & 2 Direct. Diasorin; REF MOL2150. Rev 05. 09/05/2018) | Same day/1 to 2 days | 7 days | This test has been cleared, approved, or is exempt by the US Food and Drug Administration and is used per manufacturer's instructions. Performance characteristics were verified by Mayo Clinic in a manner consistent with CLIA requirements. | 87529x 287529 (if appropriate for government payers) | Herpes Simplex Virus, PCR, CSF | 92865-5 | 36859 | HSV 2 PCR, C | 16960-7
HSVPV | Herpes Simplex Virus (HSV), Molecular Detection, PCR, Varies | Aiding in the rapid diagnosis of herpes simplex virus (HSV) infections, including qualitative detection of HSV DNA in nonblood clinical specimens This testshould not be usedto screen asymptomatic patients. | Real-Time Polymerase Chain Reaction (PCR)/DNA Probe Hybridization | Yes | Herpes Simplex Virus, PCR, Varies | Varies | Submit only 1 of the following specimens: Specimen Type:Bodyfluid Sources:Pleural, peritoneal, ascites, pericardial, amniotic, or ocular Container/Tube:Sterile container Specimen Volume:0.5 mL Collection Instructions:Do not centrifuge. Specimen Type:Swab Sources:Genital, dermal, ocular, nasal, throat, or oral Supplies:M4-RT (T605) Container/Tube:Multimicrobe media (M4-RT) Specimen Volume:Entire collection Collection Instructions:Place swab back into multimicrobe media (M4-RT) Additional Information: Source information must include main anatomical site of collection. Specimen Type:Respiratory Sources:Bronchial washing, bronchoalveolar lavage, nasopharyngeal aspirate or washing, sputum, or tracheal aspirate Container/Tube:Sterile container Specimen Volume:1.5 mL Specimen Type:Tissue Sources:Brain, colon, kidney, liver, lung, etc Supplies:M4-RT (T605) Container/Tube:Sterile container containing 1 mL to 2 mL of sterile saline or multimicrobe medium (M4-RT) Specimen Volume:Entire collection Collection Instructions:Submit only fresh tissue. Additional Information:Source information should include main anatomical site of collection. Specimen Type:Urine (<1-month old infant) Container/Tube:Sterile container Specimen Volume:0.5 mL | Amniotic or ocular fluid: 0.4 mL; Sterile body fluid (Pleural, peritoneal, ascites, pericardial): 0.5 mL; Respiratory Specimen: 1 mL; Swab, tissue, or urine: See Specimen Required | Herpes simplex virus (HSV) types 1 and 2 are members of theHerpesviridaefamily and produce infections that may range from mild stomatitis to disseminated and fatal disease. Clinical conditions associated with HSV infection include gingivostomatitis, keratitis, encephalitis, vesicular skin eruptions, aseptic meningitis, neonatal herpes, genital tract infections, and disseminated primary infection. Infections with HSV types 1 and 2 can differ significantly in their clinical manifestations and severity. HSV type 2 primarily causes urogenital infections and is found almost exclusively in adults. HSV type 1 is closely associated with orolabial infection, although genital infection with this virus can be common in certain populations. The diagnosis of HSV infections is routinely made based on clinical findings and supported by laboratory testing usingpolymerase chain reactionor viral culture. | HERPES SIMPLEX VIRUS (HSV)-1 Negative HERPES SIMPLEX VIRUS (HSV)-2 Negative | This is a qualitative assay; results are reported either as negative or positive for herpes simplex virus (HSV) type 1, HSV type 2, or HSV type indeterminate. Results can also be reported as invalid. An indeterminate result indicates that HSV DNA was detected but the assay is unable to differentiate between HSV-1 and HSV-2. If typing is required, it is suggested that a new specimen be collected for testing by an alternate method. An invalid result points to the inability to determine presence or absence of HSV-1 or HSV-2 DNA in the sample. Detection of HSV DNA in clinical specimens supports the clinical diagnosis of infection due to the virus. | A negative result does not eliminate the possibility of herpes simplex virus (HSV) infection. Although the reference range is typically "negative" for this assay, this assay may detect viral nucleic acid shedding in asymptomatic individuals. This may be especially relevant when dermal or genital sites are tested since intermittent shedding without noticeable lesions has been described.(1) This assay is only to be used for patients with a clinical history and symptoms consistent with HSV infection and must be interpreted in the context of the clinical picture. | 1. Binnicker MJ, Espy MJ, Duresko B, Irish C, Mandrekar J. Automated processing, extraction and detection of herpes simplex virus types 1 and 2: A comparative evaluation of three commercial platforms using clinical specimens. J Clin Virol. 2017;89:30-33 2. Schiffer JT, Corye L. New concepts in understanding genital herpes. Curr Infect Dis Rep. 2009;11(6):457-464 3. Espy MJ, Uhl JR, Svien KA, et al: Laboratory diagnosis of herpes simplex virus infections in the clinical laboratory by LightCycler PCR. J Clin Microbiol. 2000;38(2):795-799 4. Espy MJ, Ross TK, Teo R, et al: Evaluation of LightCycler PCR for implementation of laboratory diagnosis of herpes simplex virus infections. J Clin Microbiol. 2000 Aug;38(8):3116-3118 5. Sauerbrei A, Eichhorn U, Hottenrott G, Wutzler P: Virological diagnosis of herpes simplex encephalitis. J Clin Virol. 2000 Jun;17(1):31-36 6. Mitchell PS, Espy MJ, Smith TF, et al. Laboratory diagnosis of central nervous system infections with herpes simplex virus by PCR performed with cerebrospinal fluid specimens. J Clin Microbiol. 1997;35(11):2873-2877 7. Tang YW, Mitchell PS, Espy MJ, Smith TF, Persing DH. Molecular diagnosis of herpes simplex virus infections in the central nervous system. J Clin Microbiol. 1999;37(7):2127-2136 | Viral nucleic acid is extracted by the MagNA Pure 96 automated instrument (Roche Applied Science) from genital, dermal, or tissue specimens. Primers directed to the DNA polymerase of herpes simplex virus (HSV) produce a 215-base pair amplicon. The LightCycler or LightCycler 480 instrument (Roche Applied Science), amplifies and monitors by fluorescence the development of target nucleic acid sequences after the annealing step during polymerase chain reaction (PCR) cycling. This is an automated PCR system that can rapidly detect (30-40 minutes) amplicon development through stringent air-controlled temperature cycling and capillary cuvettes or 96 well plate. The detection of amplified products is based on the fluorescence resonance energy transfer (FRET) principle. For FRET product detection, a hybridization probe with a donor fluorophore, fluorescein, on the 3'-end is excited by an external light source and emits light that is absorbed by a second hybridization probe with an acceptor fluorophore at the 5'-end. The acceptor fluorophore then emits a light of a different wavelength that can be measured with a signal that is proportional to the amount of specific PCR product. LightCycler hybridization probes are designed for HSV-type 2 and sequence differences between HSV-type 2- and HSV-type 1 are detected by melting curve analysis. Melting curve analysis is performed following PCR amplification. Sequence differences between the PCR amplification and probe melting curves are accomplished through the use of LightCycler software.(Binnicker MJ, Espy MJ, Duresko B, Irish C, Mandrekar J. Automated processing, extraction and detection of herpes simplex virus types 1 and 2: A comparative evaluation of three commercial platforms using clinical specimens. J Clin Virol. 2017;89:30-33) | Same day/1 to 4 days | 1 week | This test was developed and its performance characteristics determined by Mayo Clinic in a manner consistent with CLIA requirements. It has not been cleared or approved by the US Food and Drug Administration. | 87529 x 287529 (if appropriate for government payers) | Herpes Simplex Virus, PCR, Varies | 94580-8 | 618329 | HSV 2, PCR | 94582-4
HRPSV | Herpes Simplex Virus, I and II (HSV I and II) Immunostain, Technical Component Only | Identification of herpes simplex virus I and II infection | Immunohistochemistry (IHC) | Yes | HSV I and II IHC, Tech Only | For the initial technical component only immunohistochemical (IHC) stain performed, the appropriate bill-only test ID will be reflexed and charged (IHTOI). For each additional technical component only IHC stain performed, an additional bill-only test ID will be reflexed and charged (IHTOA). | Supplies:Immunostain Technical Only Envelope (T693) Specimen Type:Tissue Container/Tube:Immunostain Technical Only Envelope Preferred:2 Unstained positively charged glass slide (25- x 75- x 1-mm) per test ordered; sections 4-microns thick. Acceptable:Formalin-fixed, paraffin-embedded tissue block |  | Immunoperoxidase staining for herpes simplex virus (HSV) I and II produces nuclear and granular cytoplasmic staining of virus infected cells. HSV I and II are part of the herpes virus family that also includes Epstein Barr virus, herpes zoster, and cytomegalovirus. HSV are among the most common infectious agents of man and usually are transmitted through close personal contact. The manifestations of infection can be localized (oral lesions HSV I; genital lesions HSV II) or can cause life-threatening systemic infection in immunocompromised patients. |  | This test does not include pathologist interpretation, only technical performance of the stain. If interpretation is required, order PATHC / Pathology Consultation for a full diagnostic evaluation or second opinion of the case. The positive and negative controls are verified as showing appropriate immunoreactivity. If a control tissue is not included on the slide, a scanned image of the relevant quality control tissue is available upon request; call 855-516-8404. Interpretation of this test should be performed in the context of the patient's clinical history and other diagnostic tests by a qualified pathologist. | Age of a cut paraffin section can affect immunoreactivity. Stability thresholds vary widely among published literature and are antigen dependent. Best practice is for paraffin sections to be cut within 6 weeks. | 1. Molina-Ruiz AM, Santonja C, Rutten A, Cerroni L, Kutzner H, Requena L. Immunohistochemistry in the diagnosis of cutaneous viral infections-part I. Cutaneous viral infections by herpesviruses and papillomaviruses. Am J Dermatopathol. 2015;37(1):1-4. doi:10.1097/DAD.0000000000000203 2. Lloyd J, Copaciu R, Yahyabeik A, et al. Characterization of polyclonal antibodies to herpes simplex virus types 1 and 2. J Histotechnol. 2019;42(4):202-214. doi:10.1080/01478885.2019.1683132 3.Zhang DH, Zhang QY, Hong CQ, Chen JY, Shen ZY, Zhu Y. Prevalence and association of human papillomavirus 16, Epstein-Barr virus, herpes simplex virus-1 and cytomegalovirus infection with human esophageal carcinoma: a case-control study. Oncol Rep. 2011;25(6):1731-1738. doi:10.3892/or.2011.1234 4. Magaki S, Hojat SA, Wei B, So A, Yong WH. An introduction to the performance of immunohistochemistry. Methods Mol Biol. 2019;1897:289-298. doi:10.1007/978-1-4939-8935-5_25 | Immunohistochemistry on sections of paraffin-embedded tissue.(Unpublished Mayo method) | 1 to 3 days | Until staining is complete. | This test has been cleared, approved, or is exempt by the US Food and Drug Administration and is used per manufacturer's instructions. Performance characteristics were verified by Mayo Clinic in a manner consistent with CLIA requirements. | 88342-TC, primary88341-TC, if additional IHC | HSV I and II IHC, Tech Only | Order only;no result | 70786 | HSV I and II IHC, Tech Only | Bill only; no result
FHHV6 | Herpes Virus 6 (HHV-6) DNA, Qualitative Real-Time PCR |  | Real-time PCR | Yes | Herpes Virus 6 DNA, Qual RT-PCR | Whole blood | Container/Tube:Lavender-top (EDTA) Specimen Volume:1 mL Collection Instructions:Draw blood in lavender-top (EDTA) tube(s) and send 1 mL of whole blood refrigerated. | 0.5 mL | This test is used to determine the presence of HHV-6 DNA in patients’ specimens. Organisms may be detected by PCR prior to detection by immunological methods. PCR provides more rapid results than other methods, including culture. | Not Detected |  |  |  |  | 3 to 6 days |  | This test was developed and its analytical performance characteristics have been determined by Quest Diagnostics.It has not been cleared or approved by FDA. This assay has been validated pursuant to the CLIA regulations and is used for clinical purposes. | 87532 | Herpes Virus 6 DNA, Qual RT-PCR | 29495-9 | Z0678 | Herpes Virus 6 DNA | 29495-9
FHV6P | Herpesvirus 6 (HHV-6) DNA, Quantitative Real-Time PCR |  | Real-Time Polymerase Chain Reaction (PCR) | Yes | Herpes Virus 6 DNA, Quant RT-PCR | Varies | Submit only one of the following: Specimen Type:Whole blood Container/Tube:Lavender top (EDTA) Specimen Volume:1 mL Collection Instructions: 1. Collect 1 mL (lavender top) EDTA whole blood. 2. Ship refrigerated. Stability:Refrigerated 7 days; Frozen 30 days; Ambient 48 hours Specimen Type:Serum Collection Container/Tube:Red top Submission Container/Tube:12x75 mm screw-capped vial Specimen Volume:1 mL Collection Instructions: 1. Draw blood in a plain red-top tube(s). 2. Centrifuge and aliquot 1 mL serum into a plastic, screw-capped vial. 3. Send specimen refrigerated. Stability:Refrigerated 7 days; Frozen 30 days; Ambient 48 hours Specimen Type:Plasma Collection Container/Tube:Lavender top (EDTA) Submission Container/Tube:12x75 mm screw-capped vial Specimen Volume:1 mL Collection Instructions: 1. Draw blood in a lavender-top (EDTA) tube(s). 2. Centrifuge and aliquot 1 mL EDTA plasma into a plastic, screw-capped vial. 3. Send specimen refrigerated. Stability:Refrigerated 7 days; Frozen 30 days; Ambient 48 hours Specimen Type:Fluid Source:CSF Container/Tube:Sterile, plastic, leak-proof vial Specimen Volume:1 mL Collection Instructions: 1. Collect 1 mL of spinal fluid (CSF) in sterile leak-proof container. 2. Ship refrigerated in a plastic, leak-proof vial. Stability:Refrigerated 7 days; Frozen 30 days; Ambient 48 hours Source:Amniotic fluid Container/Tube:Sterile, plastic, leak-proof vial Specimen Volume:1 mL Collection Instructions: 1. Collect 1 mL of amniotic fluid in sterile leak-proof container. 2. Ship frozen in a plastic, leak-proof vial. Stability:Frozen 30 days (Strict Frozen) Specimen Type:Respiratory Source:Bronchial lavage Container/Tube:Sterile, plastic, leak-proof vial Specimen Volume:1 mL Collection Instructions: 1. Collect 1 mL in sterile leak-proof container. 2. Ship frozen in a plastic, leak-proof vial. Stability:Frozen 30 days (Strict Frozen) | 0.5 mL | Herpesvirus 6 (HHV-6) DNA, Quantitative Real-Time PCR-This test is used to determine the presence of HHV-6 DNA in patient's specimens. Organisms may be detected by PCR prior to detection by immunological methods. PCR provides more rapid results than other methods, including culture. | Not Detected |  |  |  |  | 3 to 7 days |  | This test was developed and its analytical performance characteristics have been determined by Quest Diagnostics. It has not been cleared or approved by FDA. This assay has been validated pursuant to the CLIA regulations and is used for clinical purposes. | 87533 | Herpes Virus 6 DNA, Quant RT-PCR | 38349-7 | Z6093 | Herpes Virus 6 DNA, QN PCR | 38350-5
FHV7P | Herpesvirus 7 (HHV-7) DNA, Quantitative Real-Time PCR |  | Real-Time PCR | Yes | Herpes Virus 7 DNA, Quant RT-PCR | Varies | Submit only 1 of the following specimens: Source is required Whole Blood Specimen Type:Whole Blood Container/Tube:Lavender-top (EDTA) Specimen Volume:1 mL Collection Information:Draw blood in a lavender-top (EDTA) tube(s) and send 1 mL whole blood refrigerated (DO NOT FREEZE). Stability:Ambient 48 hours; Refrigerated 7 days Serum Specimen Type:Serum Container/Tube:Red-top Submission Container/Tube:12x75 mm screw-capped vial Specimen Volume:1 mL Collection Instructions:Draw blood in a plain red-top tube(s). Spin down and send 1 mL serum in a plastic, screw-capped vial. Send specimen refrigerated. Stability:Ambient 48 hours; Refrigerated 7 days; Frozen 30 days Plasma Collection Container/Tube:Lavender-top (EDTA) Submission Container/Tube:12x75 mm screw-capped vial Specimen Volume:1 mL Collection Instructions:Draw blood in a lavender-top (EDTA) tube(s). Spin down and transfer 1 mL EDTA plasma into a plastic screw-capped vial. Send specimen refrigerated. Stability:Ambient 48 hours; Refrigerated 7 days; Frozen 30 days | 0.3 mL |  | Not Detected |  |  |  |  | 3 to 5 days |  | This test was developed and its analytical performance characteristics have been determined by Quest Diagnostics. It has not been cleared or approved by FDA. This assay has been validated pursuant to the CLIA regulations and is used for clinical purposes. | 87799 | Herpes Virus 7 DNA, Quant RT-PCR | 49397-3 | Z5816 | Herpes Virus 7 DNA, QN PCR | Not Provided
FH7GM | Herpesvirus 7 IgG and IgM Antibody Panel, IFA |  | Immunofluorescence Assay (IFA) | Yes | Herpesvirus 7 IgG/IgM Ab Panel, IFA | Serum | Specimen Type: Serum Collection Container/Tube: Red or SST Submission Container/Tube:Plastic vial Specimen Volume: 1mL Collection Instructions: 1. Draw blood in a plain red-top tube(s), serum gel tube(s) is acceptable. 2. Centrifuge and send 1 mL serum in a screw-capped vial, shipped refrigerate. | 0.5 mL |  | Reference Range: IgG <1:320 IgM <1:20 Human Herpesvirus 7 (HHV-7), a close relative of HHV-6, is found in >85% of the population, with transmission occurring in early childhood. Like HHV-6, HHV-7 is a cause of exanthem subitum (roseola infantum). Due to the ubiquitous nature of HHV-7 infection, >80% of individuals in the general population exhibit HHV-7 IgG titers >or=1:20; however, only 5% of these individuals exhibit titers >1:320. Thus, HHV-7 IgG titers > 1:320 are suggestive of recent HHV-7 infection. Detection of HHV-7 specific IgM is also indicative of recent infection. |  |  |  |  | 3 to 11 days |  | This test was developed and its analytical performance characteristics have been determined by Quest Diagnostics. It has not bee cleared or approved by FDA. This assay has been validated pursuant to the CLIA regulations and is used for clinical purposes. | 86790 x 2 | Herpesvirus 7 IgG/IgM Ab Panel, IFA | 41842-6 | Z3001 | Herpesvirus 7 IgM Antibody, IFA | 27177-5
FHV8P | Herpesvirus 8 (HHV-8) DNA, Quantitative Real-Time PCR |  | Real-Time Polymerase Chain Reaction, RT-PCR | Yes | Herpes Virus 8 DNA, Quant RT-PCR | Varies | Submit only 1 of the following specimens: Whole Blood Specimen Type:Whole Blood Container/Tube:Lavender-top (EDTA) Specimen Volume:1 mL Collection Instructions:Draw blood in a lavender-top (EDTA) tube and send 1 mL EDTA whole blood refrigerated. Stability:Ambient 48 hours; Refrigerated 7 days: Frozen Unacceptable Serum Specimen Type:Serum Collection Container/Tube:Red-top Submission Container/Tube:12x75 mm screw-capped vial Specimen Volume:1 mL Collection Instructions:Draw blood in a plain red-top tube(s). Spin down and send 1 mL serum in a plastic, screw-capped vial. Send specimen refrigerated. Stability:Ambient 48 hours; Refrigerated 7 days, Frozen 30 days Plasma Collection Container/Tube:lavender-top (EDTA), or PPT (white-top) tube Submission Container/Tube:12x57 mm screw-capped vial Specimen Volume:1 mL Collection Instructions:Draw blood in lavender-top (EDTA) tube(s). Spin down and transfer 1 mL EDTA plasma into a plastic, screw-capped vial. Send specimen refrigerated. Stability:Ambient 48 hours; Refrigerated 7 days; Frozen 30 days | 0.5 mL | Herpesvirus 8 (HHV-8) DNA, Quantitative Real-Time PCR-Human herpesvirus-8 (HHV-8) is associated with the development of all forms of Kaposi's sarcoma, as well as some other rare lymphoproliferative diseases, such as primary effusion lymphoma and multicentric Castleman's disease. Quantitative PCR may be used to monitor the level of viremia in a patient, often in the context of therapy. | Not Detected |  |  |  |  | 3 to 6 days |  | This test was developed and its analytical performance characteristics have been determined by Quest Diagnostics. It has not been cleared or approved by FDA. This assay has been validated pursuant to the CLIA regulations and is used for clinical purposes. | 87799 | Herpes Virus 8 DNA, Quant RT-PCR | 49406-2 | Z6084 | Herpesvirus 8 DNA, QN PCR | 100684-0
HERR | Herring, IgE, Serum | Establishing a diagnosis of an allergy to herring Defining the allergen responsible for eliciting signs and symptoms Identifying allergens: -Responsible for allergic response and/or anaphylactic episode -To confirm sensitization prior to beginning immunotherapy -To investigate the specificity of allergic reactions to insect venom allergens, drugs, or chemical allergens | Fluorescence Enzyme Immunoassay (FEIA) | Yes | Herring, IgE | Serum | Collection Container/Tube: Preferred:Serum gel Acceptable:Red top Submission Container/Tube:Plastic vial Specimen Volume:0.5 mL for every 5 allergens requested Collection Instructions:Centrifuge and aliquot serum into a plastic vial. | For 1 allergen: 0.3 mL For more than 1 allergen: (0.05 mL x number of allergens) + 0.25 mL deadspace | Clinical manifestations of immediate hypersensitivity (allergic) diseases are caused by the release of proinflammatory mediators (histamine, leukotrienes, and prostaglandins) from IgE-sensitized effector cells (mast cells and basophils) when cell-bound IgE antibodies interact with an allergen. In vitro serum testing for IgE antibodies provides an indication of the immune response to allergens that may be associated with allergic disease. The allergens chosen for testing often depend upon the age of the patient, history of allergen exposure, season of the year, and clinical manifestations. In individuals predisposed to develop allergic disease, the sequence of sensitization and clinical manifestations proceed as follows: eczema and respiratory disease (rhinitis and bronchospasm) in infants and children less than 5 years due to food sensitivity (milk, egg, soy, and wheat proteins) followed by respiratory disease (rhinitis and asthma) in older children and adults due to sensitivity to inhalant allergens (dust mite, mold, and pollen inhalants). | Class,IgE kU/L,Interpretation, 0,<0.10,Negative, 0/1,0.10-0.34,Borderline/equivocal, 1,0.35-0.69,Equivocal, 2,0.70-3.49,Positive, 3,3.50-17.4,Positive, 4,17.5-49.9,Strongly positive, 5,50.0-99.9,Strongly positive, 6,> or =100,Strongly positive, | Detection of IgE antibodies in serum (class 1 or greater) indicates an increased likelihood of allergic disease as opposed to other etiologies and defines the allergens that may be responsible for eliciting signs and symptoms. The level of IgE antibodies in serum varies directly with the concentration of IgE antibodies expressed as a class score or kU/L. | Testing for IgE antibodies is not useful in patients previously treated with immunotherapy to determine if residual clinical sensitivity exists or in patients in whom the medical management does not depend upon identification of allergen specificity. Some individuals with clinically insignificant sensitivity to allergens may have measurable levels of IgE antibodies in serum, and test results must be interpreted in the clinical context. False-positive results for IgE antibodies may occur in patients with markedly elevated serum IgE (>2500 kU/L) due to nonspecific binding to allergen solid phases. | Homburger HA, Hamilton RG: Allergic diseases. In: McPherson RA, Pincus MR, eds. Henry's Clinical Diagnosis and Management by Laboratory Methods. 23rd ed.Elsevier; 2017:1057-1070 | Specific IgE from the patient's serum reacts with the allergen of interest, which is covalently coupled to an ImmunoCAP. After washing away nonspecific IgE, enzyme-labeled anti-IgE antibody is added to form a complex. After incubation, unbound anti-IgE is washed away, and the bound complex incubated with a developing agent. After stopping the reaction, the fluorescence of the eluate is measured. Fluorescence is proportional to the amount of specific IgE present in the patient's sample (ie, the higher the fluorescence value, the more IgE antibody is present).(Package insert: ImmunoCAP System Specific IgE FEIA. Phadia; Rev 06/2020) | Same day/1 to 3 days | 14 days | This test has been cleared, approved, or is exempt by the US Food and Drug Administration and is used per manufacturer's instructions. Performance characteristics were verified by Mayo Clinic in a manner consistent with CLIA requirements. | 86003 | Herring, IgE | 6139-0 | HERR | Herring, IgE | 6139-0
HEXLA | Hexagonal Lupus Anticoagulant, Plasma | Confirming or excluding the presence of a lupus anticoagulant (LA), in conjunction with other appropriate coagulation tests Differentiating between deficiencies or inhibitors of specific coagulation factors and LA inhibitors Evaluating a prolonged activated partial thromboplastin time resulting from inhibition | Only orderable as part of a reflex. For more information see: ALUPP / Lupus Anticoagulant Profile, Plasma ACBL / Bleeding Diathesis Profile, Comprehensive, Plasma ALBLD / Bleeding Diathesis Profile, Limited, Plasma AATHR / Thrombophilia Profile, Plasma and Whole Blood APROL / Prolonged Clot Time Profile, Plasma ADIC / Disseminated Intravascular Coagulation/Intravascular Coagulation and Fibrinolysis (DIC/ICF) Profile, Plasma Spectrophotometric | Yes | HEX LA, P | Plasma Na Cit | Only orderable as part of a reflex. For more information see: ALUPP / Lupus Anticoagulant Profile, Plasma ACBL / Bleeding Diathesis Profile, Comprehensive, Plasma ALBLD / Bleeding Diathesis Profile, Limited, Plasma AATHR / Thrombophilia Profile, Plasma and Whole Blood APROL / Prolonged Clot Time Profile, Plasma ADIC / Disseminated Intravascular Coagulation/Intravascular Coagulation and Fibrinolysis (DIC/ICF) Profile, Plasma |  | Lupus anticoagulant (LA) is one of several antibodies referred to as antiphospholipid antibodies (APA). Lupus anticoagulants are immunoglobulins (IgG, IgM, IgA, or a combination of these) that interfere with specific coagulation factor-phospholipid interactions, typically causing prolongation of one or more phospholipid-dependent clotting time tests (eg, activated partial thromboplastin time [aPTT]; dilute Russell's viper venom time due to inhibition). The characteristic in vitro inhibition caused by the presence of LA inhibitors can be overcome by additional phospholipid, which can be used to confirm the presence of LA. However, the most common in-vivo clinical manifestations of presence of APA are vascular thrombosis and recurrent miscarriage, among other organ manifestations. The combination of clinical manifestations and persistent presence of APA satisfies the criteria for APA syndrome. The hexagonal LA assay system enhances the sensitivity and specificity of aPTT-based LA detection by employing: 1. A partial thromboplastin that is more responsive to LA than many other reagents. 2. Inverted hexagonal phase phospholipid for neutralization of LA inhibition. | Only orderable as part of a reflex. For more information see: ALUPP / Lupus Anticoagulant Profile, Plasma ACBL / Bleeding Diathesis Profile, Comprehensive, Plasma ALBLD / Bleeding Diathesis Profile, Limited, Plasma AATHR / Thrombophilia Profile, Plasma and Whole Blood APROL / Prolonged Clot Time Profile, Plasma ADIC / Disseminated Intravascular Coagulation/Intravascular Coagulation and Fibrinolysis (DIC/ICF) Profile, Plasma <13 seconds | The diagnosis of a lupus anticoagulant (LA) requires performance and interpretation of complex coagulation testing, as well as correlation with available clinical information. Because of the heterogeneous nature of LA antibodies, no single coagulation test can identify or exclude all LAs. Consequently, a combination or panel of coagulation tests are performed, including the activated partial thromboplastin time (aPTT) and the dilute Russell's viper venom time (dRVVT). If the aPTT or dRVVT is prolonged, additional testing may include mixing tests with normal plasma (to demonstrate inhibition) and the use of excess phospholipid in appropriate assay systems to confirm the presence of LA. Interpretation ofhexagonalLA testing is complex and must be done within the context of several additional laboratory tests (eg, aPTT with reflexive aPTT mixing study and platelet neutralization procedure [PNP]; and dRVVT with reflexive mixing study and confirmatory procedure).HexagonalLA is effective in evaluating a prolonged aPTT resulting from inhibition. The assay involves the addition of a reaction mixture with and without hexagonal phase phospholipid to the patient's platelet-poor plasma. A silica-based aPTT is done on both mixtures and the clotting times are compared. Plasma containing a LA will demonstrate significant shortening of the aPTT with addition of hexagonal phase phospholipid (by at least 13 seconds), when compared to aPTT without hexagonal phase phospholipid. Additional phospholipid supplied by the hexagonal phase phospholipid reagent can absorb LA antibody (anti-protein/phospholipid), thereby diagnostically shortening the aPTT. AhexagonalLA delta of less than 13 indicates LA negative and greater or equal to 13 seconds is LA positive for this assay. Per manufacturer studies hexagonal LA compared to Staclot LA data demonstrated positive percent agreement of 95.6% (95% CI, 91-98%), negative percent agreement of 95.2% (95% CI, 92%-97%), and overall agreement of 95.3% (95% CI, 93%-97%). | Hexagonal lupus anticoagulant (LA) testing is not interfered with up to the following limits: -Hemolysis: Hemoglobin < or =150 mg/dL -Icterus: Bilirubin (unconjugated)< or =20 mg/dL; Bilirubin (conjugated) < or =45 mg/dL -Lipemia: SMOFlipid < or =10,000 mAbs (TOP HIL); Intralipid < or =500 mg/dL -Heparin: Unfractionated heparin < or =2 IU/mL; Low molecular weight heparin < or =2 IU/mL -Elevated factor VIII activity, up to 180% -Plasma samples with elevated INR (international normalized ratio), up to 4.5 Interpretation of hexagonal LA test results is not influenced but the delta correction may increase in the following circumstances: -Elevated fibrinogen concentrations -C-reactive protein concentrations above 15 mcg/mL -Dabigatran, rivaroxaban, and fondaparinux -Abnormally low factor X activities (below 50%) Interpretation of hexagonal LA test results may be falsely normal in the following circumstances: -High platelet counts (>10,000 platelets/mcL) showed interference with hexagonal LA results when compared with platelet poor (<10,000/mcL, single centrifuged) or platelet free (double centrifuged) plasma samples from the same donors. -Abnormally low factor II activities (below 50%) may interfere with the interpretation of hexagonal LA, potentially resulting in false-negative results for weakly LA positive plasma specimens. Interferences or conditions known to affect hexagonal LA testing have been provided by manufacturer package insert or internal studies. | 1. Sammaritano LR. Antiphospholipid syndrome. Best Pract Res Clin Rheumatol. 2020;34(1):101463 2. Brandt JT, Triplett DA, Alving B, Sharrer I. Criteria for the diagnosis of lupus anticoagulants: an update. On behalf of the Subcommittee on Lupus Anticoagulant/Antiphospholipid Antibody of the Scientific and Standardisation Committee of the ISTH. Thromb Haemost. 1995;74(4):1185-1190 3. Blanco AN, Cardozo MA, Candela M, Santarelli MT, Bianco RP, Lazzari MA. Anti-factor VIII inhibitors and lupus anticoagulants in haemophilia A patients. Thromb Haemost, 1997;77(4):656-659 4. Rauch J, Tannenbaum M, Janoff AS. Distinguishing plasma lupus anticoagulants from anti-factor antibodies using hexagonal (II) phase phospholipids. Thromb Haemost. 1989;62(3):892-896 | Hexagonal lupus anticoagulant (Hex LA) is an integrated (screen and confirmation) silica-based activated partial thromboplastin time (aPTT) assay for qualitative LA detection performed on the Instrumentation Laboratory ACL TOP instrument. The procedure is based on the following principle: the test plasma that is suspected to contain a LA is incubated either with hexagonal phase phospholipid (tube 2) or without (tube 1). A pooled normal plasma (mixing test) and a heparin neutralizer are present in both tubes to correct for any prolongation of the clotting time due to factor deficiencies that may be present. Next, an aPTT is performed on both tubes using a LA-sensitive partial thromboplastin reagent. If LA is present in the test plasma, the LA would typically be neutralized by the hexagonal phase phospholipid in tube 2 but not by the buffer in tube 1, resulting in shortening of the clotting time (by 13 seconds or greater) of tube 2 compared with that of tube 1. By comparing the difference between the 2 clotting times, the presence of LA antibodies (anti-protein/phospholipid) in the test plasma can be identified.(Triplett DA, Barna LK, Unger GA. A hexagonal II phase phospholipid neutralization assay for lupus anticoagulant identification. Thromb Haemost. 1993;70[5];787-793; Clinical Laboratory Standards Institute (CLSI). Laboratory Testing for the Lupus Anticoagulant; Approved Guideline. CLSI H60-A. CLSI; 2014; package insert: Hex LA Kit, Precision Biologic; Rev. 04, Dec 2020) The incorporation of a heparin neutralizer in the Hex LA assay system allows testing when heparin is in the sample. Accurate results can be expected in samples containing up to 2 IU/mL of heparin. The Hex LA method also includes the addition of normal plasma to correct for coagulation factor deficiencies that may result in a prolonged aPTT. This enables testing of specimens from patients receiving oral anticoagulant therapy, as well as those with other congenital or acquired coagulation factor deficiencies, as a cause of the prolonged aPTT. | 2 to 4 days | 7 days | This test has been cleared, approved, or is exempt by the US Food and Drug Administration and is used per manufacturer's instructions. Performance characteristics were verified by Mayo Clinic in a manner consistent with CLIA requirements. | 85598 | HEX LA, P | 96267-0 | HXDLT | HEX LA Delta | 96267-0
FHEXA | Hexagonal Phospholipid Neutralization |  | Clot | Yes | Hexagonal Phospholipid Neutral | Plasma Na Cit | Draw blood in a light blue-top (Sodium citrate) tube(s). Spin downand send 1 mL citrated plasma frozen in a plastic vial. Note:Separate specimens must be submitted when multiple tests are ordered. | 0.5 mL |  | All ages: 0-11 sec This is a qualitative assay and is therefore reported as positive for lupus anticoagulant or negative. The quantitative value is provided as an aid in diagnosis. |  |  |  |  | 1 to 7 days |  |  | 85598 | Hexagonal Phospholipid Neutral | 3282-1 | Z0210 | Hexagonal Phospholipid Neutral | 3282-1
HK1 | Hexokinase Enzyme Activity, Blood | The evaluation of individuals with Coombs-negative chronic hemolysis | Kinetic Spectrophotometry (KS) | Yes | Hexokinase, B | Whole Blood ACD-B | Container/Tube: Preferred:Yellow top (ACD solution B) Acceptable:Lavender top (EDTA) Specimen Volume:6 mL Collection Instructions:Send whole blood specimen in original tube.Do notaliquot. | 1 mL | Hexokinase (HK) is the first enzymatic step in glycolysis, converting glucose to glucose 6-phosphate. Hexokinase deficiency (OMIM 235700) is a rare cause of chronic nonspherocytic hemolytic anemia, and its inheritance is autosomal recessive. Clinically significant HK deficiency manifests in early onset anemia with variable severity ranging from mild to severe. Some patients show neurologic impairment of which the mechanism is unclear. | > or = 12 months: 0.7-1.7 U/g Hb Reference values have not been established for patients who are younger than12 months. | Clinical correlation or genetic confirmation may be required to establish hexokinase (HK) deficiency as a cause of hemolytic anemia as the assayed activity level in confirmed cases can vary from markedly decreased to borderline normal levels due to a compensated increase in enzyme by reticulocytes. Comparison of HK activity levels to other RBC enzyme activity can be very useful. Heterozygotes have moderately decreased to low normal HK levels and are expected to be clinically unaffected. Increased HK activity may be seen when reticulocytes are increased and is not supportive of a diagnosis of HK deficiency. | Recent transfusion may mask the patient's intrinsic enzyme activity and cause unreliable results. Hexokinase (HK) activity level can vary from markedly decreased to borderline normal levels in affected individuals due to a compensated increase in enzyme by reticulocytes. Comparison of HK activity levels to other red blood cell enzyme activity can be very useful. | 1. Koralkova P, Mojzikova R, van Oirschot B, et al: Molecular characterization of six new cases of red blood cell hexokinase deficiency yields four novel mutations in HK1. Blood Cells Mol Dis. 2016 Jul;59:71-76 2. Koralkova P, van Solinge WW, van Wijk R: Rare hereditary red blood cell enzymopathies associated with hemolytic anemia-pathophysiology, clinical aspects and laboratory diagnosis. Int J Lab Hematol. 2014;36:388-397 | Hexokinase catalyzes the reaction of adenosine triphosphate (ATP) and glucose to glucose 6-phosphate (G6P) and adenosine diphosphate (ADP). In this assay the formation of G6P is measured by linking its further oxidation to 6-phosphogluconate to the reduction ofnicotinamide adenine dinucleotide phosphate(NADP[+]) through the G6P dehydrogenase reaction. The increase in absorbance, which occurs as NADP(+) is reduced to NADPH, is measured spectrophotometrically at 340 nm on an automated chemistry analyzer.(Beutler E: Red Cell Metabolism: A Manual of Biochemical Methods. 3rd ed. Grune and Stratton; 1984:40-42;van Solinge WW, van Wijk: Enzymes of the red blood cell.In: Rifai N, Horvath AR, Wittwer CT: eds. Tietz Textbook of Clinical Chemistry and Molecular Diagnostics. 6th ed. Elsevier; 2018:chap 30) | 1 to 6 days | 7 days | This test was developed and its performance characteristics determined by Mayo Clinic in a manner consistent with CLIA requirements. It has not been cleared or approved by the US Food and Drug Administration. | 82657 | Hexokinase, B | 49216-5 | HKCL | Hexokinase, B | 49216-5
HKC | Hexokinase Enzyme Activity, Blood | The evaluation of individuals with Coombs-negative chronic hemolysis | Only available as part of a profile. For more information see: -HAEV1 / Hemolytic Anemia Evaluation, Blood -EEEV1 / Red Blood Cell (RBC) Enzyme Evaluation, Blood Kinetic Spectrophotometry (KS) | Yes | Hexokinase, B | Whole Blood ACD-B | Only available as part of a profile. For more information see: -HAEV1 / Hemolytic Anemia Evaluation, Blood -EEEV1 / Red Blood Cell (RBC) Enzyme Evaluation, Blood |  | Hexokinase (HK) is the first enzymatic step in glycolysis, converting glucose to glucose-6-phosphate. Hexokinase deficiency (OMIM 235700) is a rare cause of chronic nonspherocytic hemolytic anemia and its inheritance is autosomal recessive. Clinically significant HK deficiency manifests in early onset anemia with variable severity ranging from mild to severe. Some patients show neurologic impairment of which the mechanism is unclear. | Only available as part of a profile. For more information see: -HAEV1 / Hemolytic Anemia Evaluation, Blood -EEEV1 / Red Blood Cell (RBC) Enzyme Evaluation, Blood > or =12 months: 0.7-1.7 U/g Hb Reference values have not been established for patients who are younger than 12 months. | Clinical correlation or genetic confirmation may be required to establish hexokinase (HK) deficiency as a cause of hemolytic anemia as the assayed activity level in confirmed cases can vary from markedly decreased to borderline normal levels due to a compensated increase in enzyme by reticulocytes. Comparison of HK activity levels to other red blood cell enzyme activity can be very useful. Heterozygous individuals have moderately decreased to low normal HK levels and are expected to be clinically unaffected. Increased HK activity may be seen when reticulocytes are increased and is not supportive of a diagnosis of HK deficiency. | Recent transfusion may mask the patient's intrinsic enzyme activity and cause unreliable results. Hexokinase (HK) activity level can vary from markedly decreased to borderline normal levels in affected individuals due to a compensated increase in enzyme by reticulocytes. Comparison of hexokinase activity levels to other red blood cell enzyme activity can be very useful. | 1. Koralkova P, Mojzikova R, van Oirschot B, et al: Molecular characterization of six new cases of red blood cell hexokinase deficiency yields four novel mutations in HK1. Blood Cells Mol Dis. 2016 Jul;59:71-76 2. Koralkova P, van Solinge WW, van Wijk R: Rare hereditary red blood cell enzymopathies associated with hemolytic anemia-pathophysiology, clinical aspects and laboratory diagnosis. Int J Lab Hematol. 2014;36:388-397 | Hexokinase catalyzes the reaction of adenosine triphosphate (ATP) and glucose to glucose 6-phosphate (G6P) and adenosine diphosphate (ADP). In this assay the formation of G6P is measured by linking its further oxidation to 6-phosphogluconate to the reduction of nicotinamide adenine dinucleotide phosphate (NADP[+]) through the glucose-6-phosphate dehydrogenase reaction. The increase in absorbance, which occurs as NADP(+) is reduced to NADPH, is measured spectrophotometrically at 340 nm on an automated chemistry analyzer.(Beutler E: Red Cell Metabolism: A Manual of Biochemical Methods. 3rd ed. Grune and Stratton; 1984:38-40; van Solinge WW, van Wijk: Enzymes of the red blood cell.In: Rifai N, Horvath AR, Wittwer CT: eds. Tietz Textbook of Clinical Chemistry and Molecular Diagnostics. 6th ed. Elsevier; 2018:chap 30) | 5 days | 28 days | This test was developed and its performance characteristics determined by Mayo Clinic in a manner consistent with CLIA requirements. It has not been cleared or approved by the US Food and Drug Administration. | 82657 | Hexokinase, B | 49216-5 | HKCL | Hexokinase, B | 49216-5
NAGW | Hexosaminidase A and Total Hexosaminidase, Leukocytes | Carrier detection and diagnosis of Tay-Sachs disease Carrier detection and diagnosis of Sandhoff disease | Heat Inactivation, Fluorometric, Semi-Automated | Yes | Hexosaminidase A and Total, WBC | For more information seeTay-Sachs and Related Disorders Diagnostic Testing Algorithm | Container/Tube: Preferred:Yellow top (ACD solution B) Acceptable:Yellow top (ACD solution A) Specimen Volume:6 mL Collection Instructions:Send whole blood specimen in original tube.Do notaliquot. | 5 mL | Tay-Sachs and Sandhoff diseases, also referred to as GM2 gangliosidoses, are lysosomal storage disorders caused by deficiencies of the enzymes hexosaminidase A and hexosaminidase B, respectively. These isoenzymes are dimers that differ in their subunit composition. Hexosaminidase A is a heterodimer composed of 1 alpha and 1 beta subunit (alpha-beta), while hexosaminidase B is a homodimer composed of 2 beta subunits (beta-beta). The defective lysosomal degradation and the excessive accumulation of GM2 ganglioside and related glycolipids result in the development of the clinical symptomology observed in Tay-Sachs and Sandhoff diseases. Tay-Sachs and Sandhoff diseases are autosomal recessive conditions. Tay-Sachs disease results from 2 variants inHEXA,which encodes for the alpha subunit of hexosaminidase and causes a deficiency of hexosaminidase A enzyme. An increased carrier frequency for Tay-Sachs disease is observed in individuals of Ashkenazi Jewish, Celtic, and French-Canadian ancestry. Patients with Sandhoff disease have 2 variants inHEXB, which encodes for the beta subunit of hexosaminidase and results in deficiencies in both hexosaminidase A and hexosaminidase B enzymes. Sandhoff disease does not exhibit an increased carrier frequency in any specific population. Clinical Phenotypes: Phenotypically, patients with Tay-Sachs and Sandhoff diseases are virtually indistinguishable. Variability is observed with respect to age of onset and clinical symptoms. Enzyme analysis is generally required to distinguish between the 2 disorders. The acute infantile forms of Tay-Sachs and Sandhoff diseases typically present with progressive motor deterioration beginning at 3 to 6 months of age. Patients exhibit weakness, hypotonia, and decreasing attentiveness. Motor skills learned previously, such as crawling or sitting alone, are nearly always lost by 1 year of age. Other symptoms include rapid diminishing of vision, seizures, macrocephaly due to cerebral gliosis, and the characteristic cherry-red spot in the retina. Affected individuals typically do not survive past 5 years of age. The juvenile or subacute forms often present between 2 and 10 years of age with ataxia and clumsiness. Patients develop difficulties with speech and cognition. Neurologic features progressively get worse, and death typically occurs 2 to 4 years later. Disease progression is slower in patients with chronic or adult-onset Tay-Sachs and Sandhoff diseases. Early signs and symptoms may be subtle and nonspecific, involving muscle and/or neurologic findings, often resulting in initial misdiagnoses. Affected individuals may exhibit abnormalities of gait and posture, spasticity, dysarthria, and progressive muscle wasting and weakness. Cognitive impairment, dementia, or psychiatric findings are observed in some patients. Significant clinical variability exists both between and within families. Testing Options: Several tests are available for the detection of carriers of, and individuals affected with, Tay-Sachs and Sandhoff diseases (see Table, Ordering Guidance, and Testing Algorithm). The recommended test for both diagnostic and carrier testing is NAGR / Hexosaminidase A and Total, Leukocytes/Molecular Reflex, Whole Blood. Testing begins with enzyme analysis and when indicated reflexes to the appropriate molecular analysis (eitherHEXAorHEXBgene), which includes sequencing and deletion/duplication analysis. Follow-up molecular testing is recommended for all individuals with enzyme results in the carrier, possible carrier, or affected ranges. This differentiates between nondisease causing pseudodeficiency alleles and disease-causing variants. In addition, molecular analysis allows for the facilitation of carrier testing and prenatal diagnosis for at-risk individuals. Table. Test ID Test Name Tay-Sachs disease Sandhoff disease Reflexes to molecular genetic testing Use during pregnancy or hormonal contraception Preferred use Carrier Affected Carrier Affected NAGR Hexosaminidase A and Total, Leukocytes/Molecular Reflex, Whole Blood Yes Yes Yes Yes Yes Yes Diagnostic or carrier testing NAGW Hexosaminidase A and Total Hexosaminidase, Leukocytes Yes Yes Yes Yes No Yes Diagnostic or carrier testing NAGS Hexosaminidase A and Total Hexosaminidase, Serum Yes Yes Yes Yes No No Diagnostic MUGS* Hexosaminidase A, Serum Yes Yes No No No No Diagnostic, secondary only *MUGS testing should be utilized only when one of the other assays indicates normal, indeterminate, or carrier results and the clinical suspicion of Tay-Sachs disease remains high. | Hexosaminidase total < or =15 years: > or =20 nmol/min/mg > or =16 years: 16.4-36.2 nmol/min/mg Hexosaminidase percent A < or =15 years: 20-80% of total > or =16 years: 63-75% of total | Interpretation is provided with report. | A small percentage (<0.5%) of carriers may exhibit normal hexosaminidase A activity and will not be detected by this method.(1) GM2 activator deficiency (AB variant,GM2A) is a rare disorder with clinical features similar to Tay-Sachs and Sandhoff diseases; however, levels of both hexosaminidase A and B are normal. GM2 activator deficiency is not detected with this assay. Molecular genetic analysis ofGM2Ais available; see CGPH / Custom Gene Panel, Hereditary, Next-Generation Sequencing, Varies. | 1. Triggs-Raine BL, Feigenbaum ASJ, Natowicz M, et al. Screening for carriers of Tay-Sachs disease among Ashkenazi Jews-A comparison of DNA-based and enzyme-based tests. N Engl J Med. 1990;323(1):6-12 2. Delnooz CCS, Lefeber DJ, Langemeijer SMC, et al. New cases of adult-onset Sandhoff disease with a cerebellar or lower motor neuron phenotype. J Neurol Neurosurg Psychiatry. 2010;81(9):968-972 3. Vallance H, Morris TJ, Coulter-Mackie M, Lim-Steele J, Kaback M. Common HEXB polymorphisms reduce serum HexA and HexB enzymatic activities, potentially masking Tay-Sachs disease carrier identification. Mol Genet Metab. 2006;87(2):122-127 4. Toro C, Shirvan L, Tifft C:HEXAdisorders. In: Adam MP, Everman DB, Mirzaa GM, et al, eds. GeneReviews [Internet]. University of Washington, Seattle; 1999. Updated October 1, 2020. Accessed September 10, 2024. Available at www.ncbi.nlm.nih.gov/books/NBK1218/ 5.Leal AF, Benincore-Florez E, Solano-Galarza D, et al. GM2 Gangliosidoses: Clinical Features, Pathophysiological Aspects, and Current Therapies. Int J Mol Sci. 2020;21(17):6213. Published 2020 Aug 27. doi:10.3390/ijms21176213. 6. Gravel RA, Kaback MM, Proia RL, Sandhoff K, Suzuki K, Suzuki K, The GM2 gangliosidoses. In: Valle D, Antonarakis S, Ballabio A, Beaudet A, Mitchell GA, eds. The Online Metabolic and Molecular Bases of Inherited Disease. McGraw-Hill; 2019. Accessed July 17, 2024. Available at https://ommbid.mhmedical.com/content.aspx?bookid=2709&sectionid=225547784 | Leukocyte hexosaminidase A and total hexosaminidase are estimated using a semi-automated modification of the method of O'Brien, et al (1970) with further specific recommendations on specimen preparation as outlined by the International Tay-Sachs Disease Testing Quality Control and Data Collection Center.(O'Brien JS, Okada S, Chen A, Fillerup DL: Tay-Sachs disease. Detection of heterozygotes and homozygotes by hexosaminidase assay. N Engl J Med. 1970;283[1]:15-20; Cowan T, Pasquali M: Laboratory investigations of inborn errors of metabolism. In: Sarafoglou K, Hoffman GF, Roth KD, eds. Pediatric Endocrinology and Inborn Errors of Metabolism. 2nd ed. McGraw-Hill; 2017:1139-1158) | 2 to 8 days | White blood cell homogenate: 1 month | This test was developed and its performance characteristics determined by Mayo Clinic in a manner consistent with CLIA requirements. It has not been cleared or approved by the US Food and Drug Administration. | 83080x 2 | Hexosaminidase A and Total, WBC | 87544-3 | 35029 | Reviewed By | 18771-6
NAGS | Hexosaminidase A and Total Hexosaminidase, Serum | Carrier detection and diagnosis of Tay-Sachs disease and Sandhoff disease Ruling out I-cell disease This test isnot useful forpregnant females or those treated with hormonal contraception. | Heat Inactivation, Fluorometric, Automated | Yes | Hexosaminidase A and Total, S | For more information seeTay-Sachs and Related Disorders Diagnostic Testing Algorithm | Supplies:Sarstedt Aliquot Tube, 5 mL (T914) Collection Container/Tube: Preferred:Serum gel Acceptable:Red top Submission Container/Tube:Plastic vial Specimen Volume:1 mL Collection Instructions:Centrifuge and aliquot serum into plastic vial. | 0.5 mL | Tay-Sachs and Sandhoff diseases, also referred to as GM2 gangliosidoses, are lysosomal storage disorders caused by deficiencies of the enzymes hexosaminidase A and hexosaminidase B, respectively. These isoenzymes are dimers that differ in their subunit composition. Hexosaminidase A is a heterodimer composed of 1 alpha and 1 beta subunit (alpha-beta), while hexosaminidase B is a homodimer composed of 2 beta subunits (beta-beta). The defective lysosomal degradation and the excessive accumulation of GM2 ganglioside and related glycolipids result in the development of the clinical symptomology observed in Tay-Sachs and Sandhoff diseases. Tay-Sachs and Sandhoff diseases are autosomal recessive conditions. Tay-Sachs disease results from 2 variants inHEXA,which encodes for the alpha subunit of hexosaminidase and causes a deficiency of hexosaminidase A enzyme. An increased carrier frequency for Tay-Sachs disease is observed in individuals of Ashkenazi Jewish, Celtic, and French-Canadian ancestry. Patients with Sandhoff disease have 2 variants inHEXB, which encodes for the beta subunit of hexosaminidase and results in deficiencies in both hexosaminidase A and hexosaminidase B enzymes. Sandhoff disease does not exhibit an increased carrier frequency in any specific population. Clinical Phenotypes: Phenotypically, patients with Tay-Sachs and Sandhoff diseases are virtually indistinguishable. Variability is observed with respect to age of onset and clinical symptoms. Enzyme analysis is generally required to distinguish between the 2 disorders. The acute infantile forms of Tay-Sachs and Sandhoff diseases typically present with progressive motor deterioration beginning at 3 to 6 months of age. Patients exhibit weakness, hypotonia, and decreasing attentiveness. Motor skills learned previously, such as crawling or sitting alone, are nearly always lost by 1 year of age. Other symptoms include rapid diminishing of vision, seizures, macrocephaly due to cerebral gliosis, and the characteristic cherry-red spot in the retina. Affected individuals typically do not survive past 5 years of age. The juvenile or subacute forms often present between 2 and 10 years of age with ataxia and clumsiness. Patients develop difficulties with speech and cognition. Neurologic features progressively get worse, and death typically occurs 2 to 4 years later. Disease progression is slower in patients with chronic or adult-onset Tay-Sachs and Sandhoff diseases. Early signs and symptoms may be subtle and nonspecific, involving muscle and/or neurologic findings, often resulting in initial misdiagnoses. Affected individuals may exhibit abnormalities of gait and posture, spasticity, dysarthria, and progressive muscle wasting and weakness. Cognitive impairment, dementia, or psychiatric findings are observed in some patients. Significant clinical variability exists both between and within families. Testing Options: Several tests are available for the detection of carriers of, and individuals affected with, Tay-Sachs and Sandhoff diseases (see Table, Ordering Guidance, and Testing Algorithm). The recommended test for both diagnostic and carrier testing is NAGR / Hexosaminidase A and Total, Leukocytes/Molecular Reflex, Whole Blood. Testing begins with enzyme analysis and when indicated reflexes to the appropriate molecular analysis (eitherHEXAorHEXBgene), which includes sequencing and deletion/duplication analysis. Follow-up molecular testing is recommended for all individuals with enzyme results in the carrier, possible carrier, or affected ranges. This differentiates between nondisease causing pseudodeficiency alleles and disease-causing variants. In addition, molecular analysis allows for the facilitation of carrier testing and prenatal diagnosis for at-risk individuals. Table. Test ID Test Name Tay-Sachs disease Sandhoff disease Reflexes to molecular genetic testing Use during pregnancy or hormonal contraception Preferred use Carrier Affected Carrier Affected NAGR Hexosaminidase A and Total, Leukocytes/Molecular Reflex, Whole Blood Yes Yes Yes Yes Yes Yes Diagnostic or carrier testing NAGW Hexosaminidase A and Total Hexosaminidase, Leukocytes Yes Yes Yes Yes No Yes Diagnostic or carrier testing NAGS Hexosaminidase A and Total Hexosaminidase, Serum Yes Yes Yes Yes No No Diagnostic MUGS* Hexosaminidase A, Serum Yes Yes No No No No Diagnostic, secondary only *MUGS testing should be utilized only when one of the other assays indicates normal, indeterminate, or carrier results and the clinical suspicion of Tay-Sachs disease remains high. | Hexosaminidase total < or =15 years: > or =20 nmol/min/mL > or =16 years: 10.4-23.8 nmol/min/mL Hexosaminidase percent A < or =15 years: 20-90% > or =16 years: 56-80% | Interpretation is provided with report. | GM2 activator deficiency (AB variant,GM2A) is a rare disorder with clinical features similar to Tay-Sachs and Sandhoff diseases; however, levels of both hexosaminidase A and B are normal. GM2 activator deficiency is not detected with this assay. Molecular genetic analysis ofGM2Ais available; see CGPH / Custom Gene Panel, Hereditary, Next-Generation Sequencing, Varies. | 1. Delnooz CCS, Lefeber DJ, Langemeijer SMC, et al. New cases of adult-onset Sandhoff disease with a cerebellar or lower motor neuron phenotype. J Neurol Neurosurg Psychiatry. 2010;81(9):968-972 2. Gravel RA, Kaback MM, Proia RL, Sandhoff K, Suzuki K, Suzuki K: The GM2 gangliosidoses. In: Valle DL, Antonarakis S, Ballabio A, Beaudet AL, Mitchell GA, eds. The Online Metabolic and Molecular Bases of Inherited Disease. McGraw Hill; 2019. Accessed September 10, 2024. Available at https://ommbid.mhmedical.com/content.aspx?bookid=2709&sectionid=225547784 3. Toro C, Shirvan L, Tifft C.HEXADisorders. In: Adam MP, Everman DB, Mirzaa GM, et al, eds. GeneReviews [Internet]. University of Washington, Seattle; 1999. Updated October 1, 2020. Accessed September 10, 2024. Available at www.ncbi.nlm.nih.gov/books/NBK1218/ 4. Hall P, Minnich S, Teigen C, Raymond K. Diagnosing lysosomal storage disorders: the GM2 gangliosidoses. Curr Protoc Hum Genet. 2014;83:17.16.1-8. doi:10.1002/0471142905.hg1716s83 5. Leal AF, Benincore-Florez E, Solano-Galarza D, et al. GM2 Gangliosidoses: Clinical Features, Pathophysiological Aspects, and Current Therapies. Int J Mol Sci. 2020;21(17):6213. Published 2020 Aug 27. doi:10.3390/ijms21176213 | The hexosaminidases are among the more active of the lysosomal enzymes, which hydrolyze derivatives of beta-D-N-acetylglucosamine and beta-D-N-acetylgalactosamine. Natural substrates are certain sphingolipids (ie, GM2) in which acetylgalactosamine is the terminal monosaccharide. The 2 hexosaminidase isoenzymes, A and B, differ in their electrophoretic mobility and heat stability. Hexosaminidase A moves toward the anode and is heat labile, while hexosaminidase B moves toward the cathode and is heat stable. The procedure is performed using an automated pipetting station and a spectrophotometer. The substrate used is 4-methylumbelliferyl-N-acetyl-beta-D-glucopyranoside (4-MUF-acetamido-2-deoxy-beta-D-glucopyranoside) from which the fluorescent compound, 4-methylumbelliferone, is liberated by both hexosaminidases. The sample is mixed with citrate phosphate buffer and mixture is separated into 2 tubes. One tube stays at ambient temperature and the other is heated at 51.5degreesC for 15 minutes. On the automated pipetting station, sample and substrate are pipetted into a microtiter test tube located in a 37 degree C waterbath. The hexosaminidase A fraction is destroyed in the heated sample, leaving only hexosaminidase B to react with the substrate. The unheated sample provides the total hexosaminidase (A and B). The reaction is stopped with glycine after the 30-minute incubation. Sample intensities are compared to that of a 4-methylumbelliferone standard curve to quantitate both the total and the B fraction. The percentage of the A fraction that was inactivated by heating is calculated based on these results. The difference in heat inactivation is used to fractionate hexosaminidase activities.(O'Brien JF, Burtis CA, Ashwood ER: Lysosomal storage diseases. In: Tietz Textbook of Clinical Chemistry. 2nd ed. WB Saunders Company; 1994:2149-2160; Cowan T, Pasquali M: Laboratory investigations of inborn errors of metabolism. In: Sarafoglou K, Hoffman GF, Roth KD, eds. Pediatric Endocrinology and Inborn Errors of Metabolism. 2nd ed. McGraw-Hill; 2017:1139-1158) | 2 to 6 days | 30 days | This test was developed and its performance characteristics determined by Mayo Clinic in a manner consistent with CLIA requirements. It has not been cleared or approved by the US Food and Drug Administration. | 83080x 2 | Hexosaminidase A and Total, S | 87545-0 | 27218 | Reviewed By | 18771-6
NAGR | Hexosaminidase A and Total, Leukocytes/Molecular Reflex, Whole Blood | Carrier detection and diagnosis of Tay-Sachs disease Carrier detection and diagnosis of Sandhoff disease | Heat Inactivation/Fluorometric/Semiautomated | Yes | Hexosaminidase A and Tot, WBC/Mole | If result interpretation is consistent with carrier, indeterminate, or affected for Tay-Sachs disease or Sandhoff disease, thennext-generation sequencing to detect single nucleotide and copy number variants forHEXAorHEXB, respectively,will beperformed at an additional charge. | Container/Tube: Preferred:Yellow top (ACD solution B) Acceptable:Yellow top (ACD solution A) Specimen Volume:6 mL Collection Instructions:Send whole blood specimen in original tube.Do notaliquot. | 5 mL | Tay-Sachs and Sandhoff diseases, also referred to as GM2 gangliosidoses, are lysosomal storage disorders caused by deficiencies of the enzymes hexosaminidase A and hexosaminidase B, respectively. These isoenzymes are dimers that differ in their subunit composition. Hexosaminidase A is a heterodimer composed of 1 alpha and 1 beta subunit (alpha-beta), while hexosaminidase B is a homodimer composed of 2 beta subunits (beta-beta). The defective lysosomal degradation and the excessive accumulation of GM2 ganglioside and related glycolipids result in the development of the clinical symptomology observed in Tay-Sachs and Sandhoff diseases. Tay-Sachs and Sandhoff diseases are autosomal recessive conditions. Tay-Sachs disease results from 2 variants inHEXA,which encodes for the alpha subunit of hexosaminidase and causes a deficiency of hexosaminidase A enzyme. An increased carrier frequency for Tay-Sachs disease is observed in individuals of Ashkenazi Jewish, Celtic, and French-Canadian ancestry. Patients with Sandhoff disease have 2 variants inHEXB, which encodes for the beta subunit of hexosaminidase and results in deficiencies in both hexosaminidase A and hexosaminidase B enzymes. Sandhoff disease does not exhibit an increased carrier frequency in any specific population. Clinical Phenotypes: Phenotypically, patients with Tay-Sachs and Sandhoff diseases are virtually indistinguishable. Variability is observed with respect to age of onset and clinical symptoms. Enzyme analysis is generally required to distinguish between the 2 disorders. The acute infantile forms of Tay-Sachs and Sandhoff diseases typically present with progressive motor deterioration beginning at 3 to 6 months of age. Patients exhibit weakness, hypotonia, and decreasing attentiveness. Motor skills learned previously, such as crawling or sitting alone, are nearly always lost by 1 year of age. Other symptoms include rapid diminishing of vision, seizures, macrocephaly due to cerebral gliosis, and the characteristic cherry-red spot in the retina. Affected individuals typically do not survive past 5 years of age. The juvenile or subacute forms often present between 2 and 10 years of age with ataxia and clumsiness. Patients develop difficulties with speech and cognition. Neurologic features progressively get worse, and death typically occurs 2 to 4 years later. Disease progression is slower in patients with chronic or adult-onset Tay-Sachs and Sandhoff diseases. Early signs and symptoms may be subtle and nonspecific, involving muscle and/or neurologic findings, often resulting in initial misdiagnoses. Affected individuals may exhibit abnormalities of gait and posture, spasticity, dysarthria, and progressive muscle wasting and weakness. Cognitive impairment, dementia, or psychiatric findings are observed in some patients. Significant clinical variability exists both between and within families. Testing Options: Several tests are available for the detection of carriers of, and individuals affected with, Tay-Sachs and Sandhoff diseases (see Table, Ordering Guidance, and Testing Algorithm). This test is the recommended test for both diagnostic and carrier testing. Testing begins with enzyme analysis and when indicated reflexes to the appropriate molecular analysis (eitherHEXAorHEXBgene), which includes next-generation sequencing to detect single nucleotide and copy number variants. Follow-up molecular testing is recommended for all individuals with enzyme results in the carrier, possible carrier, or affected ranges. This differentiates between nondisease causing pseudodeficiency alleles and disease-causing variants. In addition, molecular analysis allows for the facilitation of carrier testing and prenatal diagnosis for at-risk individuals. Table Test ID Test Name Tay-Sachs disease Sandhoff disease Reflexes to molecular genetic testing Use during pregnancy or hormonal contraception Preferred use Carrier Affected Carrier Affected NAGR Hexosaminidase A and Total, Leukocytes/Molecular Reflex, Whole Blood Yes Yes Yes Yes Yes Yes Diagnostic or carrier testing NAGW Hexosaminidase A and Total Hexosaminidase, Leukocytes Yes Yes Yes Yes No Yes Diagnostic or carrier testing NAGS Hexosaminidase A and Total Hexosaminidase, Serum Yes Yes Yes Yes No No Diagnostic MUGS* Hexosaminidase A, Serum Yes Yes No No No No Diagnostic, secondary only *MUGS testing should be utilized only when one of the other assays indicates normal, indeterminate, or carrier results and the clinical suspicion of Tay-Sachs disease remains high. | HEXOSAMINIDASE TOTAL < or =15 years: > or =20 nmol/min/mg > or =16 years: 16.4-36.2 nmol/min/mg HEXOSAMINIDASE PERCENT A < or =15 years: 20-80% of total > or =16 years: 63-75% of total | Interpretation is provided with report. | A small percentage (<0.5%) of carriers may exhibit normal hexosaminidase A activity and will not be detected by this method.(1) GM2 activator deficiency (AB variant,GM2A) is a rare disorder with clinical features similar to Tay-Sachs and Sandhoff diseases; however, levels of both hexosaminidase A and B are normal. GM2 activator deficiency is not detected with this assay. Molecular genetic analysis ofGM2Ais available, see CGPH / Custom Gene Panel, Hereditary, Next-Generation Sequencing, Varies. | 1. Triggs-Raine BL, Feigenbaum ASJ, Natowicz M, et al. Screening for carriers of Tay-Sachs disease among Ashkenazi Jews-A comparison of DNA-based and enzyme-based tests. N Engl J Med. 1990323(1):6-12 2. Delnooz CCS, Lefeber DJ, Langemeijer SMC, et al. New cases of adult-onset Sandhoff disease with a cerebellar or lower motor neuron phenotype. J Neurol Neurosurg Psychiatry. 2010;81(9):968-972 3. Vallance H, Morris TJ, Coulter-Mackie M, Lim-Stelle J, Kaback M. Common HEXB polymorphisms reduce serum HexA and HexB enzymatic activities, potentially masking Tay-Sachs disease carrier identification. Mol Genet Metab. 2006;87(2):122-127 4. Toro C, Shirvan L, Tifft C:HEXAdisorders. In: Adam MP, Everman DB, Mirzaa GM, et al, eds. GeneReviews [Internet]. University of Washington, Seattle; 1999. Updated October 1, 2020. Accessed September 10, 2024. Available at www.ncbi.nlm.nih.gov/books/NBK1218/ 5. Neudorfer O, Pastores GM, Zeng BJ, Gianutsos J, Zaroff CM, Kolodny EH. Late-onset Tay-Sachs disease: phenotypic characterization and genotypic correlations in 21 affected patients. Genet Med. 2005;7(2):119-123 6. Sutton VR. Tay-Sachs disease screening and counseling families at risk for metabolic disease. Obstet Gynecol Clin North Am. 2002;29(2):287-296 7. Gravel RA, Kaback MM, Proia RL, Sandhoff K, Suzuki K, Suzuki K: The GM2 gangliosidoses. In: Valle D, Antonarakis S, Ballabio A, Beaudet A, Mitchell GA, eds. The Online Metabolic and Molecular Bases of Inherited Disease. McGraw-Hill. Accessed September 10, 2024. Available at http://ommbid.mhmedical.com/content.aspx?bookid=2709&sectionid=225547784 8. D'Souza G, McCann CL, Hedrick J, et al. Tay-Sachs disease carrier screening: a 21-year experience. Genet Test. 2000;4(3):257-263. doi:10.1089/10906570050501470 | Leukocyte hexosaminidase A and total hexosaminidase are estimated using a semiautomated modification of the method of O'Brien, et al (1970) with further specific recommendations on specimen preparation as outlined by the International Tay-Sachs Disease Testing Quality Control and Data Collection Center.(O'Brien JS, Okada S, Chen A, Fillerup DL: Tay-Sachs disease: detection of heterozygotes and homozygotes by hexosaminidase assay. N Engl J Med. 1970;283[1]:15-20; Cowan T, Pasquali M: Laboratory investigations of inborn errors of metabolism. In: Sarafoglou K, Hoffman GF, Roth KS, eds. Pediatric Endocrinology and Inborn Errors of Metabolism. 2nd ed. McGraw-Hill; 2017:1139-1158) Next-generation sequencing (NGS) and/or Sanger sequencing are performed to test for the presence of variants in coding regions and intron/exon boundaries of the gene analyzed, as well as some other regions that have known disease-causing variants. The human genome reference GRCh37/hg19 build was used for sequence read alignment. At least 99% of the bases are covered at a read depth over 30X. Sensitivity is estimated at above 99% for single nucleotide variants, above 94% for deletion-insertions (delins) less than 40 base pairs (bp), above 95% for deletions up to 75 bp and insertions up to 47 bp. NGS and/or a polymerase chain reaction based quantitative method is performed to test for the presence of deletions and duplications in the gene analyzed. There may be regions of genes that cannot be effectively evaluated by sequencing or deletion and duplication analysis as a result of technical limitations of the assay, including regions of homology, high guanine-cytosine (GC) content, and repetitive sequences. Confirmation of select reportable variants may be performed by alternate methodologies based on internal laboratory criteria.(Unpublished Mayo method) | 2 to 8 days | White blood cell homogenate: 1 month | This test was developed and its performance characteristics determined by Mayo Clinic in a manner consistent with CLIA requirements. It has not been cleared or approved by the US Food and Drug Administration. | 83080 x281406 (if appropriate)81479 (if appropriate) | Hexosaminidase A and Tot, WBC/Mole | 87543-5 | 35029 | Reviewed By | 18771-6
MUGS | Hexosaminidase A, Serum | Second-order test for diagnosing the B1 variant of Tay-Sachs disease This test isnot useful fortesting for Sandhoff disease. | Fluorometric | Yes | Hexosaminidase A (MUGS), S | For more information seeTay-Sachs and Related Disorders Diagnostic Testing Algorithm | Patient Preparation:Patient should be fasting for 4 hours. Supplies:Sarstedt Aliquot Tube, 5 mL (T914) Collection Container/Tube: Preferred:Serum gel Acceptable:Red top Submission Container/Tube:Plastic vial Specimen Volume:1 mL Collection Instructions:Centrifuge and aliquot serum into plastic vial. | 0.15 mL | Tay-Sachs and Sandhoff diseases, also referred to as GM2 gangliosidoses, are lysosomal storage disorders caused by deficiencies of the enzymes hexosaminidase A and hexosaminidase B, respectively. These isoenzymes are dimers that differ in their subunit composition. Hexosaminidase A is a heterodimer composed of 1 alpha and 1 beta subunit (alpha-beta), while hexosaminidase B is a homodimer composed of 2 beta subunits (beta-beta). The defective lysosomal degradation and the excessive accumulation of GM2 ganglioside and related glycolipids result in the development of the clinical symptomology observed in Tay-Sachs and Sandhoff diseases. Tay-Sachs and Sandhoff diseases are autosomal recessive conditions. Tay-Sachs disease results from 2 variants inHEXA,which encodes for the alpha subunit of hexosaminidase and causes a deficiency of hexosaminidase A enzyme. An increased carrier frequency for Tay-Sachs disease is observed in individuals of Ashkenazi Jewish, Celtic, and French-Canadian ancestry. Patients with Sandhoff disease have 2 variants inHEXB, which encodes for the beta subunit of hexosaminidase and results in deficiencies in both hexosaminidase A and hexosaminidase B enzymes. Sandhoff disease does not exhibit an increased carrier frequency in any specific population. Clinical Phenotypes: Phenotypically, patients with Tay-Sachs and Sandhoff diseases are virtually indistinguishable. Variability is observed with respect to age of onset and clinical symptoms. Enzyme analysis is generally required to distinguish between the 2 disorders. The acute infantile forms of Tay-Sachs and Sandhoff diseases typically present with progressive motor deterioration beginning at 3 to 6 months of age. Patients exhibit weakness, hypotonia, and decreasing attentiveness. Motor skills learned previously, such as crawling or sitting alone, are nearly always lost by 1 year of age. Other symptoms include rapid diminishing of vision, seizures, macrocephaly due to cerebral gliosis, and the characteristic cherry-red spot in the retina. Affected individuals typically do not survive past 5 years of age. The juvenile or subacute forms often present between 2 and 10 years of age with ataxia and clumsiness. Patients develop difficulties with speech and cognition. Neurologic features progressively get worse, and death typically occurs 2 to 4 years later. Disease progression is slower in patients with chronic or adult-onset Tay-Sachs and Sandhoff diseases. Early signs and symptoms may be subtle and nonspecific, involving muscle and/or neurologic findings, often resulting in initial misdiagnoses. Affected individuals may exhibit abnormalities of gait and posture, spasticity, dysarthria, and progressive muscle wasting and weakness. Cognitive impairment, dementia, or psychiatric findings are observed in some patients. Significant clinical variability exists both between and within families. Testing Options: Several tests are available for the detection of carriers of, and individuals affected with, Tay-Sachs and Sandhoff diseases (see table below, Ordering Guidance, and Testing Algorithm). The recommended test for both diagnostic and carrier testing is NAGR / Hexosaminidase A and Total, Leukocytes/Molecular Reflex, Whole Blood. Testing begins with enzyme analysis and, when indicated, reflexes to the appropriate molecular analysis (eitherHEXAorHEXBgene), which includes sequencing and deletion/duplication analysis. Follow-up molecular testing is recommended for all individuals with enzyme results in the carrier, possible carrier, or affected ranges. This differentiates between nondisease-causing pseudodeficiency alleles and disease-causing variants. In addition, molecular analysis allows for the facilitation of carrier testing and prenatal diagnosis for at-risk individuals. Test ID Test Name Tay-Sachs disease Sandhoff disease Reflexes to molecular genetic testing Use during pregnancy or hormonal contraception Preferred use Carrier Affected Carrier Affected NAGR Hexosaminidase A and Total, Leukocytes/Molecular Reflex, Whole Blood Yes Yes Yes Yes Yes Yes Diagnostic or carrier testing NAGW Hexosaminidase A and Total Hexosaminidase, Leukocytes Yes Yes Yes Yes No Yes Diagnostic or carrier testing NAGS Hexosaminidase A and Total Hexosaminidase, Serum Yes Yes Yes Yes No No Diagnostic MUGS* Hexosaminidase A, Serum Yes Yes No No No No Diagnostic, secondary only *MUGS testing should be utilized only when one of the other assays indicates normal, indeterminate, or carrier results and the clinical suspicion of Tay-Sachs disease remains high. | 1.23-2.59 U/L (Normal) 1.16-1.22 U/L (Indeterminate) 0.58-1.15 U/L (Carrier) | Interpretation is provided with report. | GM2 activator deficiency (AB variant,GM2A) is a rare disorder with clinical features similar to Tay-Sachs and Sandhoff diseases; however, levels of both hexosaminidase A and B are normal. GM2 activator deficiency is not detected with this assay. Molecular genetic analysis ofGM2Ais available; see CGPH / Custom Gene Panel, Hereditary, Next-Generation Sequencing, Varies. | 1. Tutor JC. Biochemical characterization of the GM2 gangliosidosis B1 variant. Braz J Med Biol Res. 2004;37(6):777-783 2. Gravel RA, Kaback MM, Proia RL, Sandhoff K, Suzuki K, Suzuki K. The GM2 gangliosidoses. In: Valle DL, Antonarakis S, Ballabio A, Beaudet AL, Mitchell GA. eds. The Online Metabolic and Molecular Bases of Inherited Disease. McGraw-Hill; 2019. Accessed September 10, 2024. Available at: http://ommbid.mhmedical.com/content.aspx?bookid=2709&sectionid=225547784 3. Toro C, Shirvan L, Tifft C:HEXAdisorders. In: Adam MP, Everman DB, Mirzaa GM, et al, eds. GeneReviews [Internet]. University of Washington, Seattle; 1999. Updated October 1, 2020. Accessed September 10, 2024. Available at: www.ncbi.nlm.nih.gov/books/NBK1218/ 4. Leal AF, Benincore-Florez E, Solano-Galarza D, et al. GM2 Gangliosidoses: Clinical Features, Pathophysiological Aspects, and Current Therapies. Int J Mol Sci. 2020;21(17):6213. Published 2020 Aug 27. doi:10.3390/ijms21176213 | The substrate, 4-methylumbelliferyl-beta-D-N-acetyl-glucosamine-6-sulfate (4-MUGS), is highly specific for hexosaminidase A with minimal hydrolysis by placental hexosaminidase and none by hexosaminidase B. Hexosaminidase A hydrolyzes the 4-MUGS substrate, producing free 4-methylumbelliferyl, which fluoresces at an alkaline pH. Hexosaminidase A activity is determined by the amount of fluorescence produced.(Ben-Yoseph Y, Reid JE, Shapiro B, Nadler HL. Diagnosis and carrier detection of Tay-Sachs disease: direct determination of hexosaminidase A using 4-methylumbelliferyl derivatives of beta-N-acetylglucosamine-6-sulfate and beta-N-acetylgalactosamine-6-sulfate. Am J Hum Genet. 1985;37(4):733-740; Cowan T, Pasquali M: Laboratory Investigations of Inborn Errors of Metabolism. In: Sarafoglou K, Hoffman GF, Roth KS eds. Pediatric Endocrinology and Inborn Errors of Metabolism. 2nd ed. McGraw-Hill; 2017:1139-1158) | 2 to 8 days | 30 days | This test was developed and its performance characteristics determined by Mayo Clinic in a manner consistent with CLIA requirements. It has not been cleared or approved by the US Food and Drug Administration. | 83080 | Hexosaminidase A (MUGS), S | 2643-5 | 80350 | Hexosaminidase A (MUGS), S | 2643-5
FSHAG | Hickory Shagbark (Carya ovata) IgE |  | Enzyme Immunoassay (EIA) | Yes | Hickory Shagbark (Carya ovata) IgE | Serum | Collection Container/Tube:Red top Acceptable:Serum gel Submission Container/Tube:Plastic vial Specimen Volume:0.5 mL Collection Instructions:Draw blood in a plain red-top tube(s), serum gel tube(s) is acceptable. Spin down and send 0.5 mL of serum refrigerated in a plastic vial. | 0.5 mL |  | <0.35 kU/L | Class IgE (kU/L) Comment 0 <0.35 Below Detection 1 0.35-0.69 Low Positive 2 0.70-3.49 Moderate Positive 3 3.50-17.49 Positive 4 17.50-49.99 Strong Positive 5 >=49.99 Very Strong Positive |  |  |  | 4 to 7 days |  | This test was developed and its performance characteristics determined by Eurofins Viracor. It has not been cleared or approved by the U.S. Food and Drug Administration. | 86003 | Hickory Shagbark (Carya ovata) IgE | 7404-7 | Z4019 | CLASS | 102754-9
HMGA | High Mobility Group A2 (HMGA2) Immunostain, Technical Component Only | Identification of abnormal expression of the high mobility group protein, HMGA2 | Immunohistochemistry (IHC) | Yes | HMGA2 IHC, Tech Only | For the initial technical component only immunohistochemical (IHC) stain performed, the appropriate bill-only test ID will be reflexed and charged (IHTOI). For each additional technical component only IHC stain performed, an additional bill-only test ID will be reflexed and charged (IHTOA). | Supplies:Immunostain Technical Only Envelope (T693) Specimen Type:Tissue Container/Tube:Immunostain Technical Only Envelope Preferred:2 Unstained positively charged glass slide (25- x 75- x 1-mm) per test ordered; sections 4-microns thick. Acceptable:Formalin-fixed, paraffin-embedded tissue block |  | High mobility group (HMG) proteins are nonhistone chromatin factors expressed during embryonic development that function to regulate transcription and cellular differentiation. When expression of HMGA2 is deregulated in cells of adult tissues, this oncofetal protein promotes neoplastic transformation. Abnormal HMGA2 expression has been observed in a wide variety of neoplasms, including uterine leiomyomas, ovarian serous carcinomas, lipomatous tumors, lymphangiomyomatosis, and pancreatic carcinomas. Normal spermatids express HMGA2. This immunostain may be useful in the differential diagnosis of lower genital tract mesenchymal tumors, showing positivity in the majority of aggressive angiomyxomas. |  | This test does not include pathologist interpretation, only technical performance of the stain. If interpretation is required, order PATHC / Pathology Consultation for a full diagnostic evaluation or second opinion of the case. The positive and negative controls are verified as showing appropriate immunoreactivity. If a control tissue is not included on the slide, a scanned image of the relevant quality control tissue is available upon request; call 855-516-8404. Interpretation of this test should be performed in the context of the patient's clinical history and other diagnostic tests by a qualified pathologist. | Age of a cut paraffin section can affect immunoreactivity. Stability thresholds vary widely among published literature and are antigen dependent. Best practice is for paraffin sections to be cut within 6 weeks. | 1. Ding X, Wang Y, Ma X, et al: Expression of HMGA 2 in bladder cancer and its association with epithelial-to-mesenchymal transition. Cell Prolif. 2014; 7(2):146-151.doi: 10.1111/cpr.12096 2. Lu B, Shi H, Zhang X: Myxoid leiomyosarcoma of the uterus: a clinicopathological and immunohistochemical study of 10 cases. Human Pathol. 2017; 59:139-146.doi: 10.1016/j.humpath.2016.09.014 3. Gong J, Wang Y, Jiang B, et al: Impact of high-mobility-group A2 overexpression on epithelial-mesenchymal transition in pancreatic cancer. Cancer Manag Res. 2019;11:4075-4084.doi: 10.2147/CMAR.S199289 | Immunohistochemistry on sections of paraffin-embedded tissue.(Unpublished Mayo method) | 1 to 3 days | Until staining is complete. | This test has been cleared, approved, or is exempt by the US Food and Drug Administration and is used per manufacturer's instructions. Performance characteristics were verified by Mayo Clinic in a manner consistent with CLIA requirements. | 88342-TC, primary88341-TC, if additional IHC | HMGA2 IHC, Tech Only | Order only;no result | 70773 | HMGA2 IHC, Tech Only | Bill only; no result
HPLC | High-Performance Liquid Chromatography (HPLC) Hemoglobin Variant, Blood | Providing additional information, which aids in the identification of hemoglobin variants | Only orderable as part of a profile. For more information see: -HAEV1 / Hemolytic Anemia Evaluation, Blood -HBEL1 / Hemoglobin Electrophoresis Evaluation, Blood -MEV1 / Methemoglobinemia Evaluation, Blood -REVE2 / Erythrocytosis Evaluation, Blood -THEV1 / Thalassemia and Hemoglobinopathy Evaluation, Blood and Serum Cation Exchange High-Performance Liquid Chromatography (HPLC) | Yes | HPLC Hb Variant, B | Whole Blood EDTA | Only orderable as part of a profile. For more information see: -HAEV1 / Hemolytic Anemia Evaluation, Blood -HBEL1 / Hemoglobin Electrophoresis Evaluation, Blood -MEV1 / Methemoglobinemia Evaluation, Blood -REVE2 / Erythrocytosis Evaluation, Blood -THEV1 / Thalassemia and Hemoglobinopathy Evaluation, Blood and Serum | 1 mL | A large number of variants of hemoglobin have been recognized. Although many do not result in clinical or hematologic effects, clinical symptoms that can be associated with hemoglobin disorders include microcytosis, sickling disorders, hemolysis, erythrocytosis/polycythemia, cyanosis/hypoxia, anemia (chronic, compensated, or episodic), and increased methemoglobin or sulfhemoglobin results (M-hemoglobins). For common, and many of the uncommon, hemoglobin variants, protein studies will be sufficient for definitive identification. High-performance liquid chromatography is a method that provides useful and supplementary information on most hemoglobin variants. | Only orderable as part of a profile. For more information see: -HAEV1 / Hemolytic Anemia Evaluation, Blood -HBEL1 / Hemoglobin Electrophoresis Evaluation, Blood -MEV1 / Methemoglobinemia Evaluation, Blood -REVE2 / Erythrocytosis Evaluation, Blood -THEV1 / Thalassemia and Hemoglobinopathy Evaluation, Blood and Serum | This test is not interpreted in isolation, but as a part of a profile. | Some hemoglobin disorders and variants, including common alpha-thalassemia conditions, are not detected by screening methods and require further reflex testing to identify. If there is a family history of a known hemoglobin disorder, prior therapy for a hemoglobin disorder, or otherwise unexplained lifelong/familial symptoms, such as hemolysis, microcytosis, erythrocytosis/polycythemia, cyanosis, or hypoxia are present, this should be clearly communicated to the laboratory so appropriate reflex testing can be added. Recent transfusion may mask protein results, including hemoglobin electrophoresis, hereditary persistence of fetal hemoglobin by flow cytometry, stability studies, and sickle solubility studies depending on percentage of transfused cells present. Some hemoglobin variants can originate from the donor blood product and not from the tested recipient. These are typically found in low percentages. If the patient has undergone a bone marrow transplant, the results may be atypical and should be interpreted in the context of clinical information. Some therapies cause artefactual effects in protein studies, including hydroxyurea and decitabine (increased hemoglobin F levels), voxelotor (artefactual peaks), and gene therapy (alternate protein detection, beta T87Q, by mass spectrometry). Clear communication of prior therapy is strongly recommended. | 1. Hoyer JD, Hoffman DR. The thalassemia and hemoglobinopathy syndromes. In: McClatchey KD, eds. Clinical Laboratory Medicine. 2nd ed. Lippincott, Williams and Wilkins; 2002:866-895 2. Szuberski J, Oliveira JL, Hoyer JD. A comprehensive analysis of hemoglobin variants by high-performance liquid chromatography (HPLC). Int J Lab Haematol. 2012;34(6):594-604 3. Van Delft P, Lenters E, Bakker-Verweij M, et al. Evaluating five dedicated automatic devices for haemoglobinopathy diagnostics in multi-ethnic populations. Int J Lab Haematol. 2009;31(5):484-495 | Hemolysate of whole blood is injected into an analysis stream passing through a cation exchange column using high-performance liquid chromatography. A pre-programmed gradient controls the elution buffer mixture that also passes through the analytical cartridge. The ionic strength of the elution buffer is raised by increasing the percentage of a second buffer. As the ionic strength of the buffer increases, the more strongly retained hemoglobins elute from the cartridge. Absorbance changes are detected by a dual-wavelength filter photometer. Changes in absorbance are displayed as a chromatogram of absorbance versus time.(Huismann TH, Schroeder WA, Brodie AN, et al. Microchromotography of hemoglobins. III. A simplified procedure for the determination of hemoglobin A2. J Lab Clin Med. 1975;86:700-702; Ou CN, Buffone GJ, Reimer GL, Alpert AJ. High-performance liquid chromatography of human hemoglobins on a new cation exchanger. J Chromatogr. 1983;266:197-205; instruction manual: Bio-Rad Variant II Beta-thalassemia Short Program Instructions for Use, L70203705. Bio-Rad Laboratories, Inc; 11/2011) | Same day/1 day | Normal: 7 days; Abnormal: 14 days | This test has been modified from the manufacturer's instructions. Its performance characteristics were determined by Mayo Clinic in a manner consistent with CLIA requirements. This test has not been cleared or approved by the US Food and Drug Administration. | 83021 | HPLC Hb Variant, B | No LOINC Needed | 65615 | HPLC Hb Variant, B | No LOINC Needed
H1083 | HIK1083 Immunostain, Technical Component Only | Diagnosis of gastric-type endocervical adenocarcinoma | Immunohistochemistry (IHC) | Yes | HIK1083 IHC, Tech Only | For the initial technical component only immunohistochemical (IHC) stain performed, the appropriate bill-only test ID will be reflexed and charged (IHTOI). For each additional technical component only IHC stain performed, an additional bill-only test ID will be reflexed and charged (IHTOA). | Supplies:Immunostain Technical Only Envelope (T693) Specimen Type:Tissue Container/Tube:Immunostain Technical Only Envelope Preferred:2 Unstained positively charged glass slide (25- x 75- x 1-mm) per test ordered; sections 4-microns thick. Acceptable:Formalin-fixed, paraffin-embedded tissue block |  | HIK1083 is useful to support a diagnosis of gastric-type endocervical adenocarcinoma. HIK1083 is an antibody that recognizes the peripheral alpha-linked N-acetylglucosamine residue present in the carbohydrate moiety of the mucin molecule. This test is intended to identify the presence of HIK1083 protein. |  | This test does not include pathologist interpretation, only technical performance of the stain. If interpretation is required, order PATHC / Pathology Consultation for a full diagnostic evaluation or second opinion of the case. The positive and negative controls are verified as showing appropriate immunoreactivity. If a control tissue is not included on the slide, a scanned image of the relevant quality control tissue is available upon request; call 855-516-8404. Interpretation of this test should be performed in the context of the patient's clinical history and other diagnostic tests by a qualified pathologist. | Age of a cut paraffin section can affect immunoreactivity. Stability thresholds vary widely among published literature and are antigen dependent. Best practice is for paraffin sections to be cut within 6 weeks. | 1. Hodgson A, Parra-Herran C, Mirkovic J. Immunohistochemical expression of HIK1083 and MUC6 in endometrial carcinomas. Histopathology. 2019;75(4):552-558 2. Semczuk A, Tomaszewski J, Gogacz M, et al. Well-differentiated mucinous uterine adenocarcinoma predominantly diagnosed as adenoma malignum: a case report with an immunohistochemical analysis. Int J Clin Exp Pathol. 2015;8(6):7600-7604 3. Stolnicu S, Barsan I, Hoang L, et al. Diagnostic algorithmic proposal based on comprehensive immunohistochemical evaluation of 297 invasive endocervical adenocarcinomas. Am J Surg Pathol. 2018;42(8):989-1000 4. Pirog EC: Diagnosis of HPV-negative, gastric-type adenocarcinoma of the endocervix. Methods Mol Biol. 2015;1249:213-219 5. Magaki S, Hojat SA, Wei B, So A, Yong WH. An introduction to the performance of immunohistochemistry. Methods Mol Biol. 2019;1897:289-298. doi:10.1007/978-1-4939-8935-5_25 | Immunohistochemistry on sections of paraffin-embedded tissue.(Unpublished Mayo method) | 1 to 3 days | Until staining is complete. | This test has been cleared, approved, or is exempt by the US Food and Drug Administration and is used per manufacturer's instructions. Performance characteristics were verified by Mayo Clinic in a manner consistent with CLIA requirements. | 88342-TC, Primary88341-TC, If additional IHC | HIK1083 IHC, Tech Only | No LOINC Needed | 618599 | HIK1083 IHC, Tech Only | No LOINC Needed
HIPA | Hippuric Acid, Urine |  | Colorimetry (C) High Performance Liquid Chromatography/Tandem Mass Spectrometry (LC-MS/MS) | Yes | Hippuric Acid, U | Urine | ***Must submit one specimen per order. Specimens cannot be shared between multiple orders.*** Specimen Type:Urine Container/Tube:Plastic preservative-free urine container Specimen Volume:3 mL Collection Instructions:Collect 3 mL random urine specimen at end of shift. Send specimen refrigerated in a plastic, preservative-free urine container. | 1.1 mL |  | Reporting limit determined each analysis Creatinine (mg/L): U.S. Population (10th – 90th percentiles, median) All participants: 335 - 2370 mg/L, median:1180 (n=22,245) Males: 495 - 2540 mg/L, median: 1370 (n=10,610) Females: 273 - 2170 mg/L, median 994 (n=11,635) Hippuric Acid (g/L) Normal for unexposed populations is generally less than 1.6 g/L. Hippuric Acid (Creatinine corrected) (g/g Creat) Normal for unexposed populations is generally less than 1.5 g/g creatinine. Specific Gravity Confirmation Physiologic range:1.010 - 1.030 |  |  |  |  | 9 - 16 days | 2 weeks | This test was developed and its performance characteristics determined by NMS Labs. It has not been cleared or approved by the U.S. Food and Drug Administration. | 825708392181002 (if appropriate) | Hippuric Acid, U | Not Provided | Z2513 | Specific Gravity Confirmation | 5810-7
FHSPL | Histamine Plasma |  | Enzyme Immunoassay (EIA) | Yes | Histamine Plasma | Plasma EDTA | Specimen Type:Plasma Collection Container/Tube:Lavender top (EDTA) Submission Container/Tube:Plastic vial Specimen Volume:3 mL Collection Instructions: Draw 3 mL blood in a lavender-top (EDTA) tube(s). Cool immediately on ice. Centrifuge at 1500 rpm for 10 minutes at 4 degrees C. The centrifugation should be performed within 20 minutes of collection. Carefully remove 1 mL of EDTA plasma from the upper part of the tube. Freeze and send frozen in a plastic vial. | 1 mL |  | <1.0 ng/mL |  |  |  |  | 2 to 7 days |  | This test was developed and its performance characteristics determined by Viracor Eurofins. It has not been cleared or approved by the U.S. Food and Drug Administration. | 83088 | Histamine Plasma | 2416-6 | FHSPL | Histamine Plasma | 2416-6
FHI24 | Histamine, 24-Hour Urine |  | Immunoassay (IA) | Yes | Histamine, 24-Hour U | Urine | Patient Preparation:Avoid direct sunlight. Patient should refrain from taking allergy causing drugs, antihistamines, oral corticosteroids, and substances which block H2 receptors for at least 24 hours prior to specimen collection. Specimen Type:Urine Submission Container/Tube:Plastic, 10-mL tube (T068) Specimen Volume:4 mL Collection Instructions: 1. Collect urine for 24 hours, with 10 mL 6N HCL preservative. 2. Avoid direct sunlight during the 24-hour collection. 3. Send specimen refrigerated in the plastic, 10-mL urine tube (T068). 4. Collection volume and duration are required. | 2 mL | Histamine is a mediator of the allergic response. Histamine release causes itching, flushing, hives, vomiting, syncope, and even shock. In addition, some patients with gastric carcinoids may exhibit high concentrations of histamine. | 0.006-0.131 mg/24 h |  |  |  |  | 5 to 11 days |  | This test was performed using a kit that has not been cleared or approved by the FDA. The analytical performance characteristics of this test have been determined by Quest Diagnostics Nichols Institute, San Juan Capistrano. This test should not be used for diagnosis without confirmation by other medically established means. | 83088 | Histamine, 24-Hour U | Not Provided | Z6283 | Total Volume | 3167-4
FHSTW | Histamine, Whole Blood |  | Quantitative Enzyme-Linked Immunosorbent Assay | Yes | Histamine, Whole Blood | WB Heparin | Specimen Type:Whole Blood Collection Container/Tube:Sodium Heparin Acceptable:Lithium Heparin Submission Container/Tube:Plastic vial Specimen Volume:1 mL Collection Instructions:Draw blood in a green top tube (sodium or lithium heparin). Send 1 mL well mixed whole blood in a plastic screw cap tube frozen. NOTE:Critical frozen. Separate samples must be submitted when multiple tests are ordered. | 0.5 mL |  | 180 - 1800 nmol/L |  |  |  |  | 3 to 11 days |  | This test was developed and its performance characteristics determined by ARUP Laboratories. The U.S. Food and Drug Administration has not approved or cleared this test; however, FDA clearance or approval is not currently required for clinical use. The results are not intended to be used as the sole means for clinical diagnosis or patient management decisions. | 83088 | Histamine, Whole Blood | 46436-2 | Z2753 | Histamine, Whole Blood | 46436-2
HG34W | Histone 3.3 G34W (H3F3A G34W) Immunostain, Technical Component Only | Aiding in the diagnosis of giant cell tumor of bone | Immunohistochemistry (IHC) | Yes | Histone H3 G34W IHC, Tech Only | For the initial technical component only immunohistochemical (IHC) stain performed, the appropriate bill-only test ID will be reflexed and charged (IHTOI). For each additional technical component only IHC stain performed, an additional bill-only test ID will be reflexed and charged (IHTOA). | Supplies:Immunostain Technical Only Envelope (T693) Specimen Type:Tissue Container/Tube:Immunostain Technical Only Envelope Preferred:2 Unstained positively charged glass slide (25- x 75- x 1-mm) per test ordered; sections 4-microns thick. Acceptable:Formalin-fixed, paraffin-embedded tissue block |  | H3F3Ais a member of the histone H3 family and is located on chromosome 1. Histone H3 G34W is expressed in the nuclei of the mononuclear cell population ofH3F3Aaltered giant cell tumor of bone (GCTB). |  | This test does not include pathologist interpretation, only technical performance of the stain. If interpretation is required, order PATHC / Pathology Consultation for a full diagnostic evaluation or second opinion of the case. The positive and negative controls are verified as showing appropriate immunoreactivity. If a control tissue is not included on the slide, a scanned image of the relevant quality control tissue is available upon request; call 855-516-8404. Interpretation of this test should be performed in the context of the patient's clinical history and other diagnostic tests by a qualified pathologist. | Age of a cut paraffin section can affect immunoreactivity. Stability thresholds vary widely among published literature and are antigen dependent. Best practice is for paraffin sections to be cut within 6 weeks. | 1. Cleven A, Hocker S, Briaire-de Bruijn I, Szuhai K, Cleton-Jansen AM, Bovee JVMG. Mutation analysis of H3F3A and H3F3B as a diagnostic tool for giant cell tumor of bone and chondroblastoma. Am J Surg Pathol. 2015;39(11):1576-1583 2. Fernanda A, Bersha F, Ye H, et al. H3F3A (Histone 3.3) G34W immunohistochemistry a reliable marker defining benign and malignant giant cell tumor of one. Am J Surg Pathol. 2017;41(8):1059-1068 3. Luke J, Von Baer A, Schreiber J, et al. H3F3A mutation in giant cell tumour of the bone is detected by immunohistochemistry using a monoclonal antibody against the G34W mutated site of histone H3/3 variant. Histopathology. 2017;71(4):125-133 4. Yamamoto H, Iwasaki T, Yuichi Y, et al. Diagnostic utility of histone H3.3 G34W, G34R, and G34V mutant-specific antibodies for giant cell tumors of bone. Hum Pathol. 2018;73(3):41-50 5. Magaki S, Hojat SA, Wei B, So A, Yong WH. An introduction to the performance of immunohistochemistry.Methods Mol Biol. 2019;1897:289-298. doi:10.1007/978-1-4939-8935-5_25 | Immunohistochemistry on sections of paraffin-embedded tissue.(Unpublished Mayo method) | 1 to 3 days | Until staining is complete | This test has been cleared, approved, or is exempt by the US Food and Drug Administration and is used per manufacturer's instructions. Performance characteristics were verified by Mayo Clinic in a manner consistent with CLIA requirements. | 88342-TC, Primary88341-TC, If additional IHC | Histone H3 G34W IHC, Tech Only | Order only;no result | 604698 | Histone H3 G34W IHC, Tech Only | Bill only; no result
HISGT | Histone Genes Mutation Analysis, Next-Generation Sequencing, Tumor | Identifying specific mutations within theH3-3A, H3-3B, H3C2, H3C3 and H3C14genes that assist in tumor diagnosis/classification | Sequence Capture Next-Generation Sequencing (NGS) | Yes | Histone Genes Mutation Analysis, Ts | When this test is ordered, slide review will always be performed at an additional charge. | This assay requires at least 20% tumor nuclei. -Preferred amount of tumor area with sufficient percent tumor nuclei: tissue 216 mm(2) -Minimum amount of tumor area: tissue 36 mm(2) -These amounts are cumulative over up to 10 unstained slides and must have adequate percent tumor nuclei. -Tissue fixation: 10% neutral buffered formalin, not decalcified -For specimen preparation guidance, seeTissue Requirements for Solid Tumor Next-Generation Sequencing. In this document, the sizes are given as 4mm x 4mm x 10 slides as preferred: approximate/equivalent to 144 mm(2) and the minimum as 3 mm x 1 mm x 10 slides: approximate/equivalent to 36 mm(2). Preferred: Specimen Type:Tissue block Collection Instructions: Submit a formalin-fixed, paraffin-embedded tissue block with acceptable amount of tumor tissue. Acceptable: Specimen Type:Tissue slide Slides: 1 Stained and 10 unstained Collection Instructions: Submit 1 slide stained with hematoxylin and eosin and 10 unstained, nonbaked slides with 5-micron thick sections of the tumor tissue. Note:The total amount of required tumor nuclei can be obtained by scraping up to 10 slides from the same block. Additional Information: Unused unstained slides will not be returned. Specimen Type:Cytology slide (direct smears or ThinPrep) Slides:1 to 3 Slides Collection Instructions:Submit 1 to 3 slides stained and coverslipped with a preferred total of 5000 nucleated cells, or a minimum of at least 3000 nucleated cells. Note:Glass coverslips are preferred; plastic coverslips are acceptable but will result in longer turnaround times. Additional Information: Cytology slides will not be returned. | See Specimen Required | H3-3A(previously known asH3F3A) andH3-3B(previously known asH3F3B) genes encode H3.3 replication-independent histone proteins.H3C2(previously known asHIST1H3B) andH3C3(previously known asHIST1H3C) encode H3.1 replication-dependent histone proteins.H3C14(previously known asHIST2H3C) encodes H3.2 replication-dependent histone protein. Mutations inH3-3AandH3-3Bgenes primarily involve codons K28 (also known as K27) and G35 (also known as G34), whereas mutations inH3C2,H3C3andH3C14involve codon K28 (also known as K27). In central nervous system tumors,H3-3A,H3C2,H3C3andH3C14mutations are a diagnostic molecular biomarker for diffuse midline glioma, H3 K27-altered and diffuse hemispheric glioma, H3 G34-mutant. Among bone/soft tissue tumors,H3-3Amutations are a hallmark of giant cell tumour of bone and mutations inH3-3BandH3-3Agenes are typical of chondroblastoma. | An interpretive report will be provided. | The interpretation of molecular biomarker analysis includes an overview of the results and the associated diagnostic, prognostic, and therapeutic implications. | This test cannot differentiate between somatic and germline alterations. Additional testing may be necessary to clarify the significance of results if there is a potential hereditary risk. DNA variants of uncertain significance may be identified. A negative result does not rule out the presence of a variant that may be present but below the limits of detection of this assay. The analytical sensitivity of this assay for sequence reportable alterations is 5% mutant allele frequency with a minimum coverage of 500X in a sample with 20% or more tumor content. Point mutations and small insertion/deletion mutations will be detected in theH3-3A, H3-3B, H3C2, H3C3, and H3C14genes only. This test may detect single exon deletions but does not detect multi-exon deletions, duplications, or genomic copy number variants. Variant allele frequency (VAF) is the percentage of sequencing reads supporting a specific variant divided by the total sequencing reads at that position. In somatic testing, VAF should be interpreted in the context of several factors, including, but not limited to, tumor purity/heterogeneity/copy number status (ploidy, gains/losses, loss of heterozygosity) and sequencing artifact/misalignment.(1,2) Rare alterations (ie, polymorphisms) may be present that could lead to false-negative or false-positive results. Test results should be interpreted in the context of clinical, tumor sampling, histopathological, and other laboratory data. If results obtained do not match other clinical or laboratory findings, contact the laboratory for discussion. Misinterpretation of results may occur if the information provided is inaccurate and/or incomplete. Reliable results are dependent on adequate specimen collection and processing. This test has been validated on cytology slides and formalin-fixed, paraffin-embedded tissues; other types of fixatives are discouraged. Improper treatment of tissues, such as decalcification, may causepolymerase chain reactionfailure. | 1. Strom SP. Current practices and guidelines for clinical next-generation sequencing oncology testing. Cancer Biol Med. 2016;13(1):3-11. doi:10.28092/j.issn.2095-3941.2016.0004 2. Spurr L, Li M, Alomran N, et al. Systematic pan-cancer analysis of somatic allele frequency. Sci Rep. 2018;8(1):7735. Published 2018 May 16. doi:10.1038/s41598-018-25462-0 3. Horbinski C, Nabors LB, Portnow J, et al. NCCN Guidelines Insights: Central Nervous System Cancers, Version 2.2022. J Natl Compr Canc Netw. 2023;21(1):12-20 4. WHO Classification of Tumours Editorial Board. Central nervous system tumours. 5th ed. World Health Organization; 2022. WHO Classification of Tumours. Vol 6 5. Sturm D, Witt H, Hovestadt V, et al: Hotspot mutations in H3F3A and IDH1 define distinct epigenetic and biological subgroups of glioblastoma. Cancer Cell. 2012 Oct 16;22(4):425-437 6. Wu G, Broniscer A, McEachron TA, et al. Somatic histone H3 alterations in pediatric diffuse intrinsic pontine gliomas and non-brainstem glioblastomas. Nat Genet. 2012 Jan:44(3):251-253 7. Schwartzentruber J, Korshunov A, Liu XY, et al: Driver mutations in histone H3.3 and chromatin remodelling genes in paediatric glioblastoma. Nature. 2012 Jan 29;482(7384):226-231 8. Behjati S, Tarpey PS, Presneau N, et al: Distinct H3F3A and H3F3B driver mutations define chondroblastoma and giant cell tumor of bone. Nat Genet. 2013 Dec;45(12):1479-82 | Next-generation sequencing is performed to evaluate the presence of a mutation in most coding regions of theH3-3A, H3-3B, H3C2, H3C3, and H3C14genes. SeeTargeted Genes and Methodology Details for Histone Genes Mutation Analysisfor details regarding the targeted gene regions identified by this test.(Unpublished Mayo method) A pathology review and macro dissection to enrich for tumor cells is performed prior to slide scraping. | 12 to 20 days | FFPE tissue block: Unused portions of blocks will be returned within 10 to 14 days after testing is complete; FFPE tissue/cytology slides: Unused slides are stored indefinitely; Digital images are obtained and stored for all slides used in testing. | This test was developed and its performance characteristics determined by Mayo Clinic in a manner consistent with CLIA requirements. It has not been cleared or approved by the US Food and Drug Administration. | 88381-Microdissection, manual81445 | Histone Genes Mutation Analysis, Ts | 104062-5 | 619594 | Released By | 18771-6
HK27M | Histone H3 K27M Mutant (H3 K27M) Immunostain, Technical Component Only | Identifying the presence of altered H3 K27M protein | Immunohistochemistry (IHC) | Yes | Histone H3 K27M IHC, Tech Only | For the initial technical component only immunohistochemical (IHC) stain performed, the appropriate bill-only test ID will be reflexed and charged (IHTOI). For each additional technical component only IHC stain performed, an additional bill-only test ID will be reflexed and charged (IHTOA). | Supplies:Immunostain Technical Only Envelope (T693) Specimen Type:Tissue Container/Tube:Immunostain Technical Only Envelope Preferred:2 Unstained positively charged glass slide (25- x 75- x 1-mm) per test ordered; sections 4-microns thick. Acceptable:Formalin-fixed, paraffin-embedded tissue block |  | Histone H3 K27M is an alteration in theH3F3Agene, encoding for histone H3.3. This alteration is characteristic of "diffuse midline glioma, H3 K27M-mutant," a new entity in the classification of central nervous system tumors, which carries a poor prognosis. H3 K27M-mutant diffuse midline glioma occurs most commonly in young children but, less frequently, can occur in adults. The most common locations include the brain stem, thalamus, and spinal cord. The term brain stem glioma and diffuse intrinsic pontine glioma were previously used to indicate tumors occurring in the brain stem and pons respectively. |  | This test does not include pathologist interpretation, only technical performance of the stain. If interpretation is required, order PATHC / Pathology Consultation for a full diagnostic evaluation or second opinion of the case. The positive and negative controls are verified as showing appropriate immunoreactivity. If a control tissue is not included on the slide, a scanned image of the relevant quality control tissue is available upon request; call 855-516-8404. Interpretation of this test should be performed in the context of the patient's clinical history and other diagnostic tests by a qualified pathologist. | Age of a cut paraffin section can affect immunoreactivity. Stability thresholds vary widely among published literature and are antigen dependent. Best practice is for paraffin sections to be cut within 6 weeks. | 1. Venneti S, Santi M, Felicella MM, et al. A sensitive and specific histopathologic prognostic marker for H3F3A K27M mutant pediatric glioblastomas. Acta Neuropathol. 2014;128:743-753 2. Bechet D, Gielen GG, Korshunov A, et al. Specific detection of methionine 27 mutation in histone 3 variants (H3K27M) in fixed tissue from high-grade astrocytomas. Acta Neuropathol. 2014;128:733-741 3. Korshunov A, Ryzhova M, Hovestadt V, et al. Integrated analysis of pediatric glioblastoma reveals a subset of biologically favorable tumors with associated molecular prognostic markers. Acta Neuropathol. 2015;129:669-678 4. Schwartzentruber J, Korshunov A, Liu XY, et al. Driver mutations in histone H3.3 and chromatin remodeling genes in paediatric glioblastoma. Nature. 2012;482:226-231 5. Magaki S, Hojat SA, Wei B, So A, Yong WH. An introduction to the performance of immunohistochemistry. Methods Mol Biol. 2019;1897:289-298. doi:10.1007/978-1-4939-8935-5_25 | Immunohistochemistry on sections of paraffin-embedded tissue.(Unpublished Mayo method) | 1 to 3 days | Until staining is complete. | This test has been cleared, approved, or is exempt by the US Food and Drug Administration and is used per manufacturer's instructions. Performance characteristics were verified by Mayo Clinic in a manner consistent with CLIA requirements. | 88342-TC, primary88341-TC, if additional IHC | Histone H3 K27M IHC, Tech Only | Order only;no result | 604990 | Histone H3 K27M IHC, Tech Only | Bill only; no result
HK36M | Histone H3 K36M Mutant (H3F3 K36M) Immunostain, Technical Component Only | Diagnosis of chondroblastoma | Immunohistochemistry (IHC) | Yes | Histone H3 K36M IHC, Tech Only | For the initial technical component only immunohistochemical (IHC) stain performed, the appropriate bill-only test ID will be reflexed and charged (IHTOI). For each additional technical component only IHC stain performed, an additional bill-only test ID will be reflexed and charged (IHTOA). | Supplies:Immunostain Technical Only Envelope (T693) Specimen Type:Tissue Container/Tube:Immunostain Technical Only Envelope Preferred:2 Unstained positively charged glass slide (25- x 75- x 1-mm) per test ordered; sections 4-microns thick. Acceptable:Formalin-fixed, paraffin-embedded tissue block |  | H3F3Bis a member of the histone H3 family and is located on chromosome 17. Histone H3 K36M is expressed in the nuclei of the mononuclear cell population ofH3F3Baltered chondroblastoma. |  | This test does not include pathologist interpretation, only technical performance of the stain. If interpretation is required, order PATHC / Pathology Consultation for a full diagnostic evaluation or second opinion of the case. The positive and negative controls are verified as showing appropriate immunoreactivity. If a control tissue is not included on the slide, a scanned image of the relevant quality control tissue is available upon request; call 855-516-8404. Interpretation of this test should be performed in the context of the patient's clinical history and other diagnostic tests by a qualified pathologist. | Age of a cut paraffin section can affect immunoreactivity. Stability thresholds vary widely among published literature and are antigen dependent. Best practice is for paraffin sections to be cut within 6 weeks. | 1. Cleven A, Hocker S, Briaire-de Bruijn I, Szuhai K, Cleton-Jansen AM, Bovee JVMG. Mutation analysis of H3F3A and H3F3B as a diagnostic tool for giant cell tumor of bone and chondroblastoma. Am J Surg Pathol. 2015;39(11):1576-1583 2. Lu C, Jain S, Hoelper D, et al. Histone H3K36 mutations promote sarcomagenesis through altered histone methylation landscape. Science. 2016;352(6287):844-849 3. Chen W, DiFrancesco LM. Chondroblastoma: An update. Arch Pathol Lab Med. 2017;141(6):867-871 4. Amary MF, Berisha F, Mozela R, et al. The H3F3 K36M mutant antibody is a sensitive and specific marker for the diagnosis of chondroblastoma. Histopathology. 2016;69(2):121-127 5. Magaki S, Hojat SA, Wei B, So A, Yong WH. An introduction to the performance of immunohistochemistry. Methods Mol Biol. 2019;1897:289-298. doi:10.1007/978-1-4939-8935-5_25 | Immunohistochemistry on sections of paraffin-embedded tissue.(Unpublished Mayo method) | 1 to 3 days | Until staining is complete | This test has been cleared, approved, or is exempt by the US Food and Drug Administration and is used per manufacturer's instructions. Performance characteristics were verified by Mayo Clinic in a manner consistent with CLIA requirements. | 88342-TC, primary88341-TC, if additional IHC | Histone H3 K36M IHC, Tech Only | Order only;no result | 604700 | Histone H3 K36M IHC, Tech Only | Bill only; no result
HISME | Histone H3 Trimethyl K27 Immunostain, Technical Component Only | Diagnosis of malignant peripheral nerve sheath tumors and diffuse midline gliomas H3 K27M-mutant | Immunohistochemistry (IHC) | Yes | Histone3 K27me3 IHC, Tech Only | For the initial technical component only immunohistochemical (IHC) stain performed, the appropriate bill-only test ID will be reflexed and charged (IHTOI). For each additional technical component only IHC stain performed, an additional bill-only test ID will be reflexed and charged (IHTOA). | Supplies:Immunostain Technical Only Envelope (T693) Specimen Type:Tissue Container/Tube:Immunostain Technical Only Envelope Preferred:2 Unstained positively charged glass slide (25- x 75- x 1-mm) per test ordered; sections 4-microns thick Acceptable:Formalin-fixed, paraffin-embedded tissue block |  | Histone H3 trimethyl-K27 is a bivalent epigenetic regulator that silences or represses the gene. Evaluation of H3 trimethyl-K27 immunohistochemical expression is a helpful biomarker in the diagnosis of diffuse midline gliomas H3 K27M-mutant, which most frequently occur in children and with less frequency in adults. These tumors typically occur along the midline and include intrinsic pontine gliomas (DIPG), thalamic, and spinal cord diffuse gliomas. H3 K27M mutations lead to global reduction in H3 trimethyl-K27 and result in H3 trimethyl-K27 loss of expression. Histologic mimics can be distinguishable from malignant peripheral nerve sheath tumors that show H3 trimethyl-K27 loss of expression. |  | This test does not include pathologist interpretation, only technical performance of the stain. If interpretation is required, order PATHC / Pathology Consultation for a full diagnostic evaluation or second opinion of the case. The positive and negative controls are verified as showing appropriate immunoreactivity. If a control tissue is not included on the slide, a scanned image of the relevant quality control tissue is available upon request; call 855-516-8404. Interpretation of this test should be performed in the context of the patient's clinical history and other diagnostic tests by a qualified pathologist. | Age of a cut paraffin section can affect immunoreactivity. Stability thresholds vary widely among published literature and are antigen dependent. Best practice is for paraffin sections to be cut within 6 weeks. | 1. Prieto-Granada CN, Wiesner T, Messina JL, et al. Loss of H3K27me3 Expression Is a Highly Sensitive Marker for Sporadic and Radiation-induced MPNST. Am J Surg Pathol. 2016;40(4):479-489 2. Schaefer IM, Fletcher C, Hormick JL. Loss of H3K27 trimethylation distinguishes malignant peripheral nerve sheath tumors from histologic mimics. Mod Pathol. 2016;29:4-13 3. Lee W, Teckie S, Wiesner T, et al. PRC2 is recurrently inactivated through EED or SUZ12 loss in malignant peripheral nerve sheath tumors. Nat Gene. 2014;46(11):1227-1232 4. Magaki S, Hojat SA, Wei B, So A, Yong WH. An introduction to the performance of immunohistochemistry. Methods Mol Biol. 2019;1897:289-298. doi:10.1007/978-1-4939-8935-5_25 | Immunohistochemistry on sections of paraffin-embedded tissue.(Unpublished Mayo method) | 1 to 3 days | Until staining is complete. | This test has been cleared, approved, or is exempt by the US Food and Drug Administration and is used per manufacturer's instructions. Performance characteristics were verified by Mayo Clinic in a manner consistent with CLIA requirements. | 88342-TC, primary88341-TC, if additional IHC | Histone3 K27me3 IHC, Tech Only | Order only;no result | 72128 | Histone3 K27me3 IHC, Tech Only | Bill only; no result
HIBAG | Histoplasma and Blastomyces Antigen, Enzyme Immunoassay, Serum | DiagnosingHistoplasma capsulatumorBlastomycesdermatitidisinfectionwithout differentiation between the organisms Monitor antigen levels following initiation of antifungal treatment | Enzyme Immunoassay (EIA) | Yes | Histoplasma/Blastomyces Ag, EIA, S | Serum | Collection Container/Tube: Preferred:Serum gel Acceptable:Red top Submission Container/Tube: Plastic vial Specimen Volume:1.5 mL Collection Instructions:Centrifuge and aliquot serum into a plastic vial. | 1.2 mL | BlastomycesdermatitidisandHistoplasma capsulatumare dimorphic fungal agents with increasingly overlapping endemicity throughout the Midwestern, South Central, and Southeastern United States, particularly in regions around the Ohio and Mississippi River valleys, the Great Lakes, and the Saint Lawrence River. These agents are also found in regions of Canada. These 2 fungi maintain a yeast form in the host at body temperature but are maintained as molds in the environment, which release spores that are inhaled by individuals leading to infection.Through phylogenetic analysis,Bdermatitidishas been separated into 2 distinct species:B dermatitidisandBlastomyces gilchristii,both able to cause blastomycosis.B dermatitidisinfections are frequently associated with dissemination, particularly in older patients, smokers, and immunocompromised hosts, whileB gilchristiihas primarily been associated with pulmonary and constitutional symptoms. Additional species ofBlastomyceshave recently been discovered and characterized; however, the performance characteristics of this assay for these species are unknown. Approximately half of patients infected withBlastomyceswill develop symptoms that are frequently nonspecific, including fever, cough, night sweats, myalgia or arthralgia, weight loss, dyspnea, chest pain, and fatigue. Symptoms may appear anywhere from 3 weeks to 3 months following infection. ForHistoplasmainfections, clinical manifestations are largely dependent on the fungal burden at the time of exposure and the patient's underlying immune status. While the vast majority (>90%) of exposed individuals will remain asymptomatic, individuals seeking medical attention can present with a diverse set of symptoms ranging from a self-limited pulmonary illness to severe, disseminated disease. Individuals at risk for severe infection include those with impaired cellular immunity or have undergone organ transplantation, are HIV positive, or have a hematologic malignancy. Diagnosis of blastomycosis and histoplasmosis relies on a combination of assays, including culture and molecular testing performed on appropriate specimens, and serologic evaluation for both antibodies to, and antigen released from,the organism.Although culture remains the gold standard method and is highly specific, these organisms can take several days to weeks to grow, and sensitivity is diminished in cases of acute or localized disease. Similarly, molecular testing offers high specificity and a rapid turnaround time, however sensitivity is imperfect. Detection of an antibody response toBlastomycesorHistoplasmaoffers high specificity; however, results may be falsely negative in patients who are acutely ill or are immunosuppressed. | Histoplasma/Blastomyces Antigen Result: Not Detected Histoplasma/Blastomyces Antigen Value: Not Detected Detected: <1.5 ng/mL Detected: 1.5-25.0 ng/mL Detected: >25.0 ng/mL Reference values apply to all ages. | Not detected: No antigen fromHistoplasmaorBlastomycesdetected. False-negative results may occur depending on extent of disease or site of infection. Repeat testing on a new specimen if clinically indicated. Detected: Antigen fromHistoplasmaorBlastomyces(unable to differentiate) was detected, below the limit of quantification (<1.5 ng/mL). Result should be correlated with clinical presentation, exposure history, and other diagnostic procedures, such as culture, serology, histopathology, and radiographic findings to aid in the differentiation between histoplasmosis or blastomycosis. Detected: Antigen fromHistoplasmaorBlastomyces(unable to differentiate) detected. Result should be correlated with clinical presentation, exposure history, and other diagnostic procedures, such as culture, serology, histopathology, and radiographic findings, to aid in the differentiation between histoplasmosis and blastomycosis. Detected: Antigen fromHistoplasmaorBlastomyces(unable to differentiate) detected, above the limit of quantification (>25.0 ng/mL). Result should be correlated with clinical presentation, exposure history, and other diagnostic procedures, such as culture, serology, histopathology, and radiographic findings, to aid in the differentiation between histoplasmosis or blastomycosis. | Due to significant cross-reactivity between galactomannan antigens fromBlastomycesandHistoplasma,this assay does not differentiate between these 2 dimorphic fungal agents. To differentiate, consider fungal culture, molecular testing, or serology testing. Positive results should be correlated with other clinical and laboratory findings (eg, culture, serology). Low-level positive antigen levels may persist following resolution of infection and completion of appropriate treatment regimen. Sensitivity of this assay to detect antigen from species other thanBlastomyces dermatitidisorHistoplasma capsulatumis unknown. False positive results may occur less frequently with other dimorphic agents (eg,Coccidioides). | 1. McBride JA, Gauthier GM, Klein BS: Clinical manifestations and treatment of Blastomycosis. Clin Chest Med. 2017 Sep;38(3):435-449 2. Chapman SW, Dismukes WE, Proia LA, et al: Clinical practice guidelines for the management of blastomycosis. Clin Infect Dis. 2008 Jun 15;46(12):1801-1812 3. Wheat LJ, Freifeld AG, Kleiman MB, et al: Clinical practice guidelines for the management of patients with histoplasmosis: 2007 update by the Infectious Diseases Society of America. Clin Infect Dis. 2007 Oct 1;45(7):807-825 | The assay detectsBlastomyces dermatitidisantigen in human serum samples using specific, proprietary antibodies in an enzyme-linked immunosorbent assay format. The detection method involves an enzyme/substrate system with the level of urinaryB dermatitidisantigen proportional to the assay signal. The patient specimen result is compared to a cutoff calibrator and a standard curve of a series of assay calibrators (1.25 to 20.00 ng/mL) to determine the presence or absence of antigen, and if present, to establish a quantitative level ofB dermatitidisserum antigen.(Package insert:Blastomyces dermatitidisSerum Antigen Detection Kit. Gotham Biotechnology;V2, R2, 01/2023) | Same day/1 to 3 days | 14 days | This test was developed and its performance characteristics determined by Mayo Clinic in a manner consistent with CLIA requirements. It has not been cleared or approved by the US Food and Drug Administration. | 87449 | Histoplasma/Blastomyces Ag, EIA, S | 101587-4 | 619493 | Histoplasma/Blastomyces Ag Value | 101589-0
UHBAG | Histoplasma and Blastomyces Antigen, Enzyme Immunoassay, Urine | DiagnosingHistoplasma capsulatumorBlastomycesdermatitidisinfectionwithout differentiation between the organisms Monitor antigen levels following initiation of antifungal treatment | Enzyme Immunoassay (EIA) | Yes | Histoplasma/Blastomyces Ag, EIA, U | Urine | Supplies:Sarstedt Aliquot tube, 5 mL (T914) Container/Tube:Plastic vial Specimen Volume:3 mL Collection Instructions: 1. Collect a random urine specimen, with no preservative. 2.Do not centrifugeto remove particulates. | 2.5 mL | BlastomycesdermatitidisandHistoplasma capsulatumare dimorphic fungal agents with increasingly overlapping endemicity throughout the Midwestern, South Central, and Southeastern United States, particularly in regions around the Ohio and Mississippi River valleys, the Great Lakes, and the Saint Lawrence River. These agents are also found in regions of Canada. These 2 fungi maintain a yeast form in the host at body temperature but are maintained as molds in the environment, which release spores that are inhaled by individuals leading to infection.Through phylogenetic analysis,Bdermatitidishas been separated into 2 distinct species:B dermatitidisandBlastomyces gilchristii,both able to cause blastomycosis.B dermatitidisinfections are frequently associated with dissemination, particularly in older patients, smokers, and immunocompromised hosts, whileB gilchristiihas primarily been associated with pulmonary and constitutional symptoms. Additional species ofBlastomyceshave recently been discovered and characterized; however, the performance characteristics of this assay for these species are unknown. Approximately half of patients infected withBlastomyceswill develop symptoms that are frequently nonspecific, including fever, cough, night sweats, myalgia or arthralgia, weight loss, dyspnea, chest pain, and fatigue. Symptoms may appear anywhere from 3 weeks to 3 months following infection. ForHistoplasmainfections, clinical manifestations are largely dependent on the fungal burden at the time of exposure and the patient's underlying immune status. While the vast majority (>90%) of exposed individuals will remain asymptomatic, individuals seeking medical attention can present with a diverse set of symptoms ranging from a self-limited pulmonary illness to severe, disseminated disease. Individuals at risk for severe infection include those with impaired cellular immunity or have undergone organ transplantation, are HIV positive, or have a hematologic malignancy. Diagnosis of blastomycosis and histoplasmosis relies on a combination of assays, including culture and molecular testing performed on appropriate specimens, and serologic evaluation for both antibodies to, and antigen released from,the organism.Although culture remains the gold standard method and is highly specific, these organisms can take several days to weeks to grow, and sensitivity is diminished in cases of acute or localized disease. Similarly, molecular testing offers high specificity and a rapid turnaround time, however sensitivity is imperfect. Detection of an antibody response toBlastomycesorHistoplasmaoffers high specificity; however, results may be falsely negative in patients who are acutely ill or are immunosuppressed. | Histoplasma/Blastomyces Antigen Result: Not Detected Histoplasma/Blastomyces Antigen Value: Not Detected: 0.0 ng/mL Detected: <1.3 ng/mL Detected: 1.3-20.0 ng/mL Detected: >20.0 ng/mL Reference values apply to all ages. | Not detected: No antigen fromHistoplasmaorBlastomycesdetected. False-negative results may occur depending on extent of disease or site of infection. Repeat testing on a new specimen if clinically indicated. Detected: Antigen fromHistoplasmaorBlastomyces(unable to differentiate) was detected, below the limit of quantification (<1.3ng/mL). Result should be correlated with clinical presentation, exposure history, and other diagnostic procedures, including culture, serology, histopathology, and radiographic findings to aid in the differentiation between histoplasmosis or blastomycosis. Detected: Antigen fromHistoplasmaorBlastomyces(unable to differentiate) detected. Result should be correlated with clinical presentation, exposure history, and other diagnostic procedures, including culture, serology, histopathology, and radiographic findings, to aid in the differentiation between histoplasmosis and blastomycosis. Detected: Antigen fromHistoplasmaorBlastomyces(unable to differentiate) detected, above the limit of quantification (>20.0 ng/mL). Result should be correlated with clinical presentation, exposure history, and other diagnostic procedures, including culture, serology, histopathology, and radiographic findings, to aid in the differentiation between histoplasmosis or blastomycosis. | Due to significant cross-reactivity between galactomannan antigens fromBlastomycesandHistoplasma,this assay does not differentiate between these 2 dimorphic fungal agents. To differentiate, consider fungal culture, molecular testing, or serology testing. Positive results should be correlated with other clinical and laboratory findings (eg, culture, serology). Low-level positive antigen levels may persist following resolution of infection and completion of appropriate treatment regimen. Sensitivity of this assay to detect antigen from species other thanBlastomyces dermatitidisorHistoplasma capsulatumis unknown. False-positive results may occur less frequently with other dimorphic agents (eg,Coccidioides). | 1. McBride JA, Gauthier GM, Klein B. Clinical manifestations and treatment of blastomycosis. Clin Chest Med. 2017;38(3):435-449 2. Chapman SW, Dismukes WE, Proia LA, et al. Clinical practice guidelines for the management of blastomycosis. Clin Infect Dis. 2008;46(12):1801-1812 3. Wheat LJ, Freifeld AG, Kleiman MB, et al. Clinical practice guidelines for the management of patients with histoplasmosis: 2007 update by the Infectious Diseases Society of America. Clin Infect Dis. 2007;45(7):807-825 4.Granger D, Streck NT, Theel ES. Detection ofHistoplasma capsulatumandBlastomyces dermatitidisantigens in serum using a single quantitative enzyme immunoassay. J Clin Microbiol. 2024;62(1):e0121323. doi:10.1128/jcm.01213-23 | The assay detectsBlastomyces dermatitidisantigen in human serum samples using specific, proprietary antibodies in an enzyme-linked immunosorbent assay format. The detection method involves an enzyme/substrate system with the level of urinaryB dermatitidisantigen proportional to the assay signal. The patient specimen result is compared to a cutoff calibrator and a standard curve of a series of assay calibrators (1.25 to 20.00 ng/mL) to determine the presence or absence of antigen and, if present, to establish a quantitative level ofB dermatitidisserum antigen.(Package insert:Blastomyces dermatitidisUrinary Antigen Detection Kit. Gotham Biotechnology;V1, R3, 06/2021) | Same day/1 to 3 days | 14 days | This test was developed and its performance characteristics determined by Mayo Clinic in a manner consistent with CLIA requirements. It has not been cleared or approved by the US Food and Drug Administration. | 87449 | Histoplasma/Blastomyces Ag, EIA, U | 105123-4 | DEXBH | Histoplasma/Blastomyces Ag Value | 104872-7
HISER | Histoplasma Antibody Complement Fixation and Immunodiffusion, Serum | Aiding in the diagnosis of active histoplasmosis | Complement Fixation (CF)/Immunodiffusion (ID) | Yes | Histoplasma Ab CompFix/ImmDiff, S | For more information seeMeningitis/Encephalitis Panel Algorithm. | Collection Container/Tube: Preferred:Serum gel Acceptable:Red top Submission Container/Tube:Plastic vial Specimen Volume:1.1 mL Collection Instructions:Centrifuge and aliquot serum into plastic vial. | See Specimen Required | Histoplasma capsulatumis a dimorphic fungus endemic to the Midwestern United States, particularly along the Mississippi River and Ohio River valleys. Infection occurs following inhalation of fungal microconidia, and subsequent clinical manifestations are largely dependent on the fungal burden at the time of exposure and the patient's underlying immune status. While the vast majority (>90%) of exposed individuals will remain asymptomatic, individuals seeking medical attention can present with a diverse set of symptoms ranging from a self-limited pulmonary illness to severe, disseminated disease. Individuals at risk for severe infection include those with impaired cellular immunity, who have undergone organ transplantation, who are HIV positive, or who have a hematologic malignancy. The available laboratory methods for the diagnosis ofH capsulatuminfection include fungal culture, molecular techniques, serologic testing, and antigen detection. While culture remains the gold standard diagnostic test and is highly specific, prolonged incubation is often required, and sensitivity decreases (9%-34%) in cases of acute or localized disease. Similarly, molecular methods offer high specificity but decreased sensitivity. Serologic testing likewise offers high specificity; however, results may be falsely negative in immunosuppressed patients or those who present with acute disease. Also, antibodies may persist for years following disease resolution, thereby limiting the clinical specificity. | Anti-Yeast Antibody by Complement Fixation: Negative (positive results reported as titer) Antibody by Immunodiffusion: Negative (positive results reported as band present) | Complement fixation (CF) titer results of 1:32 or higher indicate active disease. A rising CF titer is associated with progressive infection. Patients infected withHistoplasma capsulatumdemonstrate a serum antibody with a rising titer within 6 weeks of infection. A rising titer is associated with progressive infection. Specific antibody persists for a few weeks to a year, regardless of clinical improvement. The presence of H and/or M bands on immunodiffusion tests is considered a positive result for the presence of antibodies toHistoplasma. Presence of an H band suggests recent infection. | Recent histoplasmosis skin tests must be avoided because the test causes a misleading rise in complement fixation titer, as well as an M precipitin band, in approximately 17% of patients having previous exposure toHistoplasma capsulatum. Cross-reacting antibodies sometimes present interpretive problems in patients having blastomycosis or coccidioidomycosis. | 1. Kaufman L, Kovacs JA, Reiss E. Clinical immunomycology. In: Rose NR, de Macario ED, Folds JD, Lane HC, Nakamura RM, eds. Manual of Clinical and Laboratory Immunology. 5th ed. ASP Press; 1997 2. Deepe GS.Histoplasma capsulatumhistoplasmosis. In: Bennett JE, Dolin R, Blaser MJ, eds. Mandell, Douglas, and Bennett's Principles and Practice of Infectious Diseases. 9th ed. Elsevier; 2020:3162-3176 | Both immunodiffusion and complement fixation (CF) tests are used to detect antibodies toHistoplasmacapsulatum. For immunodiffusion, the antigen used is a culture filtrate. Histoplasmin H and M precipitins can be identified by the assay. For the CF test, antigens are histoplasmin and a yeast form antigen ofHistoplasma capsulatum; the latter is more sensitive.(Roberts GD. Fungi. In: Washington II JA, ed. Laboratory Procedures in Clinical Microbiology. 2nd ed. Springer-Verlag, 1985; Bennett JE, Dolin R, Blaser MJ, eds. Mandell, Douglas, and Bennett's Principles and Practice of Infectious Diseases. 9th ed. Elsevier; 2020) | 2 to 7 days | 14 days | This test has been cleared, approved, or is exempt by the US Food and Drug Administration and is used per manufacturer's instructions. Performance characteristics were verified by Mayo Clinic in a manner consistent with CLIA requirements. | 86698 x2 | Histoplasma Ab CompFix/ImmDiff, S | 90227-0 | 621215 | Histoplasma Immunodiffusion, S | 90232-0
HICSF | Histoplasma Antibody Complement Fixation and Immunodiffusion, Spinal Fluid | Aiding in the diagnosis ofHistoplasmameningitis using spinal fluid specimens | Complement Fixation (CF)/Immunodiffusion (ID) | Yes | Histoplasma Ab CompFix/ImmDiff, CSF | For more information seeMeningitis/Encephalitis Panel Algorithm | Container/Tube:Sterile vial Specimen Volume:1 mL Collection Instructions:Submit specimen from collection vial 1. | 0.8 mL | Histoplasma capsulatumis a dimorphic fungus endemic to the Midwestern United States, particularly along the Mississippi River and Ohio River valleys. Infection occurs following inhalation of fungal microconidia, and subsequent clinical manifestations are largely dependent on the fungal burden at the time of exposure and the patient's underlying immune status. While the vast majority (>90%) of exposed individuals will remain asymptomatic, individuals seeking medical attention can present with a diverse set of symptoms ranging from a self-limited pulmonary illness to severe, disseminated disease. Individuals at risk for severe infection include those with impaired cellular immunity, who have undergone organ transplantation, who are HIV positive, or who have a hematologic malignancy. The available laboratory methods for the diagnosis ofH capsulatuminfection include fungal culture, molecular techniques, serologic testing, and antigen detection. While culture remains the gold standard diagnostic test and is highly specific, prolonged incubation is often required, and sensitivity decreases (9%-34%) in cases of acute or localized disease. Similarly, molecular methods offer high specificity but decreased sensitivity. Serologic testing likewise offers high specificity; however, results may be falsely negative in immunosuppressed patients or those who present with acute disease. Also, antibodies may persist for years following disease resolution, thereby limiting the clinical specificity. | Anti-Yeast Antibody by Complement Fixation Negative (positive results reported as titer) Antibody by Immunodiffusion Negative (positive results reported as band present) | Any positive serologic result in spinal fluid is significant. Simultaneous appearance of the H and M precipitin bands indicates active histoplasmosis. The M band alone indicates active or chronic disease or a recent skin test for histoplasmosis. | Antibody levels may be low in spinal fluid in cases ofHistoplasmameningitis. Histoplasmin skin tests yield specific antibodies in titratable quantity and may cause difficulties in interpretation. Cross-reacting antibodies with coccidioidomycosis or blastomycosis may cause false-positive results forHistoplasmosis. | 1. Kaufman L, Kovacs JA, Reiss E. Clinical immunomycology. In: Rose NR, de Macario ED, Folds JD, Lane HC, Nakamura RM, eds. Manual of Clinical Laboratory Immunology. ASM Press; 1997 2. Deepe GS.Histoplasma capsulatumHistoplasmosis. In: Bennett JE, Dolin R, Blaser MJ, eds. Mandell, Douglas, and Bennett's Principles and Practice of Infectious Diseases. 9th ed. Elsevier; 2020:3162-3176 | Both immunodiffusion and compliment fixation (CF) tests are used to detect antibodies toHistoplasma capsulatum. For immunodiffusion, the antigen is a culture filtrate, histoplasmin. H and M precipitin bands are identified. For the CF test, the antigens are histoplasmin and a yeast form ofHistoplasma capsulatum; the latter is more sensitive.(Roberts GD. Fungi. In: Washington II, JA eds. Laboratory Procedures in Clinical Microbiology. 2nd ed. Springer-Verlag; 1985;Bennett JE, Dolin R, Blaser MJ, eds. Mandell, Douglas, and Bennett's Principles and Practice of Infectious Diseases. 9th ed. Elsevier; 2020) | 3 to 7 days | 14 days | This test has been cleared, approved, or is exempt by the US Food and Drug Administration and is used per manufacturer's instructions. Performance characteristics were verified by Mayo Clinic in a manner consistent with CLIA requirements. | 86698 x2 | Histoplasma Ab CompFix/ImmDiff, CSF | 91684-1 | 621218 | Histoplasma Immunodiffusion, CSF | 91682-5
HBRP | Histoplasma capsulatum/Blastomyces species, Molecular Detection, PCR, Varies | Rapid detection ofHistoplasma capsulatumandBlastomyces dermatitidisDNA Aiding in the rapid diagnosis of histoplasmosis and blastomycosis | Real-Time Polymerase Chain Reaction (PCR) | Yes | Histoplasma/Blastomyces PCR | For more information seeMeningitis/Encephalitis Panel Algorithm | The high sensitivity of amplification bypolymerase chain reactionrequires the specimen to be processed in an environment in which contamination of the specimen byHistoplasmaorBlastomycesspecies DNA is not likely. Submit only 1 of the following specimens: Specimen Type:Body fluid Sources:Body, spinal fluid, bone marrow Container/Tube:Sterile container Specimen Volume:1 mL Specimen Type:Respiratory Sources:Bronchoalveolar lavage, bronchial washing, sputum Container/Tube:Sterile container Specimen Volume:1 mL Specimen Type:Tissue or bone Container/Tube:Sterile container Specimen Volume:5-10 mm Collection Instructions:Collect a fresh tissue or bone specimen. Acceptable: Specimen Type:N-acetyl-l-cysteine-sodium hydroxide (NALC/NaOH)-digested respiratory specimens Sources:Lavage fluid, bronchial washing, gastric washing, respiratory fluid, sputum, or tracheal secretion Container/Tube:Sterile container Specimen Volume:2 mL Collection Instructions: 1. Submit digested specimen treated with NALC/NaOH. 2. Clearly indicate on container and order form that specimen is a digested specimen. | Body fluid or respiratory specimen: 0.5 mL | Infections withBlastomyces dermatitidisandHistoplasma capsulatumcause a variety of clinical manifestations ranging from self-limited, mild pulmonary illness to potentially life-threatening, disseminated disease. Primary infections are acquired through inhalation of conidia that are present in the environment. In the United States, most cases of blastomycosis and histoplasmosis occur along the Ohio and Mississippi River valleys, although recent studies suggest the geographic area of endemicity may be expanding. The gold standard for diagnosis of blastomycosis and histoplasmosis remains isolation of the organisms in culture. Although sensitive, recovery in culture and subsequent identification may require days to weeks. Thispolymerase chain reactionassay can provide rapid and specific detection and differentiation ofB dermatitidis/gilchristiiandH capsulatumdirectly from clinical specimens. | Not applicable | A positive result forHistoplasma capsulatumindicates presence ofHistoplasmaDNA; a positive result forBlastomyces dermatitidis/gilchristiiindicates presence ofBlastomycesDNA. A negative result indicates absence of detectableH capsulatumandB dermatitidis/gilchristiiDNA. Fungal culture has increased sensitivity over thispolymerase chain reaction (PCR) assay and should always be performed when the PCR is negative. | This rapidpolymerase chain reaction (PCR) assay detectsHistoplasma capsulatumandBlastomyces dermatitidisnucleic acid and, therefore, does not distinguish between the presence of viable, disease-related organisms and nucleic acid persisting from previous, treated disease. Test results should be correlated with patient symptoms and clinical presentation before a definitive diagnosis is made. A negative result does not rule out the presence ofH capsulatumorB dermatitidis/gilchristiibecause the organism may be present at levels below the limit of detection for this assay. The sensitivity of the PCR assay from bronchoalveolar lavage fluid is low, and a negative result does not rule out infection. | 1.Wheat LJ, Azar MM, Bahr NC, Spec A, Relich RF, Hage C: Histoplasmosis. Infect Dis Clin North Am. 2016 Mar;30(1):207-227. doi: 10.1016/j.idc.2015.10.009 2.Azar MM, Loyd JL, Relich RF, Wheat LJ, Hage CA: Current concepts in the epidemiology, diagnosis, and management of Histoplasmosis syndromes. Semin Respir Crit Care Med. 2020 Feb;41(1):13-30. doi: 10.1055/s-0039-1698429 3.Linder KA, Kauffman CA, Miceli MH: Blastomycosis: A review of mycological and clinical aspects. J Fungi (Basel). 2023 Jan 14;9(1):117. doi: 10.3390/jof9010117 4.Smith DJ, Williams SL; Endemic Mycoses State Partners Group; Benedict KM, Jackson BR, Toda M: Surveillance for Coccidioidomycosis, Histoplasmosis, and Blastomycosis - United States, 2019. MMWR Surveill Summ. 2022 Aug 19;71(7):1-14. doi: 10.15585/mmwr.ss7107a1 | Following specimen processing, nucleic acids are extracted using the MagNA Pure instrument (Roche Applied Sciences). The extract is then amplified using the LightCycler real-timepolymerase chain reaction (PCR) platform (Roche Applied Sciences). The presence of the specific organism nucleic acid is confirmed by performing a melting curve analysis of the amplicon. Primers and fluorescence resonance energy transfer (FRET) hybridization probes were designed to target a 174-base pair (bp) region of the histidine kinase (DRK-1) gene ofBlastomyces dermatitidis/gilchristiiand a 192-bp region of the glyceraldehyde-3-phosphate dehydrogenase (GAPDH) gene ofHistoplasma capsulatum, respectively. The acceptor probe forB dermatitidis/gilchristiiwas labeled with a Red-705 dye, while the acceptor probe forH capsulatumwas labeled with a Red-640 dye. Labeling the acceptor probes with 2 different dyes allows for simultaneous detection and differentiation ofB dermatitidis/gilchristiiandH capsulatumwithin a single PCR assay.(Babady NE, Buckwalter SP, Hall L, Le Febre KM, Binnicker MJ, Wengenack NL: Detection of Blastomyces dermatitidis and Histoplasma capsulatum from culture isolates and clinical specimens by use of real-time PCR. J Clin Microbiol. 2011;49:3204-3208) | 1 to 3 days | 7 days | This test was developed and its performance characteristics determined by Mayo Clinic in a manner consistent with CLIA requirements. It has not been cleared or approved by the US Food and Drug Administration. | 87798x 2 | Histoplasma/Blastomyces PCR | 81653-8 | 32457 | Histo/Blasto Result | 81653-8
HIBC | Histoplasma/Blastomyces Panel, Spinal Fluid | Aiding in the diagnosis of histoplasmosis or blastomycosis meningitis | HICSF: Complement Fixation (CF)/Immunodiffusion (ID) CBL: Immunodiffusion (ID) | Yes | Histoplasma/Blastomyces Panel,CSF | For more information seeMeningitis/Encephalitis Panel Algorithm | Container/Tube:Sterile vial Specimen Volume:1.5 mL Collection Instructions:Submit specimen from collection vial 1. | 1 mL | Histoplasma Histoplasma capsulatumis a dimorphic fungus endemic to the Midwestern United States, particularly along the Mississippi River and Ohio River valleys. Infection occurs following inhalation of fungal microconidia, and subsequent clinical manifestations are largely dependent on the fungal burden at the time of exposure and the patient's underlying immune status. While the vast majority (>90%) of exposed individuals will remain asymptomatic, individuals seeking medical attention can present with a diverse set of symptoms ranging from a self-limited pulmonary illness to severe, disseminated disease. Individuals at risk for severe infection include those with impaired cellular immunity, who have undergone organ transplantation, who are HIV positive, or who have a hematologic malignancy. The available laboratory methods for the diagnosis ofH capsulatuminfection include fungal culture, molecular techniques, serologic testing, and antigen detection. While culture remains the gold standard diagnostic test and is highly specific, prolonged incubation is often required, and sensitivity decreases (9%-34%) in cases of acute or localized disease. Similarly, molecular methods offer high specificity but decreased sensitivity. Serologic testing likewise offers high specificity; however, results may be falsely negative in immunosuppressed patients or those who present with acute disease. Also, antibodies may persist for years following disease resolution, thereby limiting the clinical specificity. Blastomyces Blastomycesdermatitidisis endemic throughout the Midwestern, south central, and Southeastern United States, particularly in regions around the Ohio and Mississippi river valleys, the Great Lakes, and the Saint Lawrence River. It is also found in regions of Canada.Blastomycesspecies are dimorphic fungi, preferring moist soil and decomposing organic matter, which produces fungal spores that are released and inhaled by humans. At body temperature, spores mature into yeast, which may remain in the lungs or disseminate through the bloodstream to other parts of the body. Through phylogenetic analysis,B. dermatitidishas been separated into 2 distinct species:B dermatitidisandBlastomyces gilchristii,both able to cause blastomycosis.B dermatitidisinfections are frequently associated with dissemination, particularly in older patients, smokers, and immunocompromised hosts, whileB gilchristiihas primarily been associated with pulmonary and constitutional symptoms. Additional species ofBlastomyceshave recently been discovered and characterized, however the performance characteristics of this assay for these species are unknown. Approximately half of patients infected withBlastomyceswill develop symptoms, which are frequently nonspecific, including fever, cough, night sweats, myalgia or arthralgia, weight loss, dyspnea, chest pain, and fatigue. Symptoms may appear anywhere from 3 weeks to 3 months following infection. Diagnosis of blastomycosis relies on a combination of assays, including culture and molecular testing performed on appropriate specimens, and serologic evaluation for both antibodies to and antigen released fromBlastomyces.Although culture remains the gold standard method and is highly specific, the organism can take several days to weeks to grow and sensitivity is diminished in cases of acute or localized disease. Similarly, molecular testing offers high specificity and a rapid turnaround time, however sensitivity is imperfect. Detection of an antibody response toBlastomycesoffers high specificity, however results may be falsely negative in patients who are acutely ill or are immunosuppressed. | HISTOPLASMA ANTIBODY Anti-Yeast antibody by Complement Fixation: Negative(positive results reported as titer) Antibody by Immunodiffusion: Negative(positive results reported as titer) BLASTOMYCES ANTIBODY IMMUNODIFFUSION Negative | Histoplasma: -Any positive serologic result in spinal fluid is significant. -Simultaneous appearance of the H and M precipitin bands suggests active histoplasmosis. -The M band alone indicates active or chronic disease or a recent skin test for histoplasmosis. Blastomyces: A positive result is suggestive of infection, but the results cannot distinguish between active disease and prior exposure. Furthermore, detection of antibodies in cerebrospinal fluid (CSF) may reflect intrathecal antibody production or may occur due to passive transfer or introduction of antibodies from the blood during lumbar puncture. Routine fungal culture of clinical specimens (eg, CSF) is recommended in cases of suspected blastomycosis involving the central nervous system. | Histoplasma: -Antibody levels may be low in spinal fluid in cases ofHistoplasmameningitis. -Histoplasmin skin tests yield specific antibodies in titratable quantity, and may cause difficulties in interpretation. -Cross-reacting antibodies with coccidioidomycosis or blastomycosis may cause false-positive results for histoplasmosis. Blastomyces: -A negative result does not rule out blastomycosis. -Patients with histoplasmosis may have low-titered cross reactions. | Histoplasma Both immunodiffusion (ID) and compliment fixation (CF) tests are used to detect antibodies toHistoplasma capsulatum. For ID, the antigen is a culture filtrate, histoplasmin. H and M precipitin bands are identified. For the CF test, the antigens are histoplasmin and a yeast form ofH capsulatum; the latter is more sensitive.(Roberts GD: Fungi. In: Washington II JA, ed. Laboratory Procedures in Clinical Microbiology. 2nd ed. Springer-Verlag, 1985; In: Bennett JE, Dolin R, Blaser MJ, eds. Mandell, Douglas, and Bennett's Principles and Practice of Infectious Diseases. 9th ed. Elsevier; 2020) Blastomyces The ID test is a qualitative test employed for the detection of precipitating antibodies present in the specimen. Soluble antigens of the fungus are placed in wells of an agarose gel-filled Petri dish, and the patient's specimen and a control (positive) are placed in adjoining wells. If present, specific precipitate antibody will form precipitin lines between the wells. Their comparison to the control establishes the results. When performing the ID test, only precipitin bands of identity with the reference bands are significant.(Kaufman L, McLaughlin DW, Clark MJ, Blumer S: Specific immunodiffusion test for blastomycosis. Appl Microbiol. 1973;26:244-247, Williams JE, Murphy R, Standard PG, Phan JP: Serologic response in blastomycosis: diagnostic value of double immunodiffusion assay. Am Res Resp Dis. 1981;123:209-212; Bennett JE, Dolin R, Blaser MJ, eds. Mandell, Douglas, and Bennett's Principles and Practice of Infectious Diseases. 9th ed. Elsevier; 2020) |  | 3 to 7 days | 14 days | This test has been cleared, approved, or is exempt by the US Food and Drug Administration and is used per manufacturer's instructions. Performance characteristics were verified by Mayo Clinic in a manner consistent with CLIA requirements. | 86698 x286612 | Histoplasma/Blastomyces Panel,CSF | 91683-3 | 621218 | Histoplasma Immunodiffusion, CSF | 91682-5
HIVSP | HIV Antigen and Antibody Prenatal Routine Screen, Plasma | Screening for HIV-1 and HIV-2 infection in nonsymptomatic pregnant patients This test shouldnot be usedas a screening or confirmatory test for blood donor specimens. | Electrochemiluminescence Immunoassay (ECLIA) | Yes | HIV-1/-2 Ag and Ab Prenatal Scrn, P | This test begins with HIV-1/-2 antigen and antibody (Ab) screen by electrochemiluminescence immunoassay. If the screen result is reactive, then HIV-1/-2 antibody confirmation/differentiation test by immunochromatographic method is performed at an additional charge. | Supplies:Sarstedt Aliquot Tube, 5 mL (T914) Collection Container/Tube:Lavender top (EDTA) Submission Container/Tube:Plastic vial Specimen Volume:1.5 mL Collection Instructions: 1. Centrifuge blood collection tube per manufacturer’s instructions (eg, centrifuge and aliquot within 2 hours of collection for BD Vacutainer tubes). 2. Transfer plasma into a plastic vial. | 1 mL | AIDS is caused by 2 known types of HIV. HIV type 1 (HIV-1) is found in patients with AIDS or AIDS-related complex and in asymptomatic infected individuals at high risk for AIDS. The virus is transmitted by sexual contact, by exposure to infected blood or blood products, or from an infected mother to her fetus or infant. HIV type 2 (HIV-2) infection is endemic only in West Africa and has been identified in individuals who had sexual relations with individuals from that geographic region. HIV-2 is similar to HIV-1 in viral morphology, overall genomic structure, and its ability to cause AIDS. Antibodies against HIV-1 and HIV-2 are usually not detectable until 6 to 12 weeks following exposure and are almost always detectable by 12 months. They may fall to undetectable levels (ie, seroreversion) in the terminal stage of AIDS when the patient's immune system is severely depressed, but HIV p24 antigen should be detectable and yield reactive results with the HIV antigen-antibody combination detection assays. Routine serologic screening of patients at risk for HIV-1 or HIV-2 infection usually begins with an HIV-1/-2 antigen and/or antibody screening test, which may be performed by various US Food and Drug Administration-approved assay methods, including rapid HIV antibody tests, enzyme immunoassays, and chemiluminescent immunoassays. In testing algorithms that begin with these methods, supplemental or confirmatory testing should be requested only for specimens that are repeatedly reactive by these methods. | Negative | Negative HIV-1/-2 antigen and antibody screening test results usually indicate absence of HIV-1 and HIV-2 infection. However, such negative results do not rule-out acute HIV infection. If acute HIV-1 or HIV-2 infection is suspected, detection of HIV RNA (HPP12 / HIV-1/HIV-2 RNA Detection Prenatal, Plasma) is recommended. Reactive HIV-1/-2 antigen and antibody screening test results suggest the presence of HIV-1 and/or HIV-2 infection, but it is not diagnostic for HIV infection and should be considered preliminary. A reactive result does not differentiate among reactivity with HIV-1 p24 antigen, HIV-1 antibody, and HIV-2 antibody. Diagnosis of HIV infection must be based on results of supplemental tests, such as HIV antibody confirmation/differentiation test (automatically added to all samples with reactive screen test results at an additional charge). All initially positive supplemental or confirmatory HIV test results (by serologic or molecular test methods) should be verified by submitting a second plasma specimen for repeat testing. Such positive HIV test results are required under laws in many states in the United States to be reported to the departments of health of the respective states where the patients reside. The following algorithms are available: -HIV Prenatal Testing Algorithm, Including Follow-up of Reactive Rapid Serologic Test Results -HIV Testing Algorithm (Fourth Generation Screening Assay), Including Follow-up of Reactive Rapid Serologic Test Results | A reactive screening test result is not diagnostic for HIV infection and should be considered preliminary. The positive predictive value of a reactive screening test result is highly dependent on the prevalence of HIV infection in the population tested. The lower the prevalence of HIV infection, the lower the positive predictive value and higher the false-positive rate of the test. Diagnosis of HIV infection must be based on positive results of the supplemental or confirmatory serologic or molecular tests. Recipients of experimental HIV-1 vaccines may have false-reactive HIV antibody test results due to the presence of vaccine-induced, HIV-1-specific antibodies without actual HIV infection. Negative serologic or molecular HIV screening test results should be evaluated with caution in patients with clinical symptoms or a history of high-risk behavior for HIV infection. Repeat testing in 1 to 2 months is recommended in these at-risk individuals. Assay performance characteristics have not been established for the following specimen characteristics: -Grossly hemolyzed (hemoglobin level of >500 mg/dL) -Grossly lipemic (intralipid level of >2000 mg/dL) -Grossly icteric (total bilirubin level of >66 mg/dL) -Heat-inactivated specimens -Cadaveric specimens -Presence of particulate matter | 1. Centers for Disease Control and Prevention: 2018 Quick reference guide: Recommended laboratory HIV testing algorithm for serum or plasma specimens. CDC; January 2018. Accessed October 16, 2023. Available at https://stacks.cdc.gov/view/cdc/50872 2.Centers for Disease Control and Prevention. Technical update: Use of the Determine HIV 1/2 Ag/Ab combo test with serum or plasma in the laboratory algorithm for HIV diagnosis. CDC; October 4, 2017. Accessed October 16, 2023. Available athttps://stacks.cdc.gov/view/cdc/48472 3. Muhlbacher A, Sauleda S, Piron M, et al.A multicentre evaluation of the Elecsys HIV Duo assay. J Clin Virol. 2019;112:45-50 4. Duncan D, Duncan J, Kramer B, et al. An HIV diagnostic testing algorithm using the cobas HIV-1/HIV-2 Qualitative Assay for HIV type differentiation and confirmation. J Clin Microbiol. 2021;59(7):e03030-20. doi:10.1128/JCM.03030-20 | The Elecsys HIV DUO assay is based on the sandwich principle and performed using an electrochemiluminescence immunoassay on the automated cobas e 801 immunochemistry analyzer. HIV-1 p24 antigen (Ag) present in patient’s sample first reacts with biotinylated monoclonal anti-p24 antibodies and ruthenylated monoclonal anti-p24 antibodies, to form a sandwich complex. In a separate reaction vessel, HIV-1 and HIV-2 antibodies (Ab) present in the same sample react with biotinylated HIV-specific recombinant antigens/peptides and ruthenylated HIV-specific recombinant antigens/peptides, to form a sandwich complex. After addition of streptavidin-coated microparticles (solid phase) to each reaction vessel, the complexes bind to the solid phase via interaction of biotin and streptavidin. The reaction mixtures are then each aspirated into the measuring cell where the microparticles are magnetically captured onto the surface of the electrode. Unbound substances are then washed away, and voltage is applied to the electrode which induces chemiluminescent emissions that are measured by a photomultiplier. Test result is determined by comparing the electrochemiluminescence signal generated from the reactions to the cutoff index (COI) values set from reagent lot-specific assay calibration for the corresponding HIV-1 p24 Ag and HIV Ab.(Package insert: Elecsys HIV DUO. Roche Diagnostics; v1.0, 12/2020) | 1 to 3 days | 14 days | This test has been cleared, approved, or is exempt by the US Food and Drug Administration and is used per manufacturer's instructions. Performance characteristics were verified by Mayo Clinic in a manner consistent with CLIA requirements. | 87389G0475(if appropriate) | HIV-1/-2 Ag and Ab Prenatal Scrn, P | 56888-1 | HIVC5 | HIV-1/-2 Ag and Ab Prenatal Scrn, P | 56888-1
HVPRS | HIV Antigen and Antibody Prenatal Routine Screen, Serum | Screening for HIV-1 and HIV-2 infection in nonsymptomatic pregnant patients This test shouldnot be usedas a screening or confirmatory test for blood donor specimens. | Electrochemiluminescence Immunoassay (ECLIA) | Yes | HIV-1/-2 Ag and Ab Prenatal Scrn, S | This test begins with HIV-1/-2 antigen and antibody (Ab) screen by electrochemiluminescence immunoassay. If the screen result is reactive, then HIV-1/-2 antibody confirmation/differentiation test by immunochromatographic method is performed at an additional charge. | Supplies:Sarstedt Aliquot Tube 5 mL (T914) Collection Container/Tube:Serum gel Submission Container/Tube:Plastic vial Specimen Volume:1.5 mL Collection Instructions: 1. Centrifuge blood collection tube per manufacturer's instructions (eg, centrifuge and aliquot within 2 hours of collection for BD Vacutainer tubes). 2. Aliquot serum into a plastic vial. | 1 mL | AIDS is caused by 2 known types of HIV. HIV type 1 (HIV-1) is found in patients with AIDS or AIDS-related complex and in asymptomatic infected individuals at high risk for AIDS. The virus is transmitted by sexual contact, by exposure to infected blood or blood products, or from an infected mother to her fetus or infant. HIV type 2 (HIV-2) infection is endemic only in West Africa and has been identified in individuals who had sexual relations with individuals from that geographic region. HIV-2 is similar to HIV-1 in viral morphology, overall genomic structure, and its ability to cause AIDS. Antibodies against HIV-1 and HIV-2 are usually not detectable until 6 to 12 weeks following exposure and are almost always detectable by 12 months. They may fall to undetectable levels (ie, seroreversion) in the terminal stage of AIDS when the patient's immune system is severely depressed, but HIV p24 antigen should be detectable and yield reactive results with the HIV antigen-antibody combination detection assays. Routine serologic screening of patients at risk for HIV-1 or HIV-2 infection usually begins with an HIV-1/-2 antigen and/or antibody screening test, which may be performed by various US Food and Drug Administration-approved assay methods, including rapid HIV antibody tests, enzyme immunoassays, and chemiluminescent immunoassays. In testing algorithms that begin with these methods, supplemental or confirmatory testing should be requested only for specimens that are repeatedly reactive by these methods. | Negative | Negative HIV-1/-2 antigen and antibody screening test results usually indicate absence of HIV-1 and HIV-2 infection. However, such negative results do not rule-out acute HIV infection. If acute HIV-1 or HIV-2 infection is suspected, detection of HIV RNA (HPS12 / HIV-1/HIV-2 RNA Detection, Prenatal, Serum) is recommended. Reactive HIV-1/-2 antigen and antibody screening test results suggest the presence of HIV-1 and/or HIV-2 infection, but it is not diagnostic for HIV infection and should be considered preliminary. A reactive result does not differentiate among reactivity with HIV-1 p24 antigen, HIV-1 antibody, and HIV-2 antibody. Diagnosis of HIV infection must be based on results of supplemental tests, such as HIV antibody confirmation/differentiation test (automatically added to all samples with reactive screen test results at an additional charge). All initially positive supplemental or confirmatory HIV test results (by serologic or molecular test methods) should be verified by submitting a second plasma specimen for repeat testing. Such positive HIV test results are required under laws in many states in the United States to be reported to the departments of health of the respective states where the patients reside. For more informationseeHIV Prenatal Testing Algorithm, Including Follow-up of Reactive Rapid Serologic Test Results | A reactive screening test result is not diagnostic for HIV infection and should be considered preliminary. The positive predictive value of a reactive screening test result is highly dependent on the prevalence of HIV infection in the population tested. The lower the prevalence of HIV infection, the lower the positive predictive value and higher the false-positive rate of the test. Diagnosis of HIV infection must be based on positive results of the supplemental or confirmatory serologic or molecular tests. Recipients of experimental HIV-1 vaccines may have false-reactive HIV antibody test results due to the presence of vaccine-induced, HIV-1-specific antibodies without actual HIV infection. Negative serologic or molecular HIV screening test results should be evaluated with caution in patients with clinical symptoms or a history of high-risk behavior for HIV infection. Repeat testing in 1 to 2 months is recommended in these at-risk individuals. Assay performance characteristics have not been established for the following specimen characteristics: -Grossly hemolyzed (hemoglobin level of >500 mg/dL) -Grossly lipemic (intralipid level of >2000 mg/dL) -Grossly icteric (total bilirubin level of >66 mg/dL) -Heat-inactivated specimens -Cadaveric specimens -Presence of particulate matter | 1. Centers for Disease Control and Prevention. 2018 Quick reference guide: Recommended laboratory HIV testing algorithm for serum or plasma specimens. CDC; January 2018. Accessed October 16, 2023. Available at https://stacks.cdc.gov/view/cdc/50872 2.Centers for Disease Control and Prevention. Technical update: Use of the Determine HIV 1/2 Ag/Ab combo test with serum or plasma in the laboratory algorithm for HIV diagnosis. CDC; October 4, 2017. Accessed October 16, 2023. Available athttps://stacks.cdc.gov/view/cdc/48472 3. Muhlbacher A, Sauleda S, Piron M, et al. A multicentre evaluation of the Elecsys HIV Duo assay. J Clin Virol. 2019;112:45-50 4. Duncan D, Duncan J, Kramer B, et al. An HIV diagnostic testing algorithm using the cobas HIV-1/HIV-2 qualitative assay for HIV type differentiation and confirmation. J Clin Microbiol. 2021;59(7):e03030-20. doi:10.1128/JCM.03030-20 | The Elecsys HIV DUO assay is based on the sandwich principle and performed using an electrochemiluminescence immunoassay on the automated cobas e 801 immunochemistry analyzer. HIV-1 p24 antigen (Ag) present in patient’s sample first reacts with biotinylated monoclonal anti-p24 antibodies and ruthenylated monoclonal anti-p24 antibodies, to form a sandwich complex. In a separate reaction vessel, HIV-1 and HIV-2 antibodies (Ab) present in the same sample react with biotinylated HIV-specific recombinant antigens/peptides and ruthenylated HIV-specific recombinant antigens/peptides, to form a sandwich complex. After addition of streptavidin-coated microparticles (solid phase) to each reaction vessel, the complexes bind to the solid phase via interaction of biotin and streptavidin. The reaction mixtures are then each aspirated into the measuring cell where the microparticles are magnetically captured onto the surface of the electrode. Unbound substances are then washed away, and voltage is applied to the electrode which induces chemiluminescent emissions that are measured by a photomultiplier. Test result is determined by comparing the electrochemiluminescence signal generated from the reactions to the cutoff index values set from reagent lot-specific assay calibration for the corresponding HIV-1 p24 Ag and HIV Ab.(Package insert: Elecsys HIV DUO. Roche Diagnostics; v1.0, 12/2020) | 1 to 3 days | 14 days | This test has been cleared, approved, or is exempt by the US Food and Drug Administration and is used per manufacturer's instructions. Performance characteristics were verified by Mayo Clinic in a manner consistent with CLIA requirements. | 87389G0475 (if appropriate)86701 (if appropriate)86702 (if appropriate)87535 (if appropriate)87538 (if appropriate) | HIV-1/-2 Ag and Ab Prenatal Scrn, S | 56888-1 | HIVS5 | HIV-1/-2 Ag and Ab Prenatal, S | 56888-1
HV1CD | HIV-1 and HIV-2 Antibodies for Cadaveric or Hemolyzed Specimens, Serum | Diagnosing HIV-1 and/or HIV-2 infection in cadaveric or hemolyzed serum specimens from symptomatic patients with or without risk factors for HIV infection This test isnot offeredas a screening or confirmatory test for blood donor specimens. | Enzyme Immunoassay (EIA)-Screening Procedure | Yes | HIV-1/-2 Cadaver/Hemolyzed, S | This test begins with HIV-1/-2 antibody enzyme immunoassay (EIA). If HIV-1/-2 antibody EIA is reactive, then HIV antibody confirmation/differentiation by immunochromatographic method is performed at an additional charge. | Collection Container/Tube: Preferred:Serum gel Acceptable:Red top Submission Container/Tube:Plastic vial Specimen Volume:1.5 mL Collection Instructions: 1. Centrifuge blood collection tube per collection tube manufacturer's instructions (eg, centrifuge within 2 hours of collection for BD Vacutainer tubes). 2. Aliquot serum into plastic vial. | 0.2 mL | Epidemiological data indicate that AIDS is caused by at least 2 types of HIV. The first virus, HIV-1, has been isolated from patients with AIDS or AIDS-related complex and from asymptomatic infected individuals at high risk for AIDS. HIV-1 is transmitted by sexual contact, exposure to infected blood or blood products, or from an infected mother to her fetus or infant. A second HIV virus, HIV-2, was isolated from patients in West Africa in 1986. HIV-2 appears to be endemic only in West Africa, but it has also been identified in individuals who have lived in West Africa or had sexual relations with individuals from that geographic region. HIV-2 is similar to HIV-1 in its morphology, overall genomic structure, and its ability to cause AIDS. Antibodies against HIV-1 and HIV-2 are usually not detected until 6 to 12 weeks following exposure and are almost always detected by 12 months. Antibodies may fall into undetectable levels in the terminal stage of AIDS. For more information seeHIV Testing Algorithm (Fourth-Generation Screening Assay), Including Follow-up of Reactive Rapid Serologic Test Results. | Negative | A reactive HIV-1/-2 antibody screen result obtained by enzyme immunoassay (EIA) suggests the presence of HIV-1 and/or HIV-2 infection. However, it does not differentiate between HIV-1 and HIV-2 antibody reactivity. Diagnosis of HIV infection must be based on results of supplemental tests, such as HIV antibody confirmation/differentiation test (automatically reflexed on all samples with reactive screen test results at an additional charge). All presumptive antibody-positive test results should be verified by submitting a second serum specimen for retesting. A negative HIV-1/-2 antibody EIA screen result usually indicates the absence of HIV-1 or HIV-2 infection. However, for specimens reactive by the rapid HIV antibody tests, confirmatory testing is recommended, even if the EIA results are negative. | The predictive value of a reactive (or positive) test is highly dependent on the prevalence of infection in the population tested, the lower the prevalence of HIV infection, the lower the positive predictive value of the test. A person who has participated in an HIV vaccine study may develop antibodies to the vaccine and may or may not be infected with HIV. Clinical correlation is indicated with appropriate counseling, medical evaluation, and, possibly, additional testing to decide whether a diagnosis of HIV infection is accurate. Negative results should be evaluated cautiously if the patient has clinical symptoms and/or a history of high-risk behavior for HIV infection. The Centers for Disease Control and Prevention recommends confirmatory testing on serum specimens that are reactive by the rapid HIV antibody tests, even if the initial EIA results are negative. Screening and confirmatory tests for HIV-1/-2 antibodies cannot distinguish between active neonatal HIV infection and passive transfer of maternal HIV antibodies in infants during the postnatal period (up to 2 years of age). Reactive and confirmed positive antibody test results in infants during this period may indicate passive transfer of maternal HIV antibodies. Diagnosis of HIV infection in newborns and infants up to 2 years should be made by virologic tests, such as detection of HIV-1 DNA or RNA (HIVP / HIV-1 DNA and RNA Qualitative Detection by PCR, Plasma) or HIV-1 RNA (HIVQN / HIV-1 RNA Detection and Quantification, Plasma). A reactive screen and confirmed HIV antibody test result should be reported by the healthcare provider to the State Department of Health in accordance with the legislation in some states. Assay performance characteristics have not been established for the following specimen characteristics: -Lipemic -Icteric -Containing particulate matter | 1. Constantine N: HIV antibody assays. In: HIV InSite Knowledge Base. Regents of the University of California; May 2006. Available at http://hivinsite.ucsf.edu/InSite?page=kb-00&doc=kb-02-02-01 2. Centers for Disease Control and Prevention (CDC), Association of Public Health Laboratories: Laboratory testing for the diagnosis of HIV infection. CDC; Updated June 27, 2014. Available at: stacks.cdc.gov/view/cdc/23447 3. Centers for Disease Control and Prevention (CDC), Association of Public Health Laboratories: 2018 Quick reference guide: Recommended laboratory HIV testing algorithm for serum or plasma specimens. CDC; January 2018. Available at https://stacks.cdc.gov/view/cdc/50872 4. Hariri S, McKenna MT: Epidemiology of human immunodeficiency virus in the United States. Clin Microbiol Rev. 2007 Jul;20(3):478-4884 5. Owen SM, Yang C, Spira T, et al: Alternative algorithms for human immunodeficiency virus infection diagnosis using tests that are licensed in the United States. J Clin Microbiol. 2008 May;46(5):1588-1595 | The Genetic Systems HIV-1/HIV-2 PLUS O enzyme immunoassay is based on the principle of direct antibody sandwich technique. Microwell-strip plates (solid-phase) are coated with purified HIV antigens: gp160 and p24 recombinant proteins derived from HIV-1, gp36 peptide representing the immunodominant region of the HIV-2 transmembrane glycoprotein, and a synthetic polypeptide mimicking an artificial (not encoded by any existing virus) HIV-1 group O-specific epitope. Serum samples and assay controls are added to the antigen-coated wells of the microwell-strip plate along with specimen diluent. The specimen diluent contains a dye which changes color from purple to blue when combined with a specimen or control. The wells are incubated and then washed. The next step is the addition of a colored conjugate solution (green) which contains the peroxidase-conjugated HIV-1 and HIV-2 antigens. The wells are then incubated. If HIV-1 or HIV-2 antibody is present, it will bind to the antigen coated on the well and to the peroxidase-conjugated antigens in the conjugate solution. The antigen-antibody-antigen complexes remain bound to the well during a subsequent wash step, which will remove any unbound materials. Working chromogen solution is added to the plate wells and allowed to incubate. A blue or blue-green color develops in proportion to the amount of HIV antibody present in the sample. Color development is stopped by the addition of acid, which changes the blue-green color to yellow. The optical absorbance of specimens and controls is determined spectrophotometrically at a wavelength of 450 nm.(Package insert: Genetics Systems HIV-1/HIV-2 PLUS O EIA. Bio-Rad Laboratories; 02/2019) | 1 to 7 days | 14 days | This test has been cleared, approved, or is exempt by the US Food and Drug Administration and is used per manufacturer's instructions. Performance characteristics were verified by Mayo Clinic in a manner consistent with CLIA requirements. | 867038670186702 | HIV-1/-2 Cadaver/Hemolyzed, S | 31201-7 | 83628 | HIV-1/-2 Cadaver/Hemolyzed, S | 31201-7
HVPPS | HIV-1 and HIV-2 Antibody Confirmation and Differentiation Prenatal, Serum | Confirmation and differentiation of HIV-1 and HIV-2 antibodies in serum specimens from prenatal patients who show reactive results with 3rd- (HIV-1/-2 antibody only) and 4th-generation (HIV antigen and antibody) HIV serologic assays This test isnot usefulas a screening test for HIV infection in symptomatic or asymptomatic individuals. This test shouldnot be usedas a screening or confirmatory test for blood donor specimens. | Rapid Immunochromatographic Assay | Yes | HIV Ab Differentiation Prenatal, S | This test is for confirmation and differentiation of HIV-1/2 antibodies (Ab). If the following result types are obtained, HIV-1/HIV-1 RNA detection will be performed at an additional charge: | Supplies:Aliquot Tube, 5 mL (T914) Collection Container/Tube:Serum gel Submission Container/Tube:Plastic vial Specimen Volume:1.5 mL Collection Instructions: 1. Centrifuge blood collection tube per collection tube manufacturer's instructions (eg, centrifuge and aliquot within 2 hours of collection for BD Vacutainer tubes). 2. Aliquot plasma into plastic vial. | 0.8 mL | AIDS is caused by 2 known types of HIV. HIV type 1 (HIV-1) is found in patients with AIDS or AIDS-related complex and in asymptomatic infected individuals at high risk for AIDS. The virus is transmitted by sexual contact, by exposure to infected blood or blood products, or from an infected mother to her fetus or infant. HIV type 2 (HIV-2) infection is endemic only in West Africa, and it has been identified in individuals who had sexual relations with individuals from that geographic region. HIV-2 is similar to HIV-1 in viral morphology, overall genomic structure, and its ability to cause AIDS. Antibodies against HIV-1 and HIV-2 are usually not detectable until 6 to 12 weeks following exposure and are almost always detectable by 12 months. They may fall to undetectable levels (ie, seroreversion) in the terminal stage of AIDS when the patient's immune system is severely depressed. Routine serologic screening of patients at risk for HIV-1 or HIV-2 infection usually begins with an HIV-1/-2 antigen and/or antibody screening test, which may be performed by various US Food and Drug Administration-approved assay methods, including rapid HIV antibody tests, enzyme immunoassays, and chemiluminescent immunoassays. In testing algorithms that begin with these methods, supplemental or confirmatory testing should be requested only for specimens that are repeatedly reactive by these methods according to assay manufacturers' instructions for use. | Negative | Negative results for both HIV-1 and HIV-2 antibodies usually indicate the absence of HIV-1 and HIV-2 infection. However, negative results do not rule-out acute or early HIV infection in patients with reactive initial combined HIV-1/-2 antigen and antibody test results. HPS12 / HIV-1/HIV-2 RNA Detection Prenatal, Serum reflex test will be performed automatically per testing algorithm. Positive HIV-1 antibody but negative HIV-2 antibody results indicate the presence of HIV-1 infection. Together with reactive initial combined HIV-1/-2 antigen and antibody test results, individuals with such results are presumed to have HIV-1 infection. Verification of a first-time positive test result is recommended for the diagnosis of HIV-1 infection. Additional testing with a newly submitted plasma specimen for HIQNP / HIV-1 RNA Detection and Quantification, Prenatal, Plasma is recommended to determine the baseline HIV-1 viral load prior to initiating antiretroviral treatment. Positive HIV-1 antibody but indeterminate HIV-2 antibody results indicate the presence of HIV-1 infection, with probable cross-reactivity of HIV-1 antibodies with HIV-2 antigens on the assay strip. Verification of a first-time positive test result is recommended for the diagnosis of HIV-1 infection by submitting a new plasma specimen for HIV-1 RNA quantification (HIQNP). Indeterminate HIV-1 antibody but negative HIV-2 antibody results suggest either very early HIV-1 infection (in individuals with risk factors) or the presence of nonspecific cross-reactivity between the patients' serum specimens and HIV-1 antigens on the assay strip. HPS12 will be performed automatically per testing algorithm. Negative HIV-1 antibody, but indeterminate HIV-2 antibody results, may be due to acute HIV-1 infection, very early HIV-2 infection (in individuals with risk factors), or presence of nonspecific cross-reactivity between the patients' serum specimens and HIV-2 antigens on the assay strip. HPS12 will be performed automatically per testing algorithm. Positive results for both HIV-1 and HIV-2 antibodies suggest probable presence of HIV-1 and HIV-2 coinfection. However, such results may be rarely due to HIV-1 infection with HIV-2 antibody cross-reactivity, or HIV-2 infection with HIV-1 antibody cross-reactivity (eg, absence of HIV-1 p24 and p31 bands). Verification of a first-time positive test result is recommended for the diagnosis of HIV infection. HPS12 will be performed automatically per testing algorithm. Indeterminate results for both HIV-1 and HIV-2 antibodies indicate either very early HIV infection (in individuals with risk factors) or the presence of nonspecific cross-reactivity between the patients' specimens and HIV antigens on the assay strip. Nonspecific cross-reactivity may be due to recent non-HIV infections, hypergammaglobulinemic states, connective tissue disorders, or pregnancy (alloantibodies). HPS12 will be performed automatically per testing algorithm. Negative HIV-1 antibody but positive HIV-2 antibody results indicate the presence of HIV-2 infection. Together with a reactive initial HIV-1/-2 antigen and antibody screening test results, individuals with such results are presumed to have HIV-2 infection. Verification of a first-time positive test result is recommended for the diagnosis of HIV-2 infection, by submitting a new whole blood specimen for FHV2Q / HIV-2 DNA/RNA Qualitative Real-Time PCR. Reactive HIV-1 antibody but positive HIV-2 antibody results usually indicate the presence of HIV-2 infection with HIV-1 antibody cross-reactivity (eg, presence of only HIV-1 gp41 and/or gp160 band). However, such results may be rarely due to HIV-1 and HIV-2 coinfection. Verification of a first-time positive test result is recommended for the diagnosis of HIV-2 infection, by submitting a new whole blood specimen for FHV2Q Indeterminate HIV-1 antibody but positive HIV-2 antibody results indicate the presence of HIV-2 infection, with probable cross-reactivity of HIV-2 antibodies with HIV-1 antigens on the assay strip. Verification of a first-time positive test result is recommended for the diagnosis of HIV-2 infection, by submitting a new whole blood specimen for FHV2Q. For more information seeHIV Prenatal Testing Algorithm, Including Follow-up of Reactive Rapid Serologic Test Results | A negative result for both HIV-1 and HIV-2 antibodies does not rule-out acute HIV infection. All initially positive supplemental or confirmatory HIV test results should be verified by submitting a second specimen for repeat testing. Such positive HIV test results are required under laws in many states in the United States to be reported to the departments of health of the respective states where the patients reside. Participation in the recipients of HIV-1 vaccine (eg, participants in HIV-1 vaccine study trials) may develop vaccine-specific antibodies that may cross-react with this test and yield to the vaccine giving a positive, indeterminate, or unreadable HIV-1 antibody result, while they may or may not be infected with HIV-1. Assay performance characteristics have not been established for the following specimen characteristics: -Heat-inactivated specimens -Cadaveric specimens -Presence of particulate matter | 1. Branson BM, Owen SM, Wesolowski LG, et al. Laboratory testing for the diagnosis of HIV infection: Updated recommendations. Centers for Disease Control and Prevention; June 27, 2014. Accessed December 20, 2023. Available at http://stacks.cdc.gov/view/cdc/23447 2. Malloch L, Kadivar K, Putz J, et al. Comparative evaluation of the Bio-Rad Geenius HIV-1/2 confirmatory assay and the Bio-Rad Multispot HIV-1/2 rapid test as an alternative differentiation assay for CLSI M53 algorithm-I. J Clin Virol. 2013;58 Suppl. 1:e85-e91 3. Montesinos I, Eykmans J, Delforge ML: Evaluation of the Bio-Rad Geenius HIV-1/2 test as confirmatory assay. J Clin Virol. 2014;60(4):399-401 4. Abbate I, Pergola C, Pisciotta M, et al. Evaluation in a clinical setting of the performances of a new rapid confirmatory assay for HIV-1/2 serodiagnosis. J Clin Virol. 2014;61(1):166-169 5. Duncan D, Duncan J, Kramer B, et al. An HIV diagnostic testing algorithm using the cobas HIV-1/HIV-2 qualitative assay for HIV type differentiation and confirmation. J Clin Microbiol. 2021;59(7):e03030-20. doi:10.1128/JCM.03030-20 | The Geenius HIV 1/2 Supplemental Assay cassette contains antibody-binding protein A, which is conjugated to colloidal gold dye particles, and HIV-1 and HIV-2 antigens, which are bound to the membrane solid phase. The sample is applied to the sample and buffer well. After the sample and buffer have migrated onto the test strip, additional buffer is added to the buffer well. The buffer causes the specimens and reagents to flow laterally and facilitates the binding of antibodies to the antigens. In a reactive sample, the antibodies are captured by the antigens immobilized in the test area. The protein A-colloidal gold binds to the captured antibodies, causing development of pink or purple lines. When there are no HIV antibodies, there are no pink or purple lines in the test area. The sample continues to migrate through the membrane, and a pink or purple line develops in the control area, which contains protein A. This built-in procedural control provides evidence that the test was performed properly and that the sample and reagents have migrated through the cassette.(Package insert: Geenius HIV 1/2 Supplemental Assay. Bio-Rad Laboratories; 07/2019) | 1 to 3 days | 14 days | This test has been cleared, approved, or is exempt by the US Food and Drug Administration and is used per manufacturer's instructions. Performance characteristics were verified by Mayo Clinic in a manner consistent with CLIA requirements. | 867018670287535 (if appropriate)87538 (if appropriate) | HIV Ab Differentiation Prenatal, S | 89365-1 | 618222 | HIV-2 Ab Differentiation Prenatal, S | 81641-3
HVDIP | HIV-1 and HIV-2 Antibody Confirmation and Differentiation, Plasma | Confirmation and differentiation of HIV-1 and HIV-2 antibodies in plasma specimens that show reactive results with third-(HIV-1/-2 antibody only) and 4th-generation (HIV antigen and antibody) HIV serologic assays This test isnot usefulas a screening test for HIV infection in symptomatic or asymptomatic individuals. This test isnot to be usedas a screening or confirmatory test for blood donor specimens. | Rapid Immunochromatographic Assay | Yes | HIV Ab Confirm / Differentiation, P | This test is for confirmation and differentiation of HIV-1/2 antibodies (Ab). If the following result types are obtained, HIV-1/HIV-2 RNA detection will be performed at an additional charge: | Supplies:Sarstedt Aliquot Tube, 5 mL (T914) Collection Container/Tube:Lavender top (EDTA) Submission Container/Tube:Plastic vial Specimen Volume:1 mL Collection Instructions: 1. Centrifuge blood collection tube per manufacturer's instructions (eg, centrifuge and aliquot within 2 hours of collection for BD Vacutainer tubes). 2. Aliquot plasma into plastic vial | 0.8 mL | AIDS is caused by 2 known types of HIV. HIV type 1 (HIV-1) is found in patients with AIDS or AIDS-related complex and in asymptomatic infected individuals at high risk for AIDS. The virus is transmitted by sexual contact, by exposure to infected blood or blood products, or from an infected mother to her fetus or infant. HIV type 2 (HIV-2) infection is endemic only in West Africa, and it has been identified in individuals who had sexual relations with individuals from that geographic region. HIV-2 is similar to HIV-1 in viral morphology, overall genomic structure, and its ability to cause AIDS. Antibodies against HIV-1 and HIV-2 are usually not detectable until 6 to 12 weeks following exposure and are almost always detectable by 12 months. They may fall to undetectable levels (ie, seroreversion) in the terminal stage of AIDS when the patient's immune system is severely depressed. Routine serologic screening of patients at risk for HIV-1 or HIV-2 infection usually begins with a HIV-1/-2 antigen and/or antibody screening test, which may be performed by various US Food and Drug Administration-approved assay methods, including rapid HIV antibody tests, enzyme immunoassays, and chemiluminescent immunoassays. In testing algorithms that begin with these methods, supplemental or confirmatory testing should be requested only for specimens that are repeatedly reactive by these methods according to assay manufacturers' instructions for use. | Negative | Negative results for both HIV-1 and HIV-2 antibodies usually indicate the absence of HIV-1 and HIV-2 infection. However, in patients with reactive initial combined HIV-1/-2 antigen and antibody test results, such negative results do not rule-out acute or early HIV infection. HIP12 / HIV-1/HIV-2 RNA Detection, Plasma will be performed automatically per testing algorithm. Positive HIV-1 antibody but negative HIV-2 antibody results indicate the presence of HIV-1 infection. Together with reactive initial combined HIV-1/-2 antigen and antibody test results, individuals with such results are presumed to have HIV-1 infection. HIVQN / HIV-1 RNA Detection and Quantification, Plasma will be performed automatically per testing algorithm. Positive HIV-1 antibody but indeterminate HIV-2 antibody results indicate the presence of HIV-1 infection with probable cross-reactivity of HIV-1 antibodies with HIV-2 antigens on the assay strip. HIVQN will be performed automatically per testing algorithm. Indeterminate HIV-1 antibody but negative HIV-2 antibody results suggest either very early HIV-1 infection (in individuals with risk factors) or the presence of nonspecific cross-reactivity between the patients' specimens and HIV-1 antigens on the assay strip. HIP12 will be performed automatically per testing algorithm. Negative HIV-1 antibody but indeterminate HIV-2 antibody results may be due to acute HIV-1 infection, very early HIV-2 infection (in individuals with risk factors), or the presence of nonspecific cross-reactivity between the patients' specimens and HIV-2 antigens on the assay strip. HIP12 will be performed automatically per testing algorithm. Positive results for both HIV-1 and HIV-2 antibodies suggest probable presence of HIV-1 and HIV-2 coinfection. However, such results may be rarely due to either HIV-1 infection with HIV-2 antibody cross-reactivity or HIV-2 infection with HIV-1 antibody cross-reactivity (eg, absence of HIV-1 p24 and p31 bands). Verification of a first-time positive test result is recommended for the diagnosis of HIV infection. HIP12 will be performed automatically per testing algorithm. Indeterminate results for both HIV-1 and HIV-2 antibodies indicate either very early HIV infection (in individuals with risk factors) or the presence of nonspecific cross-reactivity between the patients' specimens and HIV antigens on the assay strip. Nonspecific cross-reactivity may be due to recent non-HIV infections, hypergammaglobulinemic states, connective tissue disorders, or pregnancy (alloantibodies). HIP12 will be performed automatically per testing algorithm. Negative HIV-1 antibody but positive HIV-2 antibody results indicate the presence of HIV-2 infection. Together with a reactive initial HIV-1/-2 antigen and antibody screening test results, individuals with such results are presumed to have HIV-2 infection. Additional testing with a newly submitted whole blood specimen for FHV2Q / HIV-2 DNA/RNA Qualitative Real-Time PCR is recommended to verify and confirm the diagnosis of HIV-2 infection prior to initiating antiretroviral treatment. Reactive HIV-1 antibody but positive HIV-2 antibody results usually indicate the presence of HIV-2 infection with HIV-1 antibody cross-reactivity (eg, presence of only HIV-1 gp41 and/or gp160 band). However, such results may be rarely due to HIV-1 and HIV-2 coinfection. Verification of a first-time positive test result is recommended for the diagnosis of HIV-2 infection by submitting a whole blood specimen for FHV2Q. Indeterminate HIV-1 antibody but positive HIV-2 antibody results indicate the presence of HIV-2 infection with probable cross-reactivity of HIV-2 antibodies with HIV-1 antigens on the assay strip. Verification of a first-time positive test result is recommended for the diagnosis of HIV-2 infection by submitting a whole blood specimen for FHV2Q. For more information seeHIV Testing Algorithm (Fourth Generation Screening Assay), Including Neonatal Testing and Follow-up of Reactive Rapid Serologic Test Results. | A negative result for both HIV-1 and HIV-2 antibodies does not rule-out acute HIV infection. All initially positive supplemental or confirmatory HIV test results should be verified by submitting a second specimen for repeat testing. Such positive HIV test results are required under laws in many states in the United States to be reported to the departments of health of the respective states where the patients reside. Participation in the recipients of HIV-1 vaccine (eg, participants in HIV-1 vaccine study trials) may develop vaccine-specific antibodies that may cross-react with this test and yield to the vaccine giving a positive, indeterminate, or unreadable HIV-1 antibody result, while they may or may not be infected with HIV-1. Assay performance characteristics have not been established for the following specimen characteristics: -Heat-inactivated specimens -Cadaveric specimens -Presence of particulate matter | 1.Branson BM, Owen SM, Wesolowski LG, et al. Laboratory testing for the diagnosis of HIV infection: updated recommendations. Centers for Disease Control and Prevention; June 27, 2014. Accessed June 15, 2020. Available at https://stacks.cdc.gov/view/cdc/23447 2. Malloch L, Kadivar K, Putz J, et al. Comparative evaluation of the Bio-Rad Geenius HIV-1/2 confirmatory assay and the Bio-Rad Multispot HIV-1/2 rapid test as an alternative differentiation assay for CLSI M53 algorithm-I. J Clin Virol. 2013;58(Suppl 1):e85-e91 3. Montesinos I, Eykmans J, Delforge ML. Evaluation of the Bio-Rad Geenius HIV-1/2 test as confirmatory assay. J Clin Virol. 2014;60(4):399-401 4. Abbate I, Pergola C, Pisciotta M, et al. Evaluation in a clinical setting of the performances of a new rapid confirmatory assay for HIV-1/2 serodiagnosis. J Clin Virol. 2014;61(1):166-169 5. Centers for Disease Control and Prevention. 2018 Quick Reference Guide: Recommended laboratory HIV testing algorithm for serum or plasma specimens. CDC; January 2018. Accessed June 15, 2020. Available at https://stacks.cdc.gov/view/cdc/50872 6. Duncan D, Duncan J, Kramer B, et al. An HIV diagnostic testing algorithm using the cobas HIV-1/HIV-2 qualitative assay for HIV type differentiation and confirmation. J Clin Microbiol. 2021;59(7):e03030-20. doi:10.1128/JCM.03030-20 | The Geenius HIV 1/2 Supplemental Assay cassette contains antibody-binding protein A, which is conjugated to colloidal gold dye particles, and HIV-1 and HIV-2 antigens, which are bound to the membrane solid phase. The sample is applied to the sample and buffer well. After the sample and buffer have migrated onto the test strip, additional buffer is added to the buffer well. The buffer causes the specimens and reagents to flow laterally and facilitates the binding of antibodies to the antigens. In a reactive sample, the antibodies are captured by the antigens immobilized in the test area. The protein A-colloidal gold binds to the captured antibodies, causing development of pink or purple lines. When there are no HIV antibodies, there are no pink or purple lines in the test area. The sample continues to migrate through the membrane and a pink or purple line develops in the control (C) area, which contains Protein A. This built-in procedural control provides evidence that the test was performed properly and that the sample and reagents have migrated through the cassette.(Package insert: Geenius HIV 1/2 Supplemental Assay. Bio-Rad Laboratories; 07/2019) | 1 to 3 days | 14 days | This test has been cleared, approved, or is exempt by the US Food and Drug Administration and is used per manufacturer's instructions. Performance characteristics were verified by Mayo Clinic in a manner consistent with CLIA requirements. | 867018670287535 (if appropriate)87538 (if appropriate)87536 (if appropriate) | HIV Ab Confirm / Differentiation, P | 89365-1 | 91951 | HIV-2 Ab Differentiation, P | 81641-3
HVDSP | HIV-1 and HIV-2 Antibody Confirmation and Differentiation, Prenatal, Plasma | Confirmation and differentiation of HIV-1 and HIV-2 antibodies in plasma specimens from prenatal patients who show reactive results with 3rd- (HIV-1/-2 antibody only) and 4th-generation (HIV antigen and antibody) HIV serologic assays This test isnot usefulas a screening test for HIV infection in symptomatic or asymptomatic individuals. This test shouldnot be usedas a screening or confirmatory test for blood donor specimens. | Rapid Immunochromatographic Assay | Yes | HIV Ab Differentiation Prenatal, P | This test is for confirmation and differentiation of HIV-1/2 antibodies (Ab). If the following result types are obtained, HIV-1/HIV-2 RNA detection will be performed at an additional charge: | Supplies:Sarstedt Aliquot Tube, 5 mL (T914) Collection Container/Tube:Lavender top (EDTA) Submission Container/Tube:Plastic vial Specimen Volume:1 mL Collection Instructions: 1. Centrifuge blood collection tube per collection tube manufacturer's instructions (eg, centrifuge and aliquot within 2 hours of collection for BD Vacutainer tubes). 2. Aliquot plasma into plastic vial. | 0.8 mL | AIDS is caused by 2 known types of HIV. HIV type 1 (HIV-1) is found in patients with AIDS or AIDS-related complex and in asymptomatic infected individuals at high risk for AIDS. The virus is transmitted by sexual contact, by exposure to infected blood or blood products, or from an infected mother to her fetus or infant. HIV type 2 (HIV-2) infection is endemic only in West Africa, and it has been identified in individuals who had sexual relations with individuals from that geographic region. HIV-2 is similar to HIV-1 in viral morphology, overall genomic structure, and its ability to cause AIDS. Antibodies against HIV-1 and HIV-2 are usually not detectable until 6 to 12 weeks following exposure and are almost always detectable by 12 months. They may fall to undetectable levels (ie, seroreversion) in the terminal stage of AIDS when the patient's immune system is severely depressed. Routine serologic screening of patients at risk for HIV-1 or HIV-2 infection usually begins with an HIV-1/-2 antigen and/or antibody screening test, which may be performed by various US Food and Drug Administration approved assay methods, including rapid HIV antibody tests, enzyme immunoassays, and chemiluminescent immunoassays. In testing algorithms that begin with these methods, supplemental or confirmatory testing should be requested only for specimens that are repeatedly reactive by these methods according to assay manufacturers' instructions for use. | Negative | Negative results for both HIV-1 and HIV-2 antibodies usually indicate the absence of HIV-1 and HIV-2 infection. However, in patients with reactive initial combined HIV-1/-2 antigen and antibody test results, such negative results do not rule-out acute or early HIV infection. HPP12 / HIV-1/HIV-2 RNA Detection, Prenatal, Plasma will be performed automatically per testing algorithm. Positive HIV-1 antibody but negative HIV-2 antibody results indicate the presence of HIV-1 infection. Together with reactive initial combined HIV-1/-2 antigen and antibody test results, individuals with such results are presumed to have HIV-1 infection. HIQNP / HIV-1 RNA Detection and Quantification, Prenatal, Plasma will be performed automatically per testing algorithm. Positive HIV-1 antibody but indeterminate HIV-2 antibody results indicate the presence of HIV-1 infection with probable cross-reactivity of HIV-1 antibodies with HIV-2 antigens on the assay strip. HIQNP will be performed automatically per testing algorithm. Indeterminate HIV-1 antibody but negative HIV-2 antibody results suggest either very early HIV-1 infection (in individuals with risk factors) or the presence of nonspecific cross-reactivity between the patients' specimens and HIV-1 antigens on the assay strip. HPP12 will be performed automatically per testing algorithm. Negative HIV-1 antibody but indeterminate HIV-2 antibody results may be due to acute HIV-1 infection, very early HIV-2 infection (in individuals with risk factors), or the presence of nonspecific cross-reactivity between the patients' specimens and HIV-2 antigens on the assay strip. HPP12 will be performed automatically per testing algorithm. Positive results for both HIV-1 and HIV-2 antibodies suggest probable presence of HIV-1 and HIV-2 coinfection. However, such results may be rarely due to either an HIV-1 infection with HIV-2 antibody cross-reactivity or an HIV-2 infection with HIV-1 antibody cross-reactivity (eg, absence of HIV-1 p24 and p31 bands). Verification of a first-time positive test result is recommended for the diagnosis of HIV infection. HPP12 will be performed automatically per testing algorithm. Indeterminate results for both HIV-1 and HIV-2 antibodies indicate either very early HIV infection (in individuals with risk factors) or the presence of nonspecific cross-reactivity between the patients' specimens and HIV antigens on the assay strip. Nonspecific cross-reactivity may be due to recent non-HIV infections, hypergammaglobulinemic states, connective tissue disorders, or pregnancy (alloantibodies). HPP12 will be performed automatically per testing algorithm. Negative HIV-1 antibody but positive HIV-2 antibody results indicate the presence of HIV-2 infection. Together with a reactive initial HIV-1/-2 antigen and antibody screening test results, individuals with such results are presumed to have HIV-2 infection. Additional testing with a newly submitted whole blood specimen for FHV2Q / HIV-2 DNA/RNA Qualitative Real-Time PCR is recommended to verify and confirm the diagnosis of HIV-2 infection prior to initiating antiretroviral treatment. Reactive HIV-1 antibody but positive HIV-2 antibody results usually indicate the presence of HIV-2 infection with HIV-1 antibody cross-reactivity (eg, presence of only HIV-1 gp41 and/or gp160 band). However, such results may be rarely due to HIV-1 and HIV-2 coinfection. Verification of a first-time positive test result is recommended for the diagnosis of HIV-2 infection by submitting a whole blood specimen for FHV2Q. Indeterminate HIV-1 antibody but positive HIV-2 antibody results indicate the presence of HIV-2 infection, with probable cross-reactivity of HIV-2 antibodies with HIV-1 antigens on the assay strip. Verification of a first-time positive test result is recommended for the diagnosis of HIV-2 infection by submitting a whole blood specimen for FHV2Q. The following algorithms are available: -HIV Prenatal Testing Algorithm, Including Follow-up of Reactive Rapid Serologic Test Results -HIV Testing Algorithm (Fourth Generation Screening Assay), Including Follow-up of Reactive Rapid Serologic Test Results | A negative result for both HIV-1 and HIV-2 antibodies does not rule-out acute HIV infection. All initially positive supplemental or confirmatory HIV test results should be verified by submitting a second specimen for repeat testing. Such positive HIV test results are required under laws in many states in the United States to be reported to the departments of health of the respective states where the patients reside. Participation in the recipients of HIV-1 vaccine (eg, participants in HIV-1 vaccine study trials) may develop vaccine-specific antibodies that may cross-react with this test and yield to the vaccine giving a positive, indeterminate, or unreadable HIV-1 antibody result, while they may or may not be infected with HIV-1. Assay performance characteristics have not been established for the following specimen characteristics: -Heat-inactivated specimens -Cadaveric specimens -Presence of particulate matter | 1.Branson BM, Owen SM, Wesolowski LG, et al. Laboratory testing for the diagnosis of HIV infection: Updated recommendations. Centers for Disease Control and Prevention; June 27, 2014. Accessed December 20, 2023. Available at https://stacks.cdc.gov/view/cdc/23447 2. Malloch L, Kadivar K, Putz J, et al. Comparative evaluation of the Bio-Rad Geenius HIV-1/2 confirmatory assay and the Bio-Rad Multispot HIV-1/2 rapid test as an alternative differentiation assay for CLSI M53 algorithm-I. J Clin Virol. 2013;58(Suppl. 1):e85-e91 3. Montesinos I, Eykmans J, Delforge ML. Evaluation of the Bio-Rad Geenius HIV-1/2 test as confirmatory assay. J Clin Virol. 2014;60(4):399-401 4. Abbate I, Pergola C, Pisciotta M, et al. Evaluation in a clinical setting of the performances of a new rapid confirmatory assay for HIV-1/2 serodiagnosis. J Clin Virol. 2014;61(1):166-169 5. Centers for Disease Control and Prevention and Association of Public Health Laboratories. 2018 Quick Reference Guide: Recommended laboratory HIV testing algorithm for serum or plasma specimens. January 2018. Accessed December 20, 2023. Available at https://stacks.cdc.gov/view/cdc/50872 6. Duncan D, Duncan J, Kramer B, et al. An HIV diagnostic testing algorithm using the cobas HIV-1/HIV-2 Qualitative Assay for HIV type differentiation and confirmation. J Clin Microbiol. 2021; 59(7):e03030-20. doi:10.1128/JCM.03030-20 | The Geenius HIV 1/2 Supplemental Assay cassette contains antibody-binding protein A, which is conjugated to colloidal gold dye particles, and HIV-1 and HIV-2 antigens, which are bound to the membrane solid phase. The sample is applied to the sample and buffer well. After the sample and buffer have migrated onto the test strip, additional buffer is added to the buffer well. The buffer causes the specimens and reagents to flow laterally and facilitates the binding of antibodies to the antigens. In a reactive sample, the antibodies are captured by the antigens immobilized in the test area. The protein A-colloidal gold binds to the captured antibodies, causing development of pink or purple lines. When there are no HIV antibodies, there are no pink or purple lines in the test area. The sample continues to migrate through the membrane and a pink or purple line develops in the control area, which contains protein A. This built-in procedural control provides evidence that the test was performed properly and that the sample and reagents have migrated through the cassette.(Package insert: Geenius HIV 1/2 Supplemental Assay. Bio-Rad Laboratories; 07/2019) | 1 to 3 days | 14 days | This test has been cleared, approved, or is exempt by the US Food and Drug Administration and is used per manufacturer's instructions. Performance characteristics were verified by Mayo Clinic in a manner consistent with CLIA requirements. | 867018670287535 (if appropriate)87538 (if appropriate)87536 (if appropriate) | HIV Ab Differentiation Prenatal, P | 89365-1 | 91953 | HIV-2 Ab Differentiation Prenatal, P | 81641-3
HIVDI | HIV-1 and HIV-2 Antibody Confirmation and Differentiation, Serum | Confirmation and differentiation of HIV-1 and HIV-2 antibodies in serum specimens that show reactive results with third-(HIV-1/-2 antibody only) and 4th-generation (HIV antigen and antibody) HIV serologic assays Confirmation and differentiation of HIV-1 and HIV-2 antibodies in cadaveric blood or hemolyzed serum specimens that show reactive results with initial HIV serologic screening assays This test isnot usefulas a screening test for HIV infection in symptomatic or asymptomatic individuals. It is not to be used as a screening or confirmatory test for blood donor specimens. This test isnot usefulfor maternal or newborn HIV screening for specimens originating in New York State. | Rapid Immunochromatographic Assay | Yes | HIV Ab Confirm / Differentiation, S | This HIV-1 and HIV-2 antibody (Ab) confirmation and differentiation test begins with Geenius HIV-1/2 supplemental assay. | Collection Container/Tube:Serum gel Submission Container/Tube:Plastic vial Specimen Volume:1.5 mL Collection Instructions: 1. Centrifuge blood collection tube per manufacturer's instructions (eg, centrifuge within 2 hours of collection for BD Vacutainer tubes). 2. Aliquot serum into plastic vial. | 0.8 mL | AIDS is caused by 2 known types of HIV. HIV type 1 (HIV-1) is found in patients with AIDS or AIDS-related complex and in asymptomatic infected individuals at high risk for AIDS. The virus is transmitted by sexual contact, by exposure to infected blood or blood products, or from an infected mother to her fetus or infant. HIV type 2 (HIV-2) infection is endemic only in West Africa, and it has been identified in individuals who had sexual relations with individuals from that geographic region. HIV-2 is similar to HIV-1 in viral morphology, overall genomic structure, and its ability to cause AIDS. Antibodies against HIV-1 and HIV-2 are usually not detectable until 6 to 12 weeks following exposure and are almost always detectable by 12 months. They may fall to undetectable levels (ie, seroreversion) in the terminal stage of AIDS when the patient's immune system is severely depressed. Routine serologic screening of patients at risk for HIV-1 or HIV-2 infection usually begins with a HIV-1/-2 antigen and/or antibody screening test, which may be performed by various US Food and Drug Administration-approved assay methods, including rapid HIV antibody tests, enzyme immunoassays, and chemiluminescent immunoassays. In testing algorithms that begin with these methods, supplemental or confirmatory testing should be requested only for specimens that are repeatedly reactive by these methods according to assay manufacturers' instructions for use. | Negative | Negative results for both HIV-1 and HIV-2 antibodies usually indicate the absence of HIV-1 and HIV-2 infection. However, negative results do not rule-out acute or early HIV infection in patients with reactive initial combined HIV-1/-2 antigen and antibody test results. HIS12 / HIV-1/HIV-2 RNA Detection, Serum will be performedautomatically pertesting algorithm. Positive HIV-1 antibody but negative HIV-2 antibody results indicate the presence of HIV-1 infection. Together with reactive initial combined HIV-1/-2 antigen and antibody test results, individuals with these results are presumed to have HIV-1 infection. Verification of a first-time positive test result is recommended for the diagnosis of HIV-1 infection. Additional testing with a newly submitted plasma specimen for HIVQN / HIV-1 RNA Detection and Quantification, Plasma. HIV-1 RNA quantification in plasma is recommended to determine the baseline HIV-1 viral load prior to initiating antiretroviral treatment. Positive HIV-1 antibody but indeterminate HIV-2 antibody results indicate the presence of HIV-1 infection with probable cross-reactivity of HIV-1 antibodies with HIV-2 antigens on the assay strip. Verification of a first-time positive test result is recommended for the diagnosis of HIV-1 infection by submitting a plasma specimen for HIV-1 RNA quantification (HIVQN). Indeterminate HIV-1 antibody but negative HIV-2 antibody results suggest either very early HIV-1 infection (in individuals with risk factors) or the presence of nonspecific cross-reactivity between the patient serum specimen and HIV-1 antigens on the assay strip. HIS12 will be performed automatically per testing algorithm. Negative HIV-1 antibody but indeterminate HIV-2 antibody results may be due to acute HIV-1 infection, very early HIV-2 infection (in individuals with risk factors), or the presence of nonspecific cross-reactivity between the patient serum specimen and HIV-2 antigens on the assay strip. HIS12 will be performedautomatically pertesting algorithm. Positive results for both HIV-1 and HIV-2 antibodies suggest the probable presence of HIV-1 and HIV-2 coinfection. However, such results may rarely be due to either HIV-1 infection with HIV-2 antibody cross-reactivity or HIV-2 infection with HIV-1 antibody cross-reactivity (eg, absence of HIV-1 p24 and p31 bands). Verification of a first-time positive test result is recommended for the diagnosis of HIV infection. HIS12 will be performed automatically per testing algorithm. Indeterminate results for both HIV-1 and HIV-2 antibodies indicate either very early HIV infection (in individuals with risk factors) or the presence of nonspecific cross-reactivity between the patients' specimens and HIV antigens on the assay strip. Nonspecific cross-reactivity may be due to recent non-HIV infections, hypergammaglobulinemic states, connective tissue disorders, or pregnancy (alloantibodies). HIS12 will be performedautomatically pertesting algorithm. Negative HIV-1 antibody but positive HIV-2 antibody results indicate the presence of HIV-2 infection. Together with a reactive initial HIV-1/-2 antigen and antibody screening test results, individuals with such results are presumed to have HIV-2 infection.Verification of a first-time positive test result is recommended for the diagnosis of HIV-2 infection by submitting a new whole blood specimen for FHV2Q / HIV-2 DNA/RNA Qualitative Real-Time PCR. Reactive HIV-1 antibody but positive HIV-2 antibody results usually indicate the presence of HIV-2 infection with HIV-1 antibody cross-reactivity (eg, presence of only HIV-1 gp41 and/or gp160 band). However, such results may rarely be due to HIV-1 and HIV-2 coinfection. Verification of a first-time positive test result is recommended for the diagnosis of HIV-2 infection by submitting a new whole blood specimen for FHV2Q. Indeterminate HIV-1 antibody but positive HIV-2 antibody results indicate the presence of HIV-2 infection with probable cross-reactivity of HIV-2 antibodies with HIV-1 antigens on the assay strip. Verification of a first-time positive test result is recommended for the diagnosis of HIV-2 infection by submitting a new whole blood specimen for FHV2Q. For more information seeHIV Testing Algorithm (Fourth Generation Screening Assay), Including Follow-up of Reactive Rapid Serologic Test Results | A negative result for both HIV-1 and HIV-2 antibodies does not rule-out acute HIV infection. All initially positive supplemental or confirmatory HIV test results should be verified by submitting a second specimen for repeat testing. Such positive HIV test results are required under laws in many states in the United States to be reported to the departments of health of the respective states where the patients reside. Recipients of HIV-1 vaccine (eg, participants in HIV-1 vaccine study trials) may develop vaccine-specific antibodies that may cross-react with this test and yield to a positive, indeterminate, or unreadable HIV-1 antibody result. However, the patient may or may not be infected with HIV-1. Assay performance characteristics have not been established for the following specimen characteristics: -Heat-inactivated specimens -Cadaveric specimens -Presence of particulate matter | 1.Centers for Disease Control and Prevention and Association of Public Health Laboratories. Laboratory testing for the diagnosis of HIV infection: Updated recommendations. June 27, 2014. Accessed May 12, 2023. Available at https://stacks.cdc.gov/view/cdc/23447 2. Malloch L, Kadivar K, Putz J, et al. Comparative evaluation of the Bio-Rad Geenius HIV-1/2 confirmatory assay and the Bio-Rad Multispot HIV-1/2 rapid test as an alternative differentiation assay for CLSI M53 algorithm-I. J Clin Virol. 2013;58(Suppl 1):e85-e91 3. Montesinos I, Eykmans J, Delforge ML. Evaluation of the Bio-Rad Geenius HIV-1/2 test as confirmatory assay. J Clin Virol. 2014;60(4):399-401 4. Abbate I, Pergola C, Pisciotta M, et al. Evaluation in a clinical setting of the performances of a new rapid confirmatory assay for HIV-1/2 serodiagnosis. J Clin Virol. 2014;61(1):166-169 5. Duncan D, Duncan J, Kramer B, et al. An HIV diagnostic testing algorithm using the cobas HIV-1/HIV-2 qualitative assay for HIV type differentiation and confirmation. J Clin Microbiol. 2021;59(7):e03030-20. doi:10.1128/JCM.03030-20 | The Geenius HIV 1/2 Supplemental Assay cassette contains antibody-binding protein A, which is conjugated to colloidal gold dye particles, and HIV-1 and HIV-2 antigens, which are bound to the membrane solid phase. The sample is applied to the sample and buffer well. After the sample and buffer have migrated onto the test strip, additional buffer is added to the buffer well. The buffer causes the specimens and reagents to flow laterally and facilitates the binding of antibodies to the antigens. In a reactive sample, the antibodies are captured by the antigens immobilized in the test area. The protein A-colloidal gold binds to the captured antibodies causing development of pink/purple lines. When there are no HIV antibodies, there are no pink/purple lines in the test area. The sample continues to migrate through the membrane and a pink/purple line develops in the control area, which contains protein A. This built-in procedural control provides evidence that the test was performed properly and that the sample and reagents have migrated through the cassette.(Package insert: Geenius HIV 1/2 Supplemental Assay. Bio-Rad Laboratories; 07/2019) | 1 to 3 days | 14 days | This test has been cleared, approved, or is exempt by the US Food and Drug Administration and is used per manufacturer's instructions. Performance characteristics were verified by Mayo Clinic in a manner consistent with CLIA requirements. | 867018670287535 (if appropriate)87538 (if appropriate) | HIV Ab Confirm / Differentiation, S | 89365-1 | 36113 | HIV-2 Ab Differentiation, S | 81641-3
HV1CM | HIV-1 and HIV-2 Antibody Screen for Hemolyzed Specimens, Serum | Screening cadaveric or hemolyzed serum specimens for HIV-1 and/or HIV-2 infection in nonsymptomatic patients with or without risk factors for HIV infection This test isnot offeredas a screening or confirmatory test for blood donor specimens. | Enzyme Immunoassay (EIA)-Screening Procedure | Yes | HIV-1/-2 Ab Screen Hemolyzed, S | This test begins with HIV-1/-2 antibody enzyme immunoassay (EIA). If HIV-1/-2 antibody EIA is reactive, then HIV antibody confirmation/differentiation by immunochromatographic method is performed at an additional charge. | Collection Container/Tube: Preferred:Serum gel Acceptable:Red top Submission Container/Tube:Plastic vial Specimen Volume:1.5 mL Collection Instructions: 1. Centrifuge blood collection tube per collection tube manufacturer's instructions (eg, centrifuge within 2 hours of collection for BD Vacutainer tubes). 2. Aliquot serum into plastic vial. | 0.2 mL | Epidemiological data indicate that AIDS is caused by at least 2 types of HIV. The first virus, HIV-1, has been isolated from patients with AIDS or AIDS-related complex and from asymptomatic infected individuals at high risk for AIDS. HIV-1 is transmitted by sexual contact, exposure to infected blood or blood products, or from an infected mother to her fetus or infant. A second HIV virus, HIV-2, was isolated from patients in West Africa in 1986. HIV-2 appears to be endemic only in West Africa, but it also has been identified in individuals who have lived in West Africa or had sexual relations with individuals from that geographic region. HIV-2 is similar to HIV-1 in its morphology, overall genomic structure, and its ability to cause AIDS. Antibodies against HIV-1 and HIV-2 are usually not detected until 6 to 12 weeks following exposure and are almost always detected by 12 months. Antibodies may fall into undetectable levels in the terminal stage of AIDS. For more information seeHIV Testing Algorithm (Fourth-Generation Screening Assay), Including Follow-up of Reactive Rapid Serologic Test Results. | Negative | A reactive HIV-1/-2 antibody screen result obtained by enzyme immunoassay (EIA) suggests the presence of HIV-1 and/or HIV-2 infection. However, it does not differentiate between HIV-1 and HIV-2 antibody reactivity. Diagnosis of HIV infection must be based on results of supplemental tests, such as HIV antibody confirmation/differentiation test (automatically reflexed on all samples with reactive screen test results at an additional charge). All presumptive antibody-positive test results should be verified by submitting a second serum specimen for retesting. A negative HIV-1/-2 antibody EIA screen result usually indicates the absence of HIV-1 or HIV-2 infection. However, for specimens reactive by the rapid HIV antibody tests, confirmatory testing is recommended, even if the EIA results are negative. | The predictive value of a reactive (or positive) test is highly dependent on the prevalence of HIV infection in the population tested, the lower the prevalence of HIV infection, the lower the positive predictive value of the test. A person who has participated in an HIV vaccine study may develop antibodies to the vaccine and may or may not be infected with HIV. Clinical correlation is indicated with appropriate counseling, medical evaluation, and, possibly, additional testing to decide whether a diagnosis of HIV infection is accurate. Negative results should be evaluated cautiously if the patient has clinical symptoms and/or a history of high-risk behavior for HIV infection. The Centers for Disease Control and Prevention recommends confirmatory testing on serum specimens that are reactive by the rapid HIV antibody tests, even if the initial EIA results are negative. Screening and confirmatory tests for HIV-1/-2 antibodies cannot distinguish between active neonatal HIV infection and passive transfer of maternal HIV antibodies in infants during the postnatal period (up to 2 years of age). Reactive and confirmed positive antibody test results in infants during this period may indicate passive transfer of maternal HIV antibodies. Diagnosis of HIV infection in newborns and infants up to 2 years should be made by virologic tests, such as detection of HIV-1 DNA or RNA (HIVP / HIV-1 DNA and RNA Qualitative Detection by PCR, Plasma) or HIV-1 RNA (HIVQN / HIV-1 RNA Detection and Quantification, Plasma). A reactive screen and confirmed HIV antibody test result should be reported by the healthcare provider to the State Department of Health in accordance with the legislation in some states. Assay performance characteristics have not been established for the following specimen characteristics: -Lipemic -Icteric -Containing particulate matter | 1. Constantine N: HIV antibody assays. In: HIV InSite Knowledge Base. Regents of the University of California; May 2006. Available at http://hivinsite.ucsf.edu/InSite?page=kb-00&doc=kb-02-02-01 2. Centers for Disease Control and Prevention (CDC), Association of Public Health Laboratories: Laboratory testing for the diagnosis of HIV infection. CDC; Updated June 27, 2014. Available at: stacks.cdc.gov/view/cdc/23447 3. Centers for Disease Control and Prevention (CDC), Association of Public Health Laboratories: 2018 Quick reference guide: Recommended laboratory HIV testing algorithm for serum or plasma specimens. CDC; January 2018. Available at https://stacks.cdc.gov/view/cdc/50872 4. Hariri S, McKenna MT: Epidemiology of human immunodeficiency virus in the United States. Clin Microbiol Rev. 2007 Jul;20(3):478-4884 5. Owen SM, Yang C, Spira T, et al: Alternative algorithms for human immunodeficiency virus infection diagnosis using tests that are licensed in the United States. J Clin Microbiol. 2008 May;46(5):1588-1595 | The Genetic Systems HIV-1/HIV-2 PLUS O enzyme immunoassay is based on the principle of direct antibody sandwich technique. Microwell-strip plates (solid-phase) are coated with purified HIV antigens: gp160 and p24 recombinant proteins derived from HIV-1, gp36 peptide representing the immunodominant region of the HIV-2 transmembrane glycoprotein, and a synthetic polypeptide mimicking an artificial (not encoded by any existing virus) HIV-1 group O-specific epitope. Serum samples and assay controls are added to the antigen-coated wells of the microwell-strip plate along with specimen diluent. The specimen diluent contains a dye which changes color from purple to blue when combined with a specimen or control. The wells are incubated and then washed. The next step is the addition of a colored conjugate solution (green) which contains the peroxidase-conjugated antigens. The wells are then incubated. If HIV-1 and/or HIV-2 antibody is present, it will bind to the antigen coated on the well and to the peroxidase-conjugated antigens in the conjugate solution. The antigen-antibody-antigen complexes remain bound to the well during the subsequent wash step, which will remove any unbound materials. Working chromogen solution is added to the plate wells and allowed to incubate. A blue or blue-green color develops in proportion to the amount of HIV antibody present in the sample. Color development is stopped by the addition of acid, which changes the blue-green color to yellow. The optical absorbance of specimens and controls is determined spectrophotometrically at a wavelength of 450 nm.(Package insert: Genetics Systems HIV-1/HIV-2 PLUS O EIA. Bio-Rad Laboratories; 02/2019) | 1 to 7 days | 14 days | This test has been cleared, approved, or is exempt by the US Food and Drug Administration and is used per manufacturer's instructions. Performance characteristics were verified by Mayo Clinic in a manner consistent with CLIA requirements. | 86703G043286701 (if appropriate)86702 (if appropriate) | HIV-1/-2 Ab Screen Hemolyzed, S | 31201-7 | 60357 | HIV-1/-2 Ab Screen Hemolyzed, S | 31201-7
HIVDX | HIV-1 and HIV-2 Antigen and Antibody Diagnostic Evaluation, Plasma | Detecting HIV-1 and HIV-2 infection in symptomatic patients older than 2 years Follow-up testing of symptomatic individuals with reactive rapid HIV test results This test shouldnot be usedas a screening or confirmatory test for blood donor specimens. | Electrochemiluminescence Immunoassay (ECLIA) | Yes | HIV-1/-2 Ag and Ab Diagnostic, P | This test begins with HIV-1/-2 antigen and antibody screen by electrochemiluminescence immunoassay. If the screen result is reactive, then HIV-1/-2 antibody confirmation/differentiation test by immunochromatographic method is performed at an additional charge. | Supplies:Sarstedt Aliquot Tube 5 mL (T914) Collection Container/Tube:Lavender top (EDTA) Submission Container/Tube:Plastic vial Specimen Volume:1.5 mL Collection Instructions: 1. Centrifuge blood collection tube per manufacturer's instructions (eg, centrifuge and aliquot within 2 hours of collection for BD Vacutainer tubes). 2. Aliquot plasma into a plastic vial. | 1 mL | AIDS is caused by 2 known types of HIV. HIV type 1 (HIV-1) is found in patients with AIDS or AIDS-related complex and in asymptomatic infected individuals at high risk for AIDS. The virus is transmitted by sexual contact, by exposure to infected blood or blood products, or from an infected mother to her fetus or infant. HIV type 2 (HIV-2) infection is endemic only in West Africa and it has been identified in individuals who had sexual relations with individuals from that geographic region. HIV-2 is similar to HIV-1 in viral morphology, overall genomic structure, and its ability to cause AIDS. Antibodies against HIV-1 and HIV-2 are usually not detectable until 6 to 12 weeks following exposure and are almost always detectable by 12 months. They may fall to undetectable levels (ie, seroreversion) in the terminal stage of AIDS when the patient's immune system is severely depressed, but HIV p24 antigen should be detectable and yield reactive results with the HIV antigen-antibody combination detection assays. Routine serologic screening of patients at risk for HIV-1 or HIV-2 infection usually begins with an HIV-1/-2 antigen and/or antibody screening test, which may be performed by various US Food and Drug Administration approved assay methods, including rapid HIV antibody tests, enzyme immunoassays, and chemiluminescent immunoassays. In testing algorithms that begin with these methods, supplemental or confirmatory testing should be requested only for specimens that are repeatedly reactive by these methods. | Negative | Negative HIV-1/-2 antigen and antibody screening test results usually indicate the absence of HIV-1 and HIV-2 infection. However, such negative results do not rule-out acute HIV infection. If acute HIV-1 or HIV-2 infection is suspected, detection of HIV RNA (HIP12 / HIV-1/HIV-2 RNA Detection, Plasma) is recommended. Reactive HIV-1/-2 antigen and antibody screening test results suggest the presence of HIV-1 and/or HIV-2 infection, but it is not diagnostic for HIV infection and should be considered preliminary. A reactive result does not differentiate among reactivity with HIV-1 p24 antigen, HIV-1 antibody, and HIV-2 antibody. Diagnosis of HIV infection must be based on results of supplemental tests, such as HIV antibody confirmation/differentiation test (automatically added to all samples with reactive screen test results at an additional charge). All initially positive supplemental or confirmatory HIV test results (by serologic or molecular test methods) should be verified by submitting a second plasma specimen for repeat testing. Such positive HIV test results are required under laws in many states in the United States to be reported to the departments of health of the respective states where the patients reside. For more informationseeHIV Testing Algorithm (Fourth-Generation Screening Assay), Including Follow-up of Reactive Rapid Serologic Test Results | Reactive result of this assay does not differentiate among reactivity with HIV-1 p24 antigen, HIV-1 antibody, and HIV-2 antibody. A reactive screening test result is not diagnostic for HIV infection and should be considered preliminary. The positive predictive value of a reactive screening test result is highly dependent on the prevalence of HIV infection in the population tested. The lower the prevalence of HIV infection, the lower the positive predictive value and higher the false-positive rate of the test. Diagnosis of HIV infection must be based on positive results of the supplemental or confirmatory serologic or molecular tests. Recipients of experimental HIV-1 vaccines may have false-reactive HIV antibody test results due to the presence of vaccine-induced, HIV-1-specific antibodies without actual HIV infection. Negative serologic or molecular HIV screening test results should be evaluated with caution in patients with clinical symptoms and/or a history of high-risk behavior for HIV infection. Repeat testing in 1 to 2 months is recommended in these at-risk individuals. This assay has no biotin interference with serum concentrations up to 1200 ng/mL. Pharmacokinetic studies have shown that serum concentrations of biotin can reach up to 355 ng/mL within the first hour after biotin ingestion for subjects consuming supplements of 20 mg biotin per day. and up to 1160 ng/mL for subjects after a single dose of 300 mg biotin. Assay performance characteristics have not been established for the following specimen characteristics: -Grossly hemolyzed (hemoglobin level of >500 mg/dL) -Grossly lipemic (intralipid level of >2000 mg/dL) -Grossly icteric (total bilirubin level of >66 mg/dL) -Heat-inactivated specimens -Cadaveric specimens -Presence of particulate matter | 1. Centers for Disease Control and Prevention. 2018 Quick reference guide: Recommended laboratory HIV testing algorithm for serum or plasma specimens. CDC; January 2018. Accessed May 3, 2021. Available at https://stacks.cdc.gov/view/cdc/50872 2.Centers for Disease Control and Prevention. Technical update: Use of the Determine HIV 1/2 Ag/Ab combo test with serum or plasma in the laboratory algorithm for HIV diagnosis. CDC; October 4, 2017.Accessed October 16, 2023.Available athttps://stacks.cdc.gov/view/cdc/48472 3. Muhlbacher A, Sauleda S, Piron M, et al.A multicentre evaluation of the Elecsys HIV Duo assay. J Clin Virol. 2019;112:45-50 4. Duncan D, Duncan J, Kramer B, et al. An HIV diagnostic testing algorithm using the cobas HIV-1/HIV-2 qualitative assay for HIV type differentiation and confirmation. J Clin Microbiol. 2021;59(7):e03030-20. doi:10.1128/JCM.03030-20 | The Elecsys HIV DUO assay is based on the sandwich principle and performed usingelectrochemiluminescence immunoassay on the automated cobas e 801 immunochemistry analyzer. HIV-1 p24 antigen (Ag) present in patient’s sample first reacts with biotinylated monoclonal anti-p24 antibodies and ruthenylated monoclonal anti-p24 antibodies, to form a sandwich complex. In a separate reaction vessel, HIV-1 and HIV-2 antibodies (Ab) present in the same sample react with biotinylated HIV-specific recombinant antigens/peptides and ruthenylated HIV-specific recombinant antigens/peptides, to form a sandwich complex. After addition of streptavidin-coated microparticles (solid phase) to each reaction vessel, the complexes bind to the solid phase via interaction of biotin and streptavidin. The reaction mixtures are then each aspirated into the measuring cell where the microparticles are magnetically captured onto the surface of the electrode. Unbound substances are then washed away, and voltage is applied to the electrode which induces chemiluminescent emissions that are measured by a photomultiplier. Test result is determined by comparing the electrochemiluminescence signal generated from the reactions to the cutoff index values set from reagent lot-specific assay calibration for the corresponding HIV-1 p24 Ag and HIV Ab.(Package insert: Elecsys HIV DUO. Roche Diagnostics; v1.0, 12/2020) | 1 to 3 days | 14 days | This test has been cleared, approved, or is exempt by the US Food and Drug Administration and is used per manufacturer's instructions. Performance characteristics were verified by Mayo Clinic in a manner consistent with CLIA requirements. | 8738986701 (if appropriate)86702 (if appropriate)87536 (if appropriate) | HIV-1/-2 Ag and Ab Diagnostic, P | 56888-1 | HIVC4 | HIV-1/-2 Ag and Ab Diagnostic, P | 56888-1
HIVDS | HIV-1 and HIV-2 Antigen and Antibody Diagnostic Evaluation, Serum | Detecting HIV-1 and HIV-2 infection in symptomatic patients older than 2 years Follow-up testing of symptomatic individuals with reactive rapid HIV test results This test shouldnot be usedas a screening or confirmatory test for blood donor specimens. | Electrochemiluminescence Immunoassay (ECLIA) | Yes | HIV-1/-2 Ag and Ab Diagnostic, S | This test begins with HIV-1/-2 antigen and antibody (Ab) screen by electrochemiluminescence immunoassay. If the screen result is reactive, then HIV-1/-2 antibody confirmation/differentiation test by immunochromatographic method is performed at an additional charge. | Supplies:Sarstedt Aliquot Tube, 5 mL (T914) Collection Container/Tube:Serum gel Submission Container/Tube:Plastic vial Specimen Volume:1.5 mL Collection Instructions: 1. Centrifuge blood collection tube per manufacturer’s instructions (eg, centrifuge and aliquot within 2 hours of collection for BD Vacutainer tubes). 2. Aliquot serum into a plastic vial. | 1 mL | AIDS is caused by 2 known types of HIV. HIV type 1 (HIV-1) is found in patients with AIDS or AIDS-related complex, and in asymptomatic infected individuals at high risk for AIDS. The virus is transmitted by sexual contact, by exposure to infected blood or blood products, or from an infected mother to her fetus or infant. HIV type 2 (HIV-2) infection is endemic only in West Africa and it has been identified in individuals who had sexual relations with individuals from that geographic region. HIV-2 is similar to HIV-1 in viral morphology, overall genomic structure, and its ability to cause AIDS. Antibodies against HIV-1 and HIV-2 are usually not detectable until 6 to 12 weeks following exposure and are almost always detectable by 12 months. They may fall to undetectable levels (ie, seroreversion) in the terminal stage of AIDS when the patient’s immune system is severely depressed,but HIV p24 antigen should be detectable and yield reactive results with the HIV antigen-antibody combination detection assays. Routine serologic screening of patients at risk for HIV-1 or HIV-2 infection usually begins with a HIV-1/-2 antigen and/or antibody screening test, which may be performed by various US Food and Drug Administration-approved assay methods, including rapid HIV antibody tests, enzyme immunoassays, and chemiluminescent immunoassays. In testing algorithms that begin with these methods, supplemental or confirmatory testing should be requested only for specimens that are repeatedly reactive by these methods. | Negative | Negative HIV-1/-2 antigen and antibody screening test results usually indicate the absence of HIV-1 and HIV-2 infection. However, such negative results do not rule-out acute HIV infection. If acute HIV-1 or HIV-2 infection is suspected, detection of HIV RNA (HIS12 / HIV-1/HIV-2 RNA Detection, Serum) is recommended. Reactive HIV-1/-2 antigen and antibody screening test results suggest the presence of HIV-1 and/or HIV-2 infection, but it is not diagnostic for HIV infection and should be considered preliminary. A reactive result does not differentiate among reactivity with HIV-1 p24 antigen, HIV-1 antibody, and HIV-2 antibody. Diagnosis of HIV infection must be based on results of supplemental tests, such as HIV antibody confirmation/differentiation test (automatically added to all samples with reactive screen test results at an additional charge). All initially positive supplemental or confirmatory HIV test results (by serologic or molecular test methods) should be verified by submitting a plasma specimen for repeat testing. Such positive HIV test results are required under laws in many states in the United States to be reported to the departments of health of the respective states where the patients reside. For more informationseeHIV Testing Algorithm (Fourth-Generation Screening Assay), Including Follow-up of Reactive Rapid Serologic Test Results. | Reactive result of this assay does not differentiate among reactivity with HIV-1 p24 antigen, HIV-1 antibody, and HIV-2 antibody. A reactive screening test result is not diagnostic for HIV infection and should be considered preliminary. The positive predictive value of a reactive screening test result is highly dependent on the prevalence of HIV infection in the population tested. The lower the prevalence of HIV infection, the lower the positive predictive value and higher the false-positive rate of the test. Diagnosis of HIV infection must be based on positive results of the supplemental or confirmatory serologic or molecular tests. Recipients of experimental HIV-1 vaccines may have false-reactive HIV antibody test results due to the presence of vaccine-induced, HIV-1-specific antibodies without actual HIV infection. Negative serologic or molecular HIV screening test results should be evaluated with caution in patients with clinical symptoms and/or a history of high-risk behavior for HIV infection. Repeat testing in 1 to 2 months is recommended in these at-risk individuals. Assay performance characteristics have not been established for the following specimen characteristics: -Grossly hemolyzed (hemoglobin level of >500 mg/dL) -Grossly lipemic (intralipid level of >2000 mg/dL) -Grossly icteric (total bilirubin level of >66 mg/dL) -Heat-inactivated specimens -Cadaveric specimens -Presence of particulate matter | 1. Centers for Disease Control and Prevention. 2018 Quick reference guide: Recommended laboratory HIV testing algorithm for serum or plasma specimens. CDC; January 2018. Accessed October 16, 2023. Available athttps://stacks.cdc.gov/view/cdc/50872 2.Centers for Disease Control and Prevention. Technical update: Use of the Determine HIV 1/2 Ag/Ab combo test with serum or plasma in the laboratory algorithm for HIV diagnosis. CDC; October 4, 2017.Accessed October 16, 2023.Available athttps://stacks.cdc.gov/view/cdc/48472 3. Muhlbacher A, Sauleda S, Piron M, et al. A multicentre evaluation of the Elecsys HIV Duo assay. J Clin Virol 2019;112:45-50 4. Duncan D, Duncan J, Kramer B, et al. An HIV diagnostic testing algorithm using the cobas HIV-1/HIV-2 Qualitative Assay for HIV type differentiation and confirmation. J Clin Microbiol. 2021;59(7):e03030-20. doi:10.1128/JCM.03030-20 | The Elecsys HIV DUO assay is based on the sandwich principle and performed using an electrochemiluminescence immunoassay on the automated cobas e 801 immunochemistry analyzer. HIV-1 p24 antigen (Ag) present in patient’s sample first reacts with biotinylated monoclonal anti-p24 antibodies and ruthenylated monoclonal anti-p24 antibodies, to form a sandwich complex. In a separate reaction vessel, HIV-1 and HIV-2 antibodies (Ab) present in the same sample react with biotinylated HIV-specific recombinant antigens/peptides and ruthenylated HIV-specific recombinant antigens/peptides, to form a sandwich complex. After addition of streptavidin-coated microparticles (solid phase) to each reaction vessel, the complexes bind to the solid phase via interaction of biotin and streptavidin. The reaction mixtures are then each aspirated into the measuring cell where the microparticles are magnetically captured onto the surface of the electrode. Unbound substances are then washed away, and voltage is applied to the electrode which induces chemiluminescent emission that is measured by a photomultiplier. Test result is determined by comparing the electrochemiluminescence signal generated from the reactions to the respective cutoff index values set from reagent lot-specific assay calibration for the corresponding HIV-1 p24 Ag and HIV Ab.(Package insert: Elecsys HIV DUO. Roche Diagnostics; v1.0, 12/2020) | 1 to 3 days | 14 days | This test has been cleared, approved, or is exempt by the US Food and Drug Administration and is used per manufacturer's instructions. Performance characteristics were verified by Mayo Clinic in a manner consistent with CLIA requirements. | 8738986701 (if appropriate)86702 (if appropriate)87535 (if appropriate)87538 (if appropriate) | HIV-1/-2 Ag and Ab Diagnostic, S | 56888-1 | HIVS4 | HIV-1/-2 Ag and Ab Diagnostic, S | 56888-1
HVCOP | HIV-1 and HIV-2 Antigen and Antibody Routine Screen, Plasma | Screening for HIV-1 and HIV-2 infection in nonsymptomatic, nonpregnant individuals older than 2 years This test shouldnot be usedas a screening or confirmatory test for blood donor specimens. | Electrochemiluminescence Immunoassay (ECLIA) | Yes | HIV-1/-2 Ag and Ab Screen, P | This test begins with HIV-1/-2 antigen and antibody (Ab) screen by electrochemiluminescence immunoassay. If the screen result is reactive, then HIV-1/-2 antibody confirmation/differentiation test by immunochromatographic method is performed at an additional charge. | Supplies:Sarstedt Aliquot Tube, 5 mL (T914) Collection Container/Tube:Lavender top (EDTA) Submission Container/Tube:Plastic vial Specimen Volume:1.5 mL Collection Instructions: 1. Centrifuge blood collection tube per manufacturer's instructions (eg, centrifuge and aliquot within 2 hours of collection for BD Vacutainer tubes). 2. Aliquot plasma into a plastic vial. | 1 mL | AIDS is caused by 2 known types of HIV. HIV type 1 (HIV-1) is found in patients with AIDS or AIDS-related complex and in asymptomatic infected individuals at high risk for AIDS. The virus is transmitted by sexual contact, by exposure to infected blood or blood products, or from an infected mother to her fetus or infant. HIV type 2 (HIV-2) infection is endemic only in West Africa and it has been identified in individuals who had sexual relations with individuals from that geographic region. HIV-2 is similar to HIV-1 in viral morphology, overall genomic structure, and its ability to cause AIDS. Antibodies against HIV-1 and HIV-2 are usually not detectable until 6 to 12 weeks following exposure and are almost always detectable by 12 months. They may fall to undetectable levels (ie, seroreversion) in the terminal stage of AIDS when the patient's immune system is severely depressed, but HIV p24 antigen should be detectable and yield reactive results with the HIV antigen-antibody combination detection assays. Routine serologic screening of patients at risk for HIV-1 or HIV-2 infection usually begins with an HIV-1/-2 antigen and/or antibody screening test, which may be performed by various US Food and Drug Administration-approved assay methods, including rapid HIV antibody tests, enzyme immunoassays, and chemiluminescent immunoassays. In testing algorithms that begin with these methods, supplemental or confirmatory testing should be requested only for specimens that are repeatedly reactive by these methods. | Negative | Negative HIV-1/-2 antigen and antibody screening test results usually indicate absence of HIV-1 and HIV-2 infection. However, such negative results do not rule out acute HIV infection. If acute HIV-1 or HIV-2 infection is suspected, detection of HIV RNA (HIP12 / HIV-1/HIV-2 RNA Detection, Plasma) is recommended. Reactive HIV-1/-2 antigen and antibody screening test results suggest the presence of HIV-1 and/or HIV-2 infection, but it is not diagnostic for HIV infection and should be considered preliminary. A reactive result does not differentiate among reactivity with HIV-1 p24 antigen, HIV-1 antibody, and HIV-2 antibody. Diagnosis of HIV infection must be based on results of supplemental tests, such as the HIV antibody confirmation/differentiation test (automatically added to all samples with reactive screen test results at an additional charge). All initially positive supplemental or confirmatory HIV test results (by serologic or molecular test methods) should be verified by submitting a second plasma specimen for repeat testing. Such positive HIV test results are required under laws in many states in the United States to be reported to the departments of health of the respective states where the patients reside. For more information seeHIV Testing Algorithm (Fourth Generation Screening Assay), Including Follow-up of Reactive Rapid Serologic Test Results | Reactive result of this assay does not differentiate among reactivity with HIV-1 p24 antigen, HIV-1 antibody, and HIV-2 antibody. A reactive screening test result is not diagnostic for HIV infection and should be considered preliminary. The positive predictive value of a reactive screening test result is highly dependent on the prevalence of HIV infection in the population tested. The lower the prevalence of HIV infection, the lower the positive predictive value and higher the false-positive rate of the test. Diagnosis of HIV infection must be based on positive results of the supplemental or confirmatory serologic or molecular tests. Recipients of experimental HIV-1 vaccines may have false-reactive HIV antibody test results due to the presence of vaccine-induced, HIV-1-specific antibodies without actual HIV infection. Negative serologic or molecular HIV screening test results should be evaluated with caution in patients with clinical symptoms and/or a history of high-risk behavior for HIV infection. Repeat testing in 1 to 2 months is recommended in these at-risk individuals. Assay performance characteristics have not been established for the following specimen characteristics: -Grossly hemolyzed (hemoglobin level of >500 mg/dL) -Grossly lipemic (intralipid level of >2000 mg/dL) -Grossly icteric (total bilirubin level of >66 mg/dL) -Heat-inactivated specimens -Cadaveric specimens -Presence of particulate matter | 1. Centers for Disease Control and Prevention: 2018 Quick Reference Guide: Recommended laboratory HIV testing algorithm for serum or plasma specimens. CDC; January 2018. Accessed October 16, 2023. Available athttps://stacks.cdc.gov/view/cdc/50872 2.Centers for Disease Control and Prevention: Technical update: Use of the Determine HIV 1/2 Ag/Ab combo test with serum or plasma in the laboratory algorithm for HIV diagnosis. CDC; October 4, 2017.Accessed October 16, 2023.Available athttps://stacks.cdc.gov/view/cdc/48472 3. Muhlbacher A, Sauleda S, Piron M, et al. A multicentre evaluation of the Elecsys HIV Duo assay. J Clin Virol. 2019;112:45-50 4. Duncan D, Duncan J, Kramer B, et al. An HIV diagnostic testing algorithm using the cobas HIV-1/HIV-2 qualitative assay for HIV type differentiation and confirmation. J Clin Microbiol. 2021;59(7):e03030-20. doi:10.1128/JCM.03030-20 | The Elecsys HIV DUO assay is based on the sandwich principle and performed using an electrochemiluminescence immunoassay on the automated cobas e 801 immunochemistry analyzer. HIV-1 p24 antigen (Ag) present in patient’s sample first reacts with biotinylated monoclonal anti-p24 antibodies and ruthenylated monoclonal anti-p24 antibodies, to form a sandwich complex. In a separate reaction vessel, HIV-1 and HIV-2 antibodies (Ab) present in the same sample react with biotinylated HIV-specific recombinant antigens/peptides and ruthenylated HIV-specific recombinant antigens/peptides, to form a sandwich complex. After addition of streptavidin-coated microparticles (solid phase) to each reaction vessel, the complexes bind to the solid phase via interaction of biotin and streptavidin. The reaction mixtures are then each aspirated into the measuring cell where the microparticles are magnetically captured onto the surface of the electrode. Unbound substances are then washed away, and voltage is applied to the electrode which induces chemiluminescent emission that is measured by a photomultiplier. Test result is determined by comparing the electrochemiluminescence signal generated from the reactions to the cutoff index values set from reagent lot-specific assay calibration for the corresponding HIV-1 p24 Ag and HIV Ab.(Package insert: Elecsys HIV DUO. Roche Diagnostics; v1.0, 12/2020) | 1 to 3 days | 14 days | This test has been cleared, approved, or is exempt by the US Food and Drug Administration and is used per manufacturer's instructions. Performance characteristics were verified by Mayo Clinic in a manner consistent with CLIA requirements. | 87389G047586701 (if appropriate)86702 (if appropriate)87536 (if appropriate) | HIV-1/-2 Ag and Ab Screen, P | 56888-1 | HIVC3 | HIV-1/-2 Ag and Ab Screen, P | 56888-1
HIVSS | HIV-1 and HIV-2 Antigen and Antibody Routine Screen, Serum | Screening for HIV-1 and HIV-2 infection in nonsymptomatic, nonpregnant individuals older than 2 years This test shouldnot be usedas a screening or confirmatory test for blood donor specimens. | Electrochemiluminescence Immunoassay (ECLIA) | Yes | HIV-1/-2 Ag and Ab Screen, S | This test begins with HIV-1/-2 antigen and antibody (Ab) screen by electrochemiluminescence immunoassay. If the screen result is reactive, then HIV-1/-2 antibody confirmation/differentiation test by immunochromatographic method is performed at an additional charge. | Supplies:Sarstedt Aliquot Tube 5 mL (T914) Collection Container/Tube:Serum gel Submission Container/Tube:Plastic vial Specimen Volume:1.5 mL Collection Instructions: 1. Centrifuge blood collection tube per manufacturer's instructions (eg, centrifuge and aliquot within 2 hours of collection for BD Vacutainer tubes). 2. Aliquot serum into a plastic vial. | 1 mL | AIDS is caused by 2 known types of HIV. HIV type 1 (HIV-1) is found in patients with AIDS or AIDS-related complex, and in asymptomatic infected individuals at high risk for AIDS. The virus is transmitted by sexual contact, by exposure to infected blood or blood products, or from an infected mother to her fetus or infant. HIV type 2 (HIV-2) infection is endemic only in West Africa and it has been identified in individuals who had sexual relations with individuals from that geographic region. HIV-2 is similar to HIV-1 in viral morphology, overall genomic structure, and its ability to cause AIDS. Antibodies against HIV-1 and HIV-2 are usually not detectable until 6 to 12 weeks following exposure and are almost always detectable by 12 months. They may fall to undetectable levels (ie, seroreversion) in the terminal stage of AIDS when the patient's immune system is severely depressed, but HIV p24 antigen should be detectable and yield reactive results with the HIV antigen-antibody combination detection assays. Routine serologic screening of patients at risk for HIV-1 or HIV-2 infection usually begins with an HIV-1/-2 antigen and/or antibody screening test, which may be performed by various US Food and Drug Administration approved assay methods, including rapid HIV antibody tests, enzyme immunoassays, and chemiluminescent immunoassays. In testing algorithms that begin with these methods, supplemental or confirmatory testing should be requested only for specimens that are repeatedly reactive by these methods. | Negative | Negative HIV-1/-2 antigen and antibody screening test results usually indicate absence of HIV-1 and HIV-2 infection. However, such negative results do not rule-out acute HIV infection. If acute HIV-1 or HIV-2 infection is suspected, detection of HIV RNA (HIS12 / HIV-1/HIV-2 RNA Detection, Serum) is recommended. Reactive HIV-1/-2 antigen and antibody screening test results suggest the presence of HIV-1 and/or HIV-2 infection, but it is not diagnostic for HIV infection and should be considered preliminary. A reactive result does not differentiate among reactivity with HIV-1 p24 antigen, HIV-1 antibody, and HIV-2 antibody. Diagnosis of HIV infection must be based on results of supplemental tests, such as the HIV antibody confirmation/differentiation test (automatically added to all samples with reactive screen test results at an additional charge). All initially positive supplemental or confirmatory HIV test results (by serologic or molecular test methods) should be verified by submitting a plasma specimen for repeat testing. Such positive HIV test results are required under laws in many states in the United States to be reported to the departments of health of the respective states where the patients reside. For more information, seeHIV Testing Algorithm (Fourth-Generation Screening Assay), Including Follow-up of Reactive Rapid Serologic Test Results. | Reactive result of this assay does not differentiate among reactivity with HIV-1 p24 antigen, HIV-1 antibody, and HIV-2 antibody. A reactive screening test result is not diagnostic for HIV infection and should be considered preliminary. The positive predictive value of a reactive screening test result is highly dependent on the prevalence of HIV infection in the population tested. The lower the prevalence of HIV infection, the lower the positive predictive value and higher the false-positive rate of the test. Diagnosis of HIV infection must be based on positive results of the supplemental or confirmatory serologic or molecular tests. Recipients of experimental HIV-1 vaccines may have false-reactive HIV antibody test results due to the presence of vaccine-induced, HIV-1-specific antibodies without actual HIV infection. Negative serologic or molecular HIV screening test results should be evaluated with caution in patients with clinical symptoms and/or a history of high-risk behavior for HIV infection. Repeat testing in 1 to 2 months is recommended in these at-risk individuals. Assay performance characteristics have not been established for the following specimen characteristics: -Grossly hemolyzed (hemoglobin level of >500 mg/dL) -Grossly lipemic (intralipid level of >2000 mg/dL) -Grossly icteric (total bilirubin level of >66 mg/dL) -Heat-inactivated specimens -Cadaveric specimens -Presence of particulate matter | 1. Centers for Disease Control and Prevention. 2018 Quick reference guide: Recommended laboratory HIV testing algorithm for serum or plasma specimens. CDC; January 2018. Accessed October 16, 2023. Available athttps://stacks.cdc.gov/view/cdc/50872 2.Centers for Disease Control and Prevention. Technical update: Use of the Determine HIV 1/2 Ag/Ab combo test with serum or plasma in the laboratory algorithm for HIV diagnosis. CDC; October 4, 2017.Accessed October 16, 2023.Available athttps://stacks.cdc.gov/view/cdc/48472 3. Muhlbacher A, Sauleda S, Piron M, et al.A multicentre evaluation of the Elecsys®HIV Duo assay. J Clin Virol. 2019;112:45-50 4. Duncan D, Duncan J, Kramer B, et al. An HIV diagnostic testing algorithm using the cobas HIV-1/HIV-2 Qualitative Assay for HIV type differentiation and confirmation. J Clin Microbiol. 2021;59(7):e03030-20. doi:10.1128/JCM.03030-20 | The Elecsys HIV DUO assay is based on the sandwich principle and performed using an electrochemiluminescence immunoassay on the automated cobas e 801 immunochemistry analyzer. HIV-1 p24 antigen (Ag) present in patient’s sample first reacts with biotinylated monoclonal anti-p24 antibodies and ruthenylated monoclonal anti-p24 antibodies, to form a sandwich complex. In a separate reaction vessel, HIV-1 and HIV-2 antibodies (Ab) present in the same sample react with biotinylated HIV-specific recombinant antigens/peptides and ruthenylated HIV-specific recombinant antigens/peptides, to form a sandwich complex. After addition of streptavidin-coated microparticles (solid phase) to each reaction vessel, the complexes bind to the solid phase via interaction of biotin and streptavidin. The reaction mixtures are then each aspirated into the measuring cell where the microparticles are magnetically captured onto the surface of the electrode. Unbound substances are then washed away, and voltage is applied to the electrode which induces chemiluminescent emissions that are measured by a photomultiplier. Test result is determined by comparing the electrochemiluminescence signal generated from the reactions to the cutoff index (COI) values set from reagent lot-specific assay calibration for the corresponding HIV-1 p24 Ag and HIV Ab.(Package insert: Elecsys HIV DUO. Roche Diagnostics; v1.0, 12/2020) | 1 to 3 days | 14 days | This test has been cleared, approved, or is exempt by the US Food and Drug Administration and is used per manufacturer's instructions. Performance characteristics were verified by Mayo Clinic in a manner consistent with CLIA requirements. | 87389G0475 (if appropriate)86701 (if appropriate)86702 (if appropriate)87535 (if appropriate)87538 (if appropriate) | HIV-1/-2 Ag and Ab Screen, S | 56888-1 | HIVS3 | HIV-1/-2 Ag and Ab Screen, S | 56888-1
HIVDR | HIV-1 Genotypic Drug Resistance to Reverse Transcriptase, Protease, and Integrase Inhibitors, Plasma | Identifying HIV-1 genotypic mutations associated with resistance to nucleotide and non-nucleoside reverse-transcriptase inhibitors, protease inhibitors, and integrase strain transfer inhibitors Guiding initiation or change of combination antiretroviral therapy in individuals, including children, with HIV-1 infection | Reverse Transcription Polymerase Chain Reaction (RT-PCR) followed by Targeted Next-Generation Sequencing (NGS) | Yes | HIV-1 Genotypic Drug Resistance, P | For information seeHIV Treatment Monitoring Algorithm | Supplies:Sarstedt Aliquot Tube, 5 mL (T914) Collection Container/Tube:Lavender top (EDTA) Submission Container/Tube:Plastic vial Specimen Volume:2.2 mL Collection Instructions: 1. Centrifuge blood collection tube and aliquot plasma into plastic vial per collection tube manufacturer's instructions (eg, centrifuge and aliquot within 2 hours of collection for BD Vacutainer tubes). 2. Freeze aliquoted plasma for shipment. Additional Information: Specimens submitted for HIV-1 genotyping must contain 1000 copies/mL or more of HIV-1 RNA. | 0.8 mL | Antiviral resistance may compromise the efficacy of antiretroviral therapy (ART) in patients receiving such therapy for HIV1 infection. When combination therapy fails, detection and analysis of antiviral drug resistance-associated viral genotypic mutations can guide necessary changes to ART to suppress viral replication (ie, reduce viral load), thereby improving patient outcome. HIV-1 is an RNA virus that infects cells and is then converted to complementary DNA by the action of the viral reverse transcriptase (RT) gene product. RT has little proofreading capacity and therefore, incorporates errors in the proviral DNA. These errors are transcribed into infectious viral particles when the proviral DNA is transcribed into RNA. Similarly, the enzyme protease catalyzes a polyprotein to produce peptides necessary for active viral replication. Although ART (combination of nucleoside and nonnucleoside reverse-transcriptase inhibitors, protease inhibitors, and/or integrase strain transfer inhibitors) may be effective in reducing the viral load, genotypic mutations arising in the drug-targeted HIV-1 genome due to selective pressure from antiviral therapy will result in antiviral resistance that may compromise such therapy. Amplification and analysis of drug-targeted HIV-gene sequence allows identification of changes in nucleotide bases and associated amino acid codons that may cause antiviral drug resistance. Such genotypic changes are deemed as variants by comparing the sequence data of the patient's HIV strain to those of a wild-type HIV strain. The significance of these genotypic mutations in relation to antiviral resistance is then determined by a set of interpretive rules developed by a consensus panel of leading experts in the field of HIV-1 resistance. Relevant data presented at a recognized scientific conference or published in peer-reviewed journals are considered by the consensus panel in developing these rules. When necessary, reliable unpublished drug resistance data known to consensus panel members may be considered in the process. The interpretive rules are updated by the consensus panel annually after reviewing newly published data on HIV-1 genotypic drug resistance mutations. | An interpretive report will be provided. | Detectable HIV-1 genotypic mutations conferring resistance to an antiviral drug are reported as amino acid codon changes (eg, M184V) resulting from the nucleic acid base alterations, according to the interpretative algorithm of the Stanford HIV Database program. The codon mutations are categorized and interpreted in relation to previously published data of phenotypic antiviral susceptibility tests on virus that harbor such mutations. Each codon mutation is assigned a drug penalty score. The total score generated from all mutations relevant to the specific antiviral drug is used to estimate the level of resistance to that drug. These interpretive rules may be updated periodically by the Stanford HIV Database Team after reviewing newly published data on HIV-1 genotypic drug resistance-associated codon mutations. Susceptible (SUSC) indicates that the codon mutations present in patient's HIV-1 strain have not been associated with resistance to the specific drug (Stanford HIVdb total score 0 to 9). Potential Low-Level Resistance (PLR) indicates that codon mutations detected have been associated with possible reduction in susceptibility to the specific drug (Stanford HIVdb score 10 to 14). Low-Level Resistance (LR) indicates that codon mutations detected have been associated with reduction in susceptibility to the specific drug (Stanford HIVdb score 15 to 29). Intermediate Resistance (IR) indicates that codon mutations detected have been associated with reduction in susceptibility to the specific drug (Stanford HIVdb score 30 to 59). High-level Resistant (HR) indicates that codon mutations detected have been associated with maximum reduction in susceptibility to the specific drug (Stanford HIVdb > or = 60). Unable to genotype indicates that the sequence data obtained are of poor quality to determine the presence or absence of resistance-associated codon mutations in the patient's HIV-1 strain. Probable causes of such poor sequence data include polymorphism in the region of the sequencing primers interfering with primer binding and subsequent sequencing reaction, or low viral load (ie, <1000 copies/mL). Inconclusive indicates inability of the assay to reliably determine antiviral resistance because of the presence of polymerase chain reaction inhibitors or ambiguous or incomplete viral target sequences generated from the assay. | Due to the complexity of the results generated, the International AIDS Society-USA Panel recommends expert interpretation of genotyping and phenotype test results for patient care management. A patient's response to antiviral therapy depends on multiple factors, including the percentage of patient's viral populations that is drug resistant, patient compliance with the prescribed drug therapy, patient access to adequate care, drug pharmacokinetics, and drug interactions. Drug resistance test results should be interpreted only in conjunction with clinical presentation and other laboratory markers when making therapeutic decisions. Absence of resistance to a drug does not rule out the presence of reservoirs of drug-resistant virus in the infected individual. The HIV-1 genotypic test is not a direct measure of drug resistance. Although genotypic testing can detect variants in the relevant HIV-1 genome, the significance of these variants requires careful interpretation to predict drug susceptibility. This assay's ability to amplify the target and detect genotypic mutation is poor and unreliable when the plasma HIV-1 viral load (VL) is less than 1000 copies/mL. Specimens submitted for this test should contain greater than or equal to 1000 copies/mL of HIV-1 RNA. Per assay manufacturer claims, the assay's ability to detect minor drug-resistant HIV-1 variants among 90% or more of HIV-1 group M strains varies depending on the VL in the tested plasma specimen; 20% or higher at VL of 1000 copies/mL, 10% or higher at VL of 5000 copies/mL, and 5% or higher at VL of 15,000 copies/mL. The list of drug resistance-associated codon mutations and interpretive rules used by the Stanford HIV database are updated periodically by the Stanford HIV Database team. Therefore, the test results do not necessarily include all resistance-associated codon mutations described in the current medical literature. Possible causes of treatment failure other than the development of drug resistance are poor adherence to medication regimen, drug potency, and individual variation in pharmacokinetics (eg, inadequate phosphorylation of nucleosides). | 1. Weber J, Volkova I, Sahoo MK, Tzou PL, Shafer RW, Pinsky BA. Prospective evaluation of the Vela Diagnostics next-generation sequencing platform for HIV-1 genotypic resistance testing. J Mol Diagn. 2019;21(6): 961-970. doi: 10.1016/j.jmoldx.2019.06.003 2. Avila-Rios S, Parkin N, Swanstrom R, et al. Next-generation sequencing for HIV drug resistance testing: laboratory, clinical, and implementation considerations. Viruses. 2020;12(6):617.doi: 10.3390/v12060617 3. Raymond S, Nicot F, Abravanel F, et al: Performance evaluation of the Vela Dx Sentosa next-generation sequencing system for HIV-1 DNA genotypic resistance. J Clin Virol. 2020;122:104229. doi: 10.1016/j.jcv.2019.104229 4. Panel on Antiretroviral Guidelines for Adults and Adolescents: Guidelines for the use of antiretroviral agents in adults and adolescents with HIV. US Department of Health and Human Services. Updated May 26, 2023. Accessed September 1, 2023. Available athttps://clinicalinfo.hiv.gov/sites/default/files/guidelines/documents/adult-adolescent-arv/guidelines-adult-adolescent-arv.pdf | This test utilizes the US Food and Drug Administration-approved, commercially available Sentosa SQ HIV-1 Genotyping Assay, which is a next-generation sequencing assay based on a "sequencing by synthesis" method. The assay is designed to generate 2 amplicons (approximately 1500 base pairs [bp] and approximately 1000 bp in length) spanning the PR / RT- and INT-coding regions, respectively, of the HIV-1 genome for sequencing. Codon positions 1 to 99, 1 to 387, and 1 to 288 in the PR-, RT-, and INT-coding regions, respectively, are subsequently analyzed by the assay software for clinically relevant codon substitutions. Clinical plasma specimens are subjected to automated HIV-1 RNA extraction and purification, followed by reverse-transcription polymerase chain reaction of HIV-1 target sequences, with both a system control and a positive control included in each assay run for quality control purposes. Automated DNA library preparation is performed using the amplified products, including enzymatic shearing, adapter ligation, purification, and normalization, prior to DNA template preparation and sequencing. Sequencing reactions are conducted with the Sentosa SQ301 sequencer, and the assembled sequence data are analyzed using proprietary analysis and interpretive software applications. HIV-1 antiviral drug-resistance interpretations are based on algorithms implemented in the most current version of the Stanford University HIV Drug Resistance Database (HIVdb; Stanford University) using a 5% variant detection cutoff threshold set by the assay manufacturer.(Instruction manual: Sentosa SQ HIV-1 Genotyping Assay User Manual. Vela Diagnostics; Version 1.3, 05/2023) | 3 to 10 days | 60 days | This test has been cleared, approved, or is exempt by the US Food and Drug Administration and is used per manufacturer's instructions. Performance characteristics were verified by Mayo Clinic in a manner consistent with CLIA requirements. | 0219U | HIV-1 Genotypic Drug Resistance, P | 90901-0 | 618207 | HIVDR_INT_SEQ: | No LOINC Needed
HIVQN | HIV-1 RNA Detection and Quantification, Plasma | Quantifying plasma HIV-1 RNA levels (viral load) in individuals living with HIV-1: -Before initiating antiretroviral therapy to obtain baseline viral load -Who may have developed HIV-1 drug resistance while on antiretroviral therapy -Who may be noncompliant with antiretroviral therapy Monitoring HIV-1 disease progression before or during antiretroviral drug therapy | Real-Time Reverse Transcription Polymerase Chain Reaction (RT-PCR) | Yes | HIV-1 RNA Detect/Quant, P | The following algorithms are available: | Supplies:Sarstedt Aliquot Tube, 5 mL (T914) Collection Container/Tube:Lavender top (EDTA) Submission Container/Tube:Plastic vial Specimen Volume:1.5 mL Collection Instructions: 1. Centrifuge blood collection tube and aliquot plasma into a plastic vial per manufacturer's instructions (eg, centrifuge and aliquot within 2 hours of collection for BD Vacutainer tubes). 2. Freeze aliquoted plasma for shipment. | 0.8 mL | Currently, 2 types of HIV, HIV type 1 (HIV-1) and HIV type 2 (HIV-2), are known to infect humans. HIV-1 has been isolated from patients with AIDS or AIDS-related complex, and from asymptomatic infected individuals at high-risk for AIDS. Accounting for more than 99% of HIV infection in the world, HIV-1 is transmitted by sexual contact, by exposure to infected blood or blood products, from an infected pregnant woman to fetus in utero or during birth, or from an infected mother to infant via breast-feeding. HIV-2 has been isolated from infected patients in West Africa, and it appears to be endemic only in that region. However, HIV-2 also has been identified in individuals who have lived in West Africa or had sexual relations with individuals from that geographic region. HIV-2 is similar to HIV-1 in its morphology, overall genomic structure, and ability to cause AIDS. Multiple clinical studies of plasma HIV-1 viral load (expressed as HIV-1 RNA copies/mL of plasma) have shown a clear relationship of HIV-1 RNA copy number to stage of HIV-1 disease and efficacy of anti-HIV-1 therapy. Quantitative HIV-1 RNA level in plasma (ie, HIV-1 viral load) is an important surrogate marker in assessing the risk of disease progression and monitoring response to anti-HIV-1 drug therapy in the routine medical care of individuals living with HIV-1. HIV serologic tests may be unreliable for infants born to HIV-infected mothers. In infants up to 2 years of age, positive serologic test results can be due to the presence of maternal HIV antibodies. Therefore, the US Department of Health and Human Services Panel on Antiretroviral Therapy and Medical Management of HIV-Infected Children recommends the use of HIV RNA or proviral DNA tests for the detection of HIV infection in infants born to HIV-infected mothers. | Undetected | This assay has a plasma HIV-1 RNA quantification result range of 20 to 10,000,000 copies/mL (1.30-7.00 log copies/mL). An "Undetected" result indicates that the assay was unable to detect HIV-1 RNA in the plasma specimen tested. A result of "<20 copies/mL" indicates that HIV-1 RNA is detected, but the level present is less than the lower quantification limit of this assay. Due to the increased sensitivity of this assay, patients with previously low or undetectable HIV-1 viral load may show increased or detectable viral load with this assay. However, the clinical implications of a viral load below 20 copies/mL remain unclear. Possible causes of such a result include very low plasma HIV-1 viral load present (eg, in the range of 1-19 copies/mL), very early HIV-1 infection (ie, <3 weeks from time of infection), or absence of HIV-1 infection (ie, false-positive). A result of ">10,000,000 copies/mL" with the result comment of "HIV-1 RNA level is >10,000,000 copies/mL (>7.00 log copies/mL). This assay cannot accurately quantify HIV-1 RNA above this level" indicates that HIV-1 RNA is detected, but the level present is above the upper quantification limit of this assay. For monitoring a patient's response to antiretroviral therapy, the US Department of Health and Human Services Panel on Antiretroviral Guidelines for Adults and Adolescents defines virologic failure as a confirmed viral load above 200 copies/mL, which eliminates most cases of viremia resulting from isolated blips or assay variability. Confirmed viral load rebound (ie, >200 copies/mL) on 2 separate tests obtained at least 2 to 4 weeks apart should prompt a careful evaluation of patient's tolerance of current drug therapy, drug-drug interactions, and patient adherence. | This test is not licensed by the US Food and Drug Administration (FDA) as a screening test for HIV-1 infection in donors of blood, human cells, tissues, or tissue products. Although this quantitative HIV-1 RNA test is not FDA-approved for diagnostic purposes, the US Department of Health and Human Services Panel on Antiretroviral Therapy and Medical Management of HIV-Infected Children recommends the use of molecular-based assays to detect HIV-1 RNA or proviral DNA for the diagnosis of HIV infection in infants under 2 years of age and born to HIV-infected mothers. A single HIV-1 viral load test result should not be used as the sole criterion in guiding therapeutic decisions and intervention in the clinical care of individuals living with HIV-1. Viral load results should be correlated with patient symptoms, clinical presentation, and CD4 cell count. Due to the inherent variability in the assay, physiologic variation, and concurrent illnesses in the infected patients, <100-fold (<2 log) changes in plasma HIV-1 viral load should not be considered significant changes. Viral load results of below 20 copies/mL do not necessarily indicate absence of HIV-1 viral replication. Inhibitory substances may be present in the plasma specimen, leading to negative or falsely low HIV-1 RNA results. Improper specimen collection or storage may lead to negative or falsely lower plasma viral load results. Although this commercial HIV-1 viral load assay is optimized for quantification of plasma viral load in HIV-1 infection due to HIV-1 groups M (subtypes A to H) and O strains, results generated from HIV-1 group O strains may be discordant (> or = 0.5 log copies/mL) with those obtained from other commercially available HIV-1 viral load assays. The assay is not reliable for quantifying plasma viral loads in infection caused by HIV-1 group N and HIV-2 strains. ACD plasma specimens are not optimal for HIV-1 viral load testing because such plasma specimens show HIV-1 RNA levels that are approximately 15% lower than those collected in tubes containing EDTA. Plasma specimens stored frozen in plasma preparation tubes (PPT) are not suitable for HIV-1 viral load testing due to falsely high viral load results from release of intracellular HIV-1 nucleic acids (DNA and RNA) during the freezing process. | 1. Branson BM, Owen SM, Wesolowski LG, et al. Laboratory testing for the diagnosis of HIV infection: Updated recommendations. Centers for Disease Control and Prevention; June 27, 2014. Accessed September 8, 2022. Available at http://stacks.cdc.gov/view/cdc/23447 2. Gunthard HF, Saag MS, Benson CA, et al. Antiretroviral drugs for treatment and prevention of HIV infection in adults: 2016 recommendations of the International Antiviral Society-USA Panel. JAMA. 2016;316(2):191-210 3. Panel on Antiretroviral Guidelines for Adults and Adolescents: Guidelines for the use of antiretroviral agents in adults and adolescents with HIV. US Department of Health and Human Services; October 17, 2017. Updated May 26, 2023. Accessed January 29, 2024. Available at https://clinicalinfo.hiv.gov/sites/default/files/guidelines/documents/adult-adolescent-arv/guidelines-adult-adolescent-arv.pdf | The cobas HIV-1 assay is an US Food and Drug Administration-approved, in vitro nucleic acid amplification test for the quantification of HIV-1 RNA in human plasma using the cobas 6800 System or cobas 8800 System for fully automated viral nucleic acid extraction (generic silica-based capture technique) and automated amplification and detection of the viral nucleic acid sequence. This polymerase chain reaction (PCR) assay amplifies sequences within thegaggene and long terminal repeat (LTR) region of the HIV-1 genome and generates amplification products that are detected and quantified in real-time with 2 sequence-specific TaqMan probes. A non-HIV armored RNA quantitation standard (RNA-QS) is introduced into each specimen during sample preparation to serve as internal control for nucleic acid extraction and PCR amplification and detection processes. Fluorescent reporter dye-labeled TaqMan probes hybridized to the complementary HIV-1 target sequences and RNA-QS sequence undergo hydrolysis during PCR amplification step to generate fluorescent signal detected in 2 different dye channels. Concentration of the HIV-1 RNA in a patient's plasma sample is determined by a ratio of the intensity of the fluorescent dye from the cleaved HIV-1 target sequence probes and that from the RNA-QS target probe detected throughout the PCR process.(Package insert: cobas HIV-1 - Quantitative nucleic acid test for use on the cobas 5800, 6800, and 8800 Systems; Roche Molecular Systems, Inc; Doc rev. 4.0, 11/2022) | 1 to 3 days | 60 days | This test has been cleared, approved, or is exempt by the US Food and Drug Administration and is used per manufacturer's instructions. Performance characteristics were verified by Mayo Clinic in a manner consistent with CLIA requirements. | 87536 | HIV-1 RNA Detect/Quant, P | 70241-5 | 113581 | HIV-1 RNA Detect/Quant, P | 70241-5
HIQNP | HIV-1 RNA Detection and Quantification, Prenatal, Plasma | Diagnosis of HIV-1 infection in pregnant individuals with acute or early HIV-1 infection Quantifying plasma HIV-1 RNA levels (viral load) in pregnant individuals living with HIV-1: -Before initiating anti-HIV-1 drug therapy (baseline viral load) -Who may have developed HIV-1 drug resistance while on anti-HIV-1 therapy -Who may be noncompliant with anti-HIV-1 drug therapy Monitoring HIV-1 disease progression before or during antiretroviral drug therapy in pregnant individuals | Real-Time Reverse Transcription-Polymerase Chain Reaction (RT-PCR) | Yes | HIV-1 RNA Detect/Quant Prenatal, P | Plasma EDTA | Supplies:Sarstedt Aliquot Tube, 5 mL (T914) Collection Container/Tube:Lavender top (EDTA) Submission Container/Tube:Plastic vial Specimen Volume:1.5 mL Collection Instructions: 1. Centrifuge blood collection tube and aliquot plasma into plastic vial per collection tube manufacturer's instructions (eg, centrifuge and aliquot within 2 hours of collection for BD Vacutainer tubes). 2. Freeze aliquoted plasma for shipment. | 0.8 mL | Currently, 2 types of HIV, HIV type 1 (HIV-1) and HIV type 2 (HIV-2), are known to infect humans. HIV-1 has been isolated from patients with AIDS or AIDS-related complex, and from asymptomatic infected individuals at high-risk for AIDS. Accounting for more than 99% of HIV infection in the world, HIV-1 is transmitted by sexual contact, by exposure to infected blood or blood products, from an infected pregnant woman to fetus in utero or during birth, or from an infected mother to infant via breast-feeding. HIV-2 has been isolated from infected patients in West Africa and it appears to be endemic only in that region. However, HIV-2 also has been identified in individuals who have lived in West Africa or had sexual relations with individuals from that geographic region. HIV-2 is similar to HIV-1 in its morphology, overall genomic structure, and ability to cause AIDS. Multiple clinical studies of plasma HIV-1 viral load (expressed as HIV-1 RNA copies/mL of plasma) have shown a clear relationship of HIV-1 RNA copy number to stage of HIV-1 disease and efficacy of anti-HIV-1 therapy. Quantitative HIV-1 RNA level in plasma (ie, HIV-1 viral load) is an important surrogate marker in assessing the risk of disease progression and monitoring response to anti-HIV-1 drug therapy in the routine medical care of HIV-1-infected patients. | Undetected | This assay has a plasma HIV-1 RNA quantification result range of 20 to 10,000,000 copies/mL (1.30-7.00 log copies/mL). An "Undetected" result indicates that the assay was unable to detect HIV-1 RNA in the plasma specimen tested. A result of "<20 copies/mL" indicates that HIV-1 RNA is detected, but the level present is less than the lower quantification limit of this assay. Due to the increased sensitivity of this assay, patients with previously low or undetectable HIV-1 viral load may show increased or detectable viral load with this assay. However, the clinical implications of a viral load less than 20 copies/mL remain unclear. Possible causes of such a result include very low plasma HIV-1 viral load present (eg, in the range of 1-19 copies/mL), very early HIV-1 infection (ie, <3 weeks from time of infection), or absence of HIV-1 infection (ie, false-positive). A result of ">10,000,000 copies/mL" with the result comment of "HIV-1 RNA level is >10,000,000 copies/mL (>7.00 log copies/mL). This assay cannot accurately quantify HIV-1 RNA above this level" indicates that HIV-1 RNA is detected, but the level present is above the upper quantification limit of this assay. For the purpose of monitoring patient's response to antiretroviral therapy, the United States Department of Health and Human Services Panel on Antiretroviral Guidelines for Adults and Adolescents defines virologic failure as a confirmed viral load of above 200 copies/mL, which eliminates most cases of viremia resulting from isolated blips or assay variability. Confirmed viral load rebound (ie, >200 copies/mL) on 2 separate tests obtained at least 2 to 4 weeks apart should prompt a careful evaluation of patient's tolerance of current drug therapy, drug-drug interactions, and patient adherence. | This test is not licensed by the US Food and Drug Administration as a screening test for HIV-1 infection in donors of blood, human cells, tissues, or tissue products. A single HIV-1 viral load test result should not be used as the sole criterion in guiding therapeutic decisions and intervention in the clinical care of HIV-1-infected patients. Viral load results should be correlated with patient symptoms, clinical presentation, and CD4 cell count. Due to the inherent variability in the assay, physiologic variation, and concurrent illnesses in the infected patients, less than 100-fold (<2 log) changes in plasma HIV-1 viral load should not be considered significant changes. Viral load results of less than 20 copies/mL do not necessarily indicate absence of HIV-1 viral replication. Inhibitory substances may be present in the plasma specimen, leading to negative or falsely low HIV-1 RNA results. Improper specimen collection or storage may lead to negative or falsely lower plasma viral load results. Although this commercial HIV-1 viral load assay is optimized for quantification of plasma viral load in HIV-1 infection due to HIV-1 groups M (subtypes A to H) and O strains, results generated from HIV-1 group O strains may be discordant (> or =0.5 log copies/mL) with those obtained from other commercially available HIV-1 viral load assays. The assay is not reliable for quantifying plasma viral loads in infection caused by HIV-1 group N and HIV-2 strains. ACD-plasma specimens are not optimal for HIV-1 viral load testing because such plasma specimens show HIV-1 RNA levels that are approximately 15% lower than those collected in tubes containing EDTA. Plasma specimens stored frozen in plasma preparation tubes (PPT) are not suitable for HIV-1 viral load testing due to falsely high viral load results from release of intracellular HIV-1 nucleic acids (DNA and RNA) during the freezing process. | 1. Branson BM, Owen SM, Wesolowski LG, et al: Laboratory testing for the diagnosis of HIV infection: Updated recommendations. Centers for Disease Control and Prevention; June 27, 2014. Accessed May 3, 2021. Available at http://stacks.cdc.gov/view/cdc/23447 2. Gunthard HF, Saag MS, Benson CA, et al: Antiretroviral drugs for treatment and prevention of HIV infection in adults: 2016 recommendations of the International Antiviral Society-USA Panel. JAMA. 2016 Jul 12;316(2):191-210 3. Panel on Treatment of Pregnant Women with HIV Infection and Prevention of Perinatal Transmission: Recommendations for the Use of Antiretroviral Drugs in Pregnant Women with HIV Infection and Interventions to Reduce Perinatal HIV Transmission in the United States. US Department of Health and Human Services. October 26, 2016. Updated March 17, 2022. Accessed September 12, 2022. Available at https://clinicalinfo.hiv.gov/en/guidelines/perinatal/whats-new-guidelines | The cobas HIV-1 assay is a US Food and Drug Administration-approved, in vitro nucleic acid amplification test for the quantification of HIV-1 RNA in human plasma using the cobas 6800 System or cobas 8800 System for fully automated viral nucleic acid extraction (generic silica-based capture technique) and automated amplification and detection of the viral nucleic acid sequence. This polymerase chain reaction (PCR) assay amplifies sequences within thegaggene and long terminal repeat (LTR) region of the HIV-1 genome and generates amplification products that are detected and quantified in real-time with 2 sequence-specific TaqMan probes. A non-HIV armored RNA quantitation standard (RNA-QS) is introduced into each specimen during sample preparation to serve as internal control for nucleic acid extraction and PCR amplification and detection processes. Fluorescent reporter dye-labeled TaqMan probes hybridized to the complementary HIV-1 target sequences and RNA-QS sequence undergo hydrolysis during PCR amplification step to generate fluorescent signal detected in 2 different dye channels. Concentration of the HIV-1 RNA in a patient's plasma sample is determined by a ratio of the intensity of the fluorescent dye from the cleaved HIV-1 target sequence probes and that from the RNA-QS target probe detected throughout the PCR process.(Package insert: cobas HIV-1-Quantitative nucleic acid test for use on the cobas 6800/8800 Systems; Roche Molecular Systems, Inc; Doc rev. 2.0, 12/2020) | 1 to 3 days | 60 days | This test has been modified from the manufacturer's instructions. Its performance characteristics were determined by Mayo Clinic in a manner consistent with CLIA requirements. This test has not been cleared or approved by the US Food and Drug Administration. | 87536 | HIV-1 RNA Detect/Quant Prenatal, P | 70241-5 | 65567 | HIV-1 RNA Detect/Quant Prenatal, P | 70241-5
PSHIV | HIV-1 RNA Patient Source, Plasma | Detection and diagnosis of HIV-1 infection in an acutely or early infected individual (including infants of <2 years of age) who is the source of blood or body fluid in an occupational exposure event | Real-Time Reverse Transcription-Polymerase Chain Reaction (RT-PCR) | No | HIV-1 RNA Pt Source, P | For information seeHIV Testing Algorithm (Fourth-Generation Screening Assay) for Occupational Exposure Events. | Supplies:Sarstedt Aliquot Tube, 5 mL (T914) Collection Container/Tube:Lavender top (EDTA) Submission Container/Tube:Plastic vial Specimen Volume:1.5 mL Collection Instructions: 1. Centrifuge blood collection tube and aliquot plasma into plastic vial per collection tube manufacturer's instructions (eg, centrifuge and aliquot within 2 hours of collection for BD Vacutainer tubes). 2. Freeze aliquoted plasma for shipment. | 0.8 mL | Currently, 2 types of HIV, HIV type 1 (HIV-1) and HIV type 2 (HIV-2), are known to infect humans. HIV-1 has been isolated from patients with AIDS or AIDS-related complex, and from asymptomatic infected individuals at high-risk for AIDS. Accounting for more than 99% of HIV infection in the world, HIV-1 is transmitted by sexual contact, by exposure to infected blood or blood products, from an infected pregnant woman to fetus in utero or during birth, or from an infected mother to infant via breast-feeding. HIV-2 has been isolated from infected patients in West Africa and it appears to be endemic only in that region. However, HIV-2 also has been identified in individuals who have lived in West Africa or had sexual relations with individuals from that geographic region. HIV-2 is similar to HIV-1 in its morphology, overall genomic structure, and ability to cause AIDS. Multiple clinical studies of plasma HIV-1 viral load (expressed as HIV-1 RNA copies/mL of plasma) have shown a clear relationship of HIV-1 RNA copy number to stage of HIV-1 disease and efficacy of anti-HIV-1 therapy. Quantitative HIV-1 RNA level in plasma (ie, HIV-1 viral load) is an important surrogate marker in assessing the risk of disease progression and monitoring response to anti-HIV-1 drug therapy in the routine medical care of individuals living with HIV-1. HIV serologic tests may be unreliable for infants born to HIV-infected mothers. In infants up to 2 years of age, positive serologic test results can be due to the presence of maternal HIV antibodies. Therefore, the US Department of Health and Human Services Panel on Antiretroviral Therapy and Medical Management of HIV-Infected Children recommends the use of HIV RNA or proviral DNA tests for the detection of HIV infection in infants born to HIV-infected mothers. | Undetected | This assay has a plasma HIV-1 RNA quantification result range of 20 to 10,000,000 copies/mL (1.30-7.00 log copies/mL). An "Undetected" result indicates that the assay was unable to detect HIV-1 RNA in the plasma specimen tested. A result of "less than 20 copies/mL" indicates that HIV-1 RNA is detected, but the level present is less than the lower quantification limit of this assay. Due to the increased sensitivity of this assay, patients with previously low or undetectable HIV-1 viral load may show increased or detectable viral load with this assay. However, the clinical implications of a viral load below 20 copies/mL remain unclear. Possible causes of such a result include very low plasma HIV-1 viral load present (eg, in the range of 1-19 copies/mL), very early HIV-1 infection (ie, <3 weeks from time of infection), or absence of HIV-1 infection (ie, false-positive). A result of "greater than 10,000,000 copies/mL" with the result comment of "HIV-1 RNA level is greater than 10,000,000 copies/mL (>7.00 log copies/mL). This assay cannot accurately quantify HIV-1 RNA above this level" indicates that HIV-1 RNA is detected, but the level present is above the upper quantification limit of this assay. For the purpose of monitoring patient's response to antiretroviral therapy, the US Department of Health and Human Services Panel on Antiretroviral Guidelines for Adults and Adolescents defines virologic failure as a confirmed viral load above 200 copies/mL, which eliminates most cases of viremia resulting from isolated blips or assay variability. Confirmed viral load rebound (ie, >200 copies/mL) on 2 separate tests obtained at least 2 to 4 weeks apart should prompt a careful evaluation of patient's tolerance of current drug therapy, drug-drug interactions, and patient adherence. | This test is not licensed by the US Food and Drug Administration (FDA) as a screening test for HIV-1 infection in donors of blood, human cells, tissues, or tissue products. Although this quantitative HIV-1 RNA test is not FDA-approved for diagnostic purposes, the U.S. Department of Health and Human Services Panel on Antiretroviral Therapy and Medical Management of HIV-Infected Children recommends the use of molecular-based assays to detect HIV-1 RNA or proviral DNA for the diagnosis of HIV infection in infants under 2 years of age and born to HIV-infected mothers. A single HIV-1 viral load test result should not be used as the sole criterion in guiding therapeutic decisions and intervention in the clinical care of individuals living with HIV-1. Viral load results should be correlated with patient symptoms, clinical presentation, and CD4 cell count. Due to the inherent variability in the assay, physiologic variation, and concurrent illnesses in the infected patients, less than 100-fold (<2 log) changes in plasma HIV-1 viral load should not be considered significant changes. Viral load results of less than 20 copies/mL do not necessarily indicate absence of HIV-1 viral replication. Inhibitory substances may be present in the plasma specimen, leading to negative or falsely low HIV-1 RNA results. Improper specimen collection or storage may lead to negative or falsely lower plasma viral load results. Although this commercial HIV-1 viral load assay is optimized for quantification of plasma viral load in HIV-1 infection due to HIV-1 groups M (subtypes A to H) and O strains, results generated from HIV-1 group O strains may be discordant (> or = 0.5 log copies/mL) with those obtained from other commercially available HIV-1 viral load assays. The assay is not reliable for quantifying plasma viral loads in infection caused by HIV-1 group N and HIV-2 strains. ACD plasma specimens are not optimal for HIV-1 viral load testing because such plasma specimens show HIV-1 RNA levels that are approximately 15% lower than those collected in tubes containing EDTA. Plasma specimens stored frozen in plasma preparation tubes (PPT) are not suitable for HIV-1 viral load testing due to falsely high viral load results from release of intracellular HIV-1 nucleic acids (DNA and RNA) during the freezing process. | 1. Kuhar DT, Henderson DK, Struble KA, et al. Updated U.S. Public Health Service Guidelines for the management of occupational exposures to HIV and recommendations for postexposure prophylaxis. Atlanta, GA: U.S. Department of Health and Human Services, CDC; 2013. Updated May 23, 2018. Accessed September 29, 2023. Available at http://stacks.cdc.gov/view/cdc/20711 2. Branson BM, Owen SM, Wesolowski LG, et al. Laboratory testing for the diagnosis of HIV infection: Updated recommendations. Centers for Disease Control and Prevention; June 27, 2014. Accessed September 29, 2023. Available at http://stacks.cdc.gov/view/cdc/23447 3. Gunthard HF, Saag MS, Benson CA, et al. Antiretroviral drugs for treatment and prevention of HIV infection in adults: 2016 recommendations of the International Antiviral Society-USA Panel. JAMA. 2016;316(2):191-210. Available at https://jamanetwork.com/journals/jama/fullarticle/2533073 4. Panel on Antiretroviral Guidelines for Adults and Adolescents: Guidelines for the use of antiretroviral agents in adults and adolescents with HIV. U.S. Department of Health and Human Services. Updated September 1, 2022. Accessed September 29, 2023. Available athttps://clinicalinfo.hiv.gov/sites/default/files/guidelines/documents/adult-adolescent-arv/guidelines-adult-adolescent-arv.pdf | The cobas HIV-1 assay is a US Food and Drug Administration-approved, in vitro nucleic acid amplification test for the quantification of HIV-1 RNA in human plasma using the cobas 6800 System or cobas 8800 System for fully automated viral nucleic acid extraction (generic silica-based capture technique) and automated amplification and detection of the viral nucleic acid sequence. This polymerase chain reaction (PCR) assay amplifies sequences within thegaggene and long terminal repeat (LTR) region of the HIV-1 genome and generates amplification products that are detected and quantified in real-time with 2 sequence-specific TaqMan probes. A non-HIV armored RNA quantitation standard (RNA-QS) is introduced into each specimen during sample preparation to serve as internal control for nucleic acid extraction and PCR amplification and detection processes. Fluorescent reporter dye-labeled TaqMan probes hybridized to the complementary HIV-1 target sequences and RNA-QS sequence undergo hydrolysis during PCR amplification step to generate fluorescent signal detected in 2 different dye channels. Concentration of the HIV-1 RNA in a patient's plasma sample is determined by a ratio of the intensity of the fluorescent dye from the cleaved HIV-1 target sequence probes and that from the RNA-QS target probe detected throughout the PCR process.(Package insert: cobas HIV-1-Quantitative nucleic acid test for use on the cobas 6800/8800 Systems; Roche Molecular Systems, Inc; Doc rev. 2.0, 12/2020) | 1 to 3 days | 60 days | This test has been modified from the manufacturer's instructions. Its performance characteristics were determined by Mayo Clinic in a manner consistent with CLIA requirements. This test has not been cleared or approved by the US Food and Drug Administration. | 87536 | HIV-1 RNA Pt Source, P | 70241-5 | 65819 | HIV-1 RNA Pt Source, P | 70241-5
HIQDR | HIV-1 RNA Quantification with Reflex to Genotypic Drug Resistance to Reverse Transcriptase, Protease, and Integrase Inhibitors, Plasma | Quantifying plasma HIV-1 RNA levels (viral load) in individuals (including children) with known HIV-1 infection, followed by identification of HIV-1 genotypic mutations associated with resistance to nucleotide and non-nucleoside reverse-transcriptase inhibitors protease inhibitors , and integrase strain transfer inhibitors Guiding initiation or change of combination antiretroviral therapy in individuals, including children, with HIV-1 infection | Real-Time Reverse Transcription-Polymerase Chain Reaction (RT-PCR) | Yes | HIV-1 RNA Quant Reflex to Resist, P | If HIV-1 RNA level is 1000 copies/mL or greater, thenHIV-1 genotypic drug resistancemutation testing will be performed at an additional charge. | Supplies:Sarstedt Aliquot Tube, 5 mL (T914) Collection Container/Tube:Lavender top (EDTA) Submission Container/Tube:Plastic vial Specimen Volume:3.6 mL Collection Instructions: 1. Centrifuge blood collection tube and aliquot plasma into plastic vial per collection tube manufacturer's instructions (eg, centrifuge and aliquot within 2 hours of collection for BD Vacutainer tubes). 2. Freeze aliquoted plasma for shipment. | 2 mL | HIV-1 is an RNA virus that infects human host cells and is then converted to complementary DNA by the action of viral reverse transcriptase. HIV-1 is the causative agent of AIDS, a severe, life-threatening condition, and the virus has been isolated from asymptomatic, infected individuals at high-risk for AIDS. Accounting for over 99% of HIV infections in the world, HIV-1 is transmitted by sexual contact, by exposure to infected blood or blood products, from an infected pregnant woman to fetus in utero or during birth, or from an infected mother to infant via breast feeding. Multiple clinical studies of plasma HIV-1 viral load (expressed as HIV-1 RNA copies/mL of plasma) have shown a clear relationship of HIV-1 RNA copy number to stage of HIV-1 disease and efficacy of anti-HIV-1 therapy. Quantitative HIV-1 RNA level in plasma (ie, HIV-1 viral load) is an important surrogate marker in assessing the risk of disease progression and monitoring response to anti-HIV-1 drug therapy in the routine medical care of HIV-1-infected patients. Studies have identified a number of mutations associated with antiviral resistance. Genotypic analysis allows identification of nucleotide changes associated with HIV drug resistance. When combination therapy fails, genotyping for drug resistance mutations may help direct appropriate changes in antiretroviral therapy and may result in at least a short-term benefit, as evidenced by viral load reduction. | Undetected | HIV-1 RNA Quantification: This assay has a HIV-1 RNA quantification result range of 20 to 10,000,000 copies/mL (1.30-7.00 log copies/mL) in plasma. An "Undetected" result indicates that the assay was unable to detect HIV-1 RNA within the plasma specimen. A result of "<20 copies/mL" indicates that HIV-1 RNA is detected, but the level present is less than the lower quantification limit of this assay. Due to the increased sensitivity of this assay, patients with previously low or undetectable HIV-1 viral load may show increased or detectable viral load with this assay. However, the clinical implications of a viral load below 20 copies/mL remain unclear. Possible causes of such a result include very low plasma HIV-1 viral load present (eg, in the range of 1-19 copies/mL), very early HIV-1 infection (ie, <3 weeks from time of infection), or absence of HIV-1 infection (ie, false-positive result). A result of ">10,000,000" with the result comment of "HIV-1 RNA level is >10,000,000 copies/mL (>7.00 log copies/mL). This assay cannot accurately quantify HIV-1 RNA above this level" indicates that HIV-1 RNA is detected, but the level present is above the upper quantification limit of this assay. For the purpose of monitoring patient's response to antiretroviral therapy, the US Health and Human Services Panel on Antiretroviral Guidelines for Adults and Adolescents defines virologic failure as a confirmed viral load of greater than 200 copies/mL, which eliminates most cases of viremia resulting from isolated blips or assay variability. Confirmed viral load rebound (ie, >200 copies/mL) on 2 separate tests obtained at least 2 to 4 weeks apart should prompt a careful evaluation of patient's tolerance of current drug therapy, drug-to-drug interactions, and patient adherence. If the viral load is greater than or equal to 1000 copies/mL, genotypic antiviral drug resistance mutation analysis is performed automatically at an additional charge. Genotypic Drug Resistance: Codon sequences of the reverse transcriptase, protease and integrase coding region of the HIV-1 genome are compared with those in the Stanford HIV database of known antiretroviral resistance-associated mutations determined with the assay software application. Results are provided on the interpretation of those codon changes associated with resistance to individual antiretroviral drugs. Susceptible (SUSC) indicates that the codon mutations present in patient's HIV-1 strain have not been associated with resistance to the specific drug (Stanford HIVdb total score 0 to 9). Potential Low-Level Resistance (PLR) indicates that codon mutations detected have been associated with possible reduction in susceptibility to the specific drug (Stanford HIVdb score 10 to 14). Low-Level Resistance (LR) indicates that codon mutations detected have been associated with reduction in susceptibility to the specific drug (Stanford HIVdb score 15 to 29). Intermediate Resistance (IR) indicates that codon mutations detected have been associated with reduction in susceptibility to the specific drug (Stanford HIVdb score 30 to 59). High-level Resistant (HR) indicates that codon mutations detected have been associated with maximum reduction in susceptibility to the specific drug (Stanford HIVdb > or =60). Unable to genotype indicates that the sequence data obtained are of poor quality to determine the presence or absence of resistance-associated codon mutations in the patient's HIV-1 strain. Probable causes of such poor sequence data include polymorphism in the region of the sequencing primers interfering with primer binding and subsequent sequencing reaction, or low viral load (ie, <1000 copies/mL). Inconclusive indicates inability of the assay to reliably determine antiviral resistance because of the presence of polymerase chain reaction inhibitors or ambiguous or incomplete viral target sequences generated from the assay. | The HIV-1 RNA detection and quantification assay is not approved by the US Food and Drug Administration (FDA) as a screening test for HIV-1 infection in donors of blood, human cells, tissues, or tissue products. Although this quantitative HIV-1 RNA test is not FDA approved for diagnostic purposes, the US Department of Health and Human Services Panel on Antiretroviral Therapy and Medical Management of HIV-Infected Children recommends the use of molecular-based assays to detect HIV-1 RNA or proviral DNA for the diagnosis of HIV infection in infants younger than 18 months of age and born to HIV-infected mothers. A single HIV-1 viral load test result should not be used as the sole criterion in guiding therapeutic decisions and intervention in the clinical care of HIV-1-infected patients. Viral load results should be correlated with patient symptoms, clinical presentation, and CD4 cell count. Due to the inherent variability in the assay, physiologic variation and concurrent illnesses in the infected patients, changes of less than 100-fold (<2 log) in plasma HIV-1 viral load should not be considered significant changes. Viral load results below 20 copies/mL do not necessarily indicate absence of HIV-1 viral replication. Inhibitory substances may be present in the plasma specimen, leading to negative or falsely low HIV-1 RNA results. Improper specimen collection or storage may lead to negative or falsely lower plasma viral load results. Although this commercial HIV-1 viral load assay is optimized for quantification of plasma viral load in HIV-1 infection due to HIV-1 groups M (subtypes A to H) and O strains, results generated from HIV-1 group O strains may be discordant (> or =0.5 log copies/mL) with those obtained from other commercially available HIV-1 viral load assays. The assay is not reliable for quantifying plasma viral loads in infection caused by HIV-1 group N and HIV-2 strains. ACD plasma specimens are not optimal for HIV-1 viral load testing because such plasma specimens show HIV-1 RNA levels approximately 15% lower than those collected in tubes containing EDTA. Plasma specimens stored frozen in plasma preparation tubes (PPT) are not suitable for HIV-1 viral load testing due to falsely high viral load results from release of intracellular HIV-1 nucleic acids (DNA and RNA) during the freezing process. | 1. Branson BM, Owen SM, Wesolowski LG, et al: Laboratory testing for the diagnosis of HIV infection: Updated recommendations. Centers for Disease Control and Prevention; June 27, 2014. Accessed May 3, 2021. Available at http://stacks.cdc.gov/view/cdc/23447 2. Panel on Antiretroviral Guidelines for Adults and Adolescents: Guidelines for the use of antiretroviral agents in adults and adolescents with HIV. US Department of Health and Human Services. Updated September 1, 2022. Accessed September 8, 2022. Available athttps://clinicalinfo.hiv.gov/sites/default/files/guidelines/documents/adult-adolescent-arv/guidelines-adult-adolescent-arv.pdf 3. Gunthard HF, Calvez V, Paredes R, at al: Human immunodeficiency virus drug resistance: 2018 recommendations of the International Antiviral Society–USA Panel. Clin Infect Dis. 2019 Jan 7; 68(2):177-187.doi: 10.1093/cid/ciy463 | HIV-1 RNA quantification: The cobas HIV-1 assay is a US Food and Drug Administration (FDA)-approved, in vitro nucleic acid amplification test for the quantification of HIV-1 RNA in human plasma using the cobas 6800 System or cobas 8800 System for fully automated viral nucleic acid extraction (generic silica-based capture technique) and automated amplification and detection of the viral nucleic acid sequence. Thispolymerase chain reaction(PCR) assay amplifies sequences within the gag gene and long terminal repeat (LTR) region of the HIV-1 genome and generates amplification products that are detected and quantified in real-time with 2 sequence-specific TaqMan probes. A non-HIV armored RNA quantitation standard (RNA-QS) is introduced into each specimen during sample preparation to serve as internal control for nucleic acid extraction and PCR amplification/detection processes. Fluorescent reporter dye-labeled TaqMan probes hybridized to the complementary HIV-1 target sequences and RNA-QS sequence undergo hydrolysis during PCR amplification step to generate fluorescent signal detected in 2 different dye channels. Concentration of the HIV-1 RNA in a patient's plasma sample is determined by a ratio of the intensity of the fluorescent dye from the cleaved HIV-1 target sequence probes and that from the RNA-QS target probe detected throughout the PCR process.(Package insert: HIV-1-Quantitative nucleic acid test for use on the cobas 6800/8800 Systems. Roche Molecular Systems Inc; Doc rev. 2.0, 12/2020) HIV-1 genotypic drug resistance: This test utilizes the FDA-approved, commercially available Sentosa SQ HIV-1 Genotyping Assay, a next-generation sequencing assay based on a "sequencing by synthesis" method. The assay is designed to generate 2 amplicons (approximately 1500 base pairs [bp] and approximately 1000 bp in length) spanning the PR / RT- and INT-coding regions, respectively, of the HIV-1 genome for sequencing. Codon positions 1 to 99, 1 to 387, and 1 to 288 in the PR-, RT-, and INT-coding regions, respectively, are subsequently analyzed by the assay software for clinically relevant codon substitutions. Clinical plasma specimens are subjected to automated HIV-1 RNA extraction and purification, followed by reverse-transcription (RT)-PCR of HIV-1 target sequences, with both a system control and a positive control included in each assay run for quality control purposes. Automated DNA library preparation is performed using the amplified products, including enzymatic shearing, adapter ligation, purification, and normalization, prior to DNA template preparation and sequencing. Sequencing reactions are conducted with the Sentosa SQ301 sequencer, and the assembled sequence data are analyzed using proprietary analysis and interpretive software applications. HIV-1 antiviral drug-resistance interpretations are based on algorithms implemented in the most current version of the Stanford University HIV Drug Resistance Database (HIVdb; Stanford University) using a 5% variant detection cutoff threshold set by the assay manufacturer.(Instruction manual: Sentosa SQ HIV-1 Genotyping Assay User Manual. Vela Diagnostics; version 1.0, 10/2019). | 1 to 10 days | 60 days | This test has been modified from the manufacturer's instructions. Its performance characteristics were determined by Mayo Clinic in a manner consistent with CLIA requirements. This test has not been cleared or approved by the US Food and Drug Administration. | 875360219U(if appropriate) | HIV-1 RNA Quant Reflex to Resist, P | 70241-5 | 616917 | HIV-1 RNA Detect/Quant, P | 70241-5
HPP12 | HIV-1/HIV-2 RNA Detection Prenatal, Plasma | Diagnosis of HIV-1 and/or HIV-2 infection in pregnant individuals with indeterminate or inconclusive HIV serologic test results Diagnosis of HIV-1 and/or HIV-2 infection in pregnant individuals in the acute or early phase of HIV-1 and/or HIV-2 infection | Real-Time Reverse Transcription-Polymerase Chain Reaction (RT-PCR) | Yes | HIV-1/HIV-2 RNA Detect Prenatal, P | For more information seeHIV Prenatal Testing Algorithm, Including Follow-up of Reactive Rapid Serologic Test Results | Supplies:SarstedtAliquot Tube, 5 mL (T914) Collection Container/Tube:Lavender top (EDTA) Submission Container/Tube:Plastic vial Specimen Volume:1.5 mL Collection Instructions: 1. Within 2 hours of collection, centrifuge and aliquot serum into a plastic vial. 2. Freeze aliquoted plasma for shipment. | 0.8 mL | Currently, 2 types of HIV, HIV type 1 (HIV-1) and HIV type 2 (HIV-2), are known to infect humans. HIV-1 has been isolated from patients with AIDS or AIDS-related complex, and from asymptomatic infected individuals at high-risk for AIDS. Accounting for more than 99% of HIV infection in the world, HIV-1 is transmitted by sexual contact, by exposure to infected blood or blood products, from an infected pregnant woman to fetus in utero or during birth, or from an infected mother to infant via breast-feeding. HIV-2 has been isolated from infected patients in West Africa, and it appears to be endemic only in that region. However, HIV-2 also has been identified in individuals who have lived in West Africa or had sexual relations with individuals from that geographic region. HIV-2 is similar to HIV-1 in overall genomic structure and ability to cause AIDS, but viral load tends to lower in HIV-2 than HIV-1 infection. | Undetected | A "Detected" result indicates that the presence of RNA of the specific virus in the plasma specimen tested, consistent with the presence of this viral infection. For example, a "Detected" result for HIV-1 RNA by this assay is indicative of HIV-1 infection in the tested individual. A follow-up plasma specimen should be collected from this individual to both verify the diagnosis and quantify the HIV RNA prior to initiation of antiviral therapy. An "Undetected" result indicates that the assay was unable to detect RNA of the specific virus in the plasma specimen tested. An "Inconclusive" result indicates that the presence or absence of viral RNA could not be determined with certainty after repeat testing in the laboratory, possibly due to presence of inhibitory substances in the plasma specimen tested. Collection of a new plasma for testing is recommended. | This test is not licensed by the US Food and Drug Administration as a screening test for HIV-1 infection in donors of blood, human cells, tissues, or tissue products. A single "Undetected" result may not rule out the presence of HIV infection, if the plasma specimen is collected and tested too early after exposure (ie, less than 10 days from exposure) or if patient is infected with a rare HIV variant. Improper storage or processing (ie, incorrect temperature) of the plasma specimen for transport to the testing laboratory may lead to falsely negative viral RNA result. | 1. Centers for Disease Control and Prevention. 2018 Quick reference guide: Recommended laboratory HIV testing algorithm for serum or plasma specimens. CDC; January 2018. Accessed July 22, 2024. Available at https://stacks.cdc.gov/view/cdc/50872 2. Branson BM, Owen SM, Wesolowski LG, et al. Laboratory testing for the diagnosis of HIV infection: Updated recommendations. Centers for Disease Control and Prevention; June 27, 2014. Accessed July 22, 2024. Available at https://stacks.cdc.gov/view/cdc/23447 3. Duncan D, Duncan J, Kramer B, et al. An HIV diagnostic testing algorithm using the cobas HIV-1/HIV-2 Qualitative Assay for HIV type differentiation and confirmation. J Clin Microbiol. 2021;59(7):e03030-20. doi:10.1128/JCM.03030-20 4. U.S. Department of Health and Human Services, Panel on Treatment of HIV During Pregnancy and Prevention of Perinatal Transmission. Recommendations for the use of antiretroviral drugs during pregnancy and interventions to reduce perinatal HIV transmission in the United States. HHS; January 31, 2023. Accessed July 22, 2024. Available at https://clinicalinfo.hiv.gov/en/guidelines/perinatal/whats-new | This test is a US Food and Drug Administration approved, real-time polymerase chain reaction (PCR) assay performed on the cobas 5800/6800/8800 Systems for fully automated sample preparation (including extraction and purification of viral nucleic acid), amplification, detection, and differentiation of HIV-1 and HIV-2 RNA. It utilizes a multi-target approach to amplify 2 highly conservedgagand long terminal repeat (LTR) regions of the HIV-1 genome and the LTR region of the HIV-2 genome for detection by target sequence-specific TaqMan probes. A non-HIV, RNA internal control is introduced into each specimen during sample preparation to assess substantial failures during the sample preparation and PCR amplification processes, while HIV-1 and HIV-2 positive controls and a negative control are used as assay run controls. The assay generates individual results for the presence or absence of HIV-1 RNA and HIV-2 RNA.(Package insert: cobas HIV-1/HIV-2 Qualitative-nucleic acid test for use on the cobas 5800/6800/8800 Systems. Roche Molecular Systems, Inc; Doc rev. 5.0, 05/2023) | 1 to 3 days | 30 days | This test has been cleared, approved, or is exempt by the US Food and Drug Administration and is used per manufacturer's instructions. Performance characteristics were verified by Mayo Clinic in a manner consistent with CLIA requirements. | 8753587538 | HIV-1/HIV-2 RNA Detect Prenatal, P | 96557-4 | 616345 | HIV-2 RNA | 69353-1
HPS12 | HIV-1/HIV-2 RNA Detection Prenatal, Serum | Diagnosis of HIV-1 and/or HIV-2 infection in pregnant individuals with indeterminate or inconclusive HIV serologic test results Diagnosis of HIV-1 and/or HIV-2 infection in pregnant individuals in the acute or early phase of HIV-1 and/or HIV-2 infection | Real-Time Reverse Transcription-Polymerase Chain Reaction (RT-PCR) | Yes | HIV-1/HIV-2 RNA Detect Prenatal, S | For more information, seeHIV Prenatal Testing Algorithm, Including Follow-up of Reactive Rapid Serologic Test Results. | Supplies:Sarstedt Aliquot Tube, 5 mL (T914) Collection Container/Tube:Serum gel Submission Container/Tube:Plastic vial Specimen Volume:1.5 mL Collection Instructions: 1. Within 2 hours of collection, centrifuge and aliquot serum into plastic vial.. 2. Freeze aliquoted serum for shipment. | 0.8 mL | Currently, 2 types of HIV, HIV type 1 (HIV-1) and HIV type 2 (HIV-2), are known to infect humans. HIV-1 has been isolated from patients with AIDS or AIDS-related complex, and from asymptomatic infected individuals at high-risk for AIDS. Accounting for more than 99% of HIV infection in the world, HIV-1 is transmitted by sexual contact, by exposure to infected blood or blood products, from an infected pregnant woman to fetus in utero or during birth, or from an infected mother to infant via breast-feeding. HIV-2 has been isolated from infected patients in West Africa, and it appears to be endemic only in that region. However, HIV-2 also has been identified in individuals who have lived in West Africa or had sexual relations with individuals from that geographic region. HIV-2 is similar to HIV-1 in overall genomic structure and ability to cause AIDS, but viral load tends to lower in HIV-2 than HIV-1 infection. | Undetected | A "Detected" result indicates that the presence of RNA of the specific virus in the plasma specimen tested, consistent with the presence of this viral infection. For example, a "Detected" result for HIV-1 RNA by this assay is indicative of HIV-1 infection in the tested individual. A follow-up plasma specimen should be collected from this individual to both verify the diagnosis and quantify the HIV RNA prior to initiation of antiviral therapy. An "Undetected" result indicates that the assay was unable to detect RNA of the specific virus in the plasma specimen tested. An "Inconclusive" result indicates that the presence or absence of viral RNA could not be determined with certainty after repeat testing in the laboratory, possibly due to presence of inhibitory substances in the plasma specimen tested. Collection of a new plasma for testing is recommended. | This test is not licensed by the US Food and Drug Administration as a screening test for HIV-1 infection in donors of blood, human cells, tissues, or tissue products. A single "Undetected" result may not rule out the presence of HIV infection, if the plasma specimen is collected and tested too early after exposure (ie, less than 10 days from exposure) or if patient is infected with a rare HIV variant. Improper storage or processing (ie, incorrect temperature) of the plasma specimen for transport to the testing laboratory may lead to falsely negative viral RNA result. | 1. Centers for Disease Control and Prevention. 2018 Quick reference guide: Recommended laboratory HIV testing algorithm for serum or plasma specimens. CDC; January 2018. Accessed July 22, 2024. Available at https://stacks.cdc.gov/view/cdc/50872 2. Branson BM, Owen SM, Wesolowski LG, et al. Laboratory testing for the diagnosis of HIV infection: Updated recommendations. Centers for Disease Control and Prevention; June 27, 2014. Accessed July 22, 2024. Available at https://stacks.cdc.gov/view/cdc/23447 3. Duncan D, Duncan J, Kramer B, et al. An HIV diagnostic testing algorithm using the cobas HIV-1/HIV-2 Qualitative Assay for HIV type differentiation and confirmation. J Clin Microbiol. 2021;59(7):e03030-20. doi:10.1128/JCM.03030-20 4.U.S. Department of Health and Human Services, Panel on Treatment of HIV During Pregnancy and Prevention of Perinatal Transmission: Recommendations for the use of antiretroviral drugs during pregnancy and interventions to reduce perinatal HIV transmission in the United States. HHS; January 31, 2024. AccessedJuly 22, 2024. Available at https://clinicalinfo.hiv.gov/en/guidelines/perinatal/whats-new | This test is a US Food and Drug Administration approved, real-timepolymerase chain reaction(PCR) assay performed on the cobas 5800/6800/8800 Systems for fully automated sample preparation (including extraction and purification of viral nucleic acid), amplification, detection, and differentiation of HIV-1 and HIV-2 RNA. It utilizes a multi-target approach to amplify 2 highly conservedgagand long terminal repeat (LTR) regions of the HIV-1 genome and the LTR region of the HIV-2 genome for detection by target sequence-specific TaqMan probes. A non-HIV, RNA internal control is introduced into each specimen during sample preparation to assess substantial failures during the sample preparation and PCR amplification processes, while HIV-1 and HIV-2 positive controls and a negative control are used as assay run controls. The assay generates individual results for the presence or absence of HIV-1 RNA and HIV-2 RNA.(Package insert:HIV-1/HIV-2 Qualitative - nucleic acid test for use on the cobas 5800/6800/8800 Systems, Roche Molecular Systems, Inc; Doc rev. 5.0, 05/2023) | 1 to 3 days | 30 days | This test has been cleared, approved, or is exempt by the US Food and Drug Administration and is used per manufacturer's instructions. Performance characteristics were verified by Mayo Clinic in a manner consistent with CLIA requirements. | 8753587538 | HIV-1/HIV-2 RNA Detect Prenatal, S | 96557-4 | 616347 | HIV-2 RNA | 69353-1
HIP12 | HIV-1/HIV-2 RNA Detection, Plasma | Diagnosis of HIV-1 and/or HIV-2 infection in individuals with indeterminate or inconclusive HIV serologic test results Diagnosis of HIV-1 and/or HIV-2 infection in individuals with acute or early HIV-1 and/or HIV-2 infection Diagnosis of HIV-1 and/or HIV-2 infection in infants under 18 months of age who are born to HIV-infected mothers | Real-Time Reverse Transcription-Polymerase Chain Reaction (RT-PCR) | Yes | HIV-1/HIV-2 RNA Detect, P | The following algorithms are available: | Supplies:SarstedtAliquot Tube, 5 mL (T914) Collection Container/Tube:Lavender top (EDTA) Submission Container/Tube:Plastic vial Specimen Volume:1.5 mL Collection Instructions: 1. Centrifuge blood collection tube and aliquot plasma into plastic vial per collection tube manufacturer's instructions (eg, centrifuge and aliquot within 2 hours of collection for BD Vacutainer tubes). 2. Freeze aliquoted plasma for shipment. | 0.8 mL | Currently, 2 types of HIV, HIV type 1 (HIV-1) and HIV type 2 (HIV-2), are known to infect humans. HIV-1 has been isolated from patients with AIDS or AIDS-related complex, and from asymptomatic infected individuals at high-risk for AIDS. Accounting for more than 99% of HIV infection in the world, HIV-1 is transmitted by sexual contact, by exposure to infected blood or blood products, from an infected pregnant woman to fetus in utero or during birth, or from an infected mother to infant via breast-feeding. HIV-2 has been isolated from infected patients in West Africa, and it appears to be endemic only in that region. However, HIV-2 also has been identified in individuals who have lived in West Africa or had sexual relations with individuals from that geographic region. HIV-2 is similar to HIV-1 in overall genomic structure and ability to cause AIDS, but viral load tends to lower in HIV-2 than HIV-1 infection. | Undetected | A "Detected" result indicates that the presence of RNA of the specific virus in the plasma specimen tested, consistent with the presence of this viral infection. For example, a "Detected" result for HIV-1 RNA by this assay is indicative of HIV-1 infection in the tested individual. A follow-up plasma specimen should be collected from this individual to both verify the diagnosis and quantify the HIV RNA prior to initiation of antiviral therapy. An "Undetected" result indicates that the assay was unable to detect RNA of the specific virus in the plasma specimen tested. An "Inconclusive" result indicates that the presence or absence of viral RNA could not be determined with certainty after repeat testing in the laboratory, possibly due to presence of inhibitory substances in the plasma specimen tested. Collection of a new plasma for testing is recommended. | This test is not licensed by the US Food and Drug Administration as a screening test for HIV-1 infection in donors of blood, human cells, tissues, or tissue products. A single "Undetected" result may not rule out the presence of HIV infection, if the plasma specimen is collected and tested too early after exposure (ie, less than 10 days from exposure) or if patient is infected with a rare HIV variant. Improper storage or processing (ie, incorrect temperature) of the plasma specimen for transport to the testing laboratory may lead to falsely negative viral RNA result. | 1. Centers for Disease Control and Prevention and Association of Public Health Laboratories. 2018 Quick Reference Guide: Recommended laboratory HIV testing algorithm for serum or plasma specimens. CDC; January 2018. Accessed July 22, 2024. Available at https://stacks.cdc.gov/view/cdc/50872 2. Branson BM, Owen SM, Wesolowski LG, et al. Laboratory testing for the diagnosis of HIV infection: Updated recommendations. Centers for Disease Control and Prevention; June 27, 2014. Accessed July 22, 2024. Available at https://stacks.cdc.gov/view/cdc/23447 3. Duncan D, Duncan J, Kramer B, et al. An HIV diagnostic testing algorithm using the cobas HIV-1/HIV-2 Qualitative Assay for HIV type differentiation and confirmation. J Clin Microbiol. 2021;59(7):e0303020. doi:10.1128/JCM.03030-20 4. US Department of Health and Human Services Panel on Antiretroviral Guidelines for Adults and Adolescents. Guidelines for the use of antiretroviral agents in adults and adolescents with HIV. HHS; March 23, 2023. Accessed July 22, 2024. Available at https://clinicalinfo.hiv.gov/sites/default/files/guidelines/documents/adult-adolescent-arv/guidelines-adult-adolescent-arv.pdf 5. US Department of Health and Human Services Panel on Antiretroviral Therapy and Medical Management of Children Living with HIV: Guidelines for the use of antiretroviral agents in pediatric HIV infection. HSS; April 11, 2023. Accessed July 22, 2024. Available at https://clinicalinfo.hiv.gov/sites/default/files/guidelines/documents/pediatric-arv/guidelines-pediatric-arv.pdf | This test is aUS Food and Drug Administrationapproved, real-time polymerase chain reaction (PCR) assay performed on the cobas 5800/6800/8800 Systems for fully automated sample preparation (including extraction and purification of viral nucleic acid), amplification, detection, and differentiation of HIV-1 and HIV-2 RNA. It utilizes a multi-target approach to amplify 2 highly conservedgagand long terminal repeat (LTR) regions of the HIV-1 genome and the LTR region of the HIV-2 genome for detection by target sequence-specific TaqMan probes. A non-HIV, RNA internal control is introduced into each specimen during sample preparation to assess substantial failures during the sample preparation and PCR amplification processes, while HIV-1 and HIV-2 positive controls and a negative control are used as assay run controls. The assay generates individual results for the presence or absence of HIV-1 RNA and HIV-2 RNA.(Package insert: cobas HIV-1/HIV-2 Qualitative - nucleic acid test for use on the cobas 5800/6800/8800 Systems. Roche Molecular Systems, Inc; Doc rev. 5.0, 05/2023) | 1 to 3 days | 30 days | This test has been cleared, approved, or is exempt by the US Food and Drug Administration and is used per manufacturer's instructions. Performance characteristics were verified by Mayo Clinic in a manner consistent with CLIA requirements. | 8753587538 | HIV-1/HIV-2 RNA Detect, P | 96557-4 | 616341 | HIV-2 RNA | 69353-1
HIS12 | HIV-1/HIV-2 RNA Detection, Serum | Diagnosis of HIV-1 and/or HIV-2 infection in individuals with indeterminate or inconclusive HIV serologic test results Diagnosis of HIV-1 and/or HIV-2 infection in individuals with acute or early HIV-1 and/or HIV-2 infection Diagnosis of HIV-1 and/or HIV-2 infection in infants under 18 months who are born to HIV-infected mothers | Real-Time Reverse Transcription-Polymerase Chain Reaction (RT-PCR) | Yes | HIV-1/HIV-2 RNA Detect, S | The following algorithms are available: | Supplies:SarstedtAliquot Tube, 5 mL (T914) Collection Container/Tube:Serum gel Submission Container/Tube:Plastic vial Specimen Volume:1.5 mL Collection Instructions: 1. Within 2 hours of collection, centrifuge and aliquot serum into a plastic vial 2. Freeze aliquoted serum for shipment. | 0.8 mL | Currently, 2 types of HIV, HIV type 1 (HIV-1) and HIV type 2 (HIV-2), are known to infect humans. HIV-1 has been isolated from patients with AIDS or AIDS-related complex, and from asymptomatic infected individuals at high-risk for AIDS. Accounting for more than 99% of HIV infection in the world, HIV-1 is transmitted by sexual contact, by exposure to infected blood or blood products, from an infected pregnant woman to fetus in utero or during birth, or from an infected mother to infant via breast-feeding. HIV-2 has been isolated from infected patients in West Africa, and it appears to be endemic only in that region. However, HIV-2 also has been identified in individuals who have lived in West Africa or had sexual relations with individuals from that geographic region. HIV-2 is similar to HIV-1 in overall genomic structure and ability to cause AIDS, but viral load tends to lower in HIV-2 than HIV-1 infection. | Undetected | A "Detected" result indicates that the presence of RNA of the specific virus in the specimen tested, consistent with the presence of this viral infection. For example, a "Detected" result for HIV-1 RNA by this assay is indicative of HIV-1 infection in the tested individual. A follow-up specimen should be collected from this individual to both verify the diagnosis and quantify the HIV RNA prior to initiation of antiviral therapy. An "Undetected" result indicates that the assay was unable to detect RNA of the specific virus in the specimen tested. An "Inconclusive" result indicates that the presence or absence of viral RNA could not be determined with certainty after repeat testing in the laboratory, possibly due to presence of inhibitory substances in the specimen tested. Collection of a new specimen for testing is recommended. | This test is not licensed by the US Food and Drug Administration as a screening test for HIV-1 infection in donors of blood, human cells, tissues, or tissue products. A single "Undetected" result may not rule out the presence of HIV infection, if the specimen is collected and tested too early after exposure (ie, less than 10 days from exposure) or if patient is infected with a rare HIV variant. Improper storage or processing (ie, incorrect temperature) of the specimen for transport to the testing laboratory may lead to falsely negative viral RNA result. | 1. Centers for Disease Control and Prevention: 2018 Quick reference guide: Recommended laboratory HIV testing algorithm for serum or plasma specimens. CDC; January 2018. Accessed July 22, 2024. Available at https://stacks.cdc.gov/view/cdc/50872 2. Branson BM, Owen SM, Wesolowski LG, et al: Laboratory testing for the diagnosis of HIV infection: Updated recommendations. Centers for Disease Control and Prevention; June 27, 2014. Accessed July 22, 2024. Available at https://stacks.cdc.gov/view/cdc/23447 3. Duncan D, Duncan J, Kramer B, et al. An HIV diagnostic testing algorithm using the cobas HIV-1/HIV-2 qualitative assay for HIV type differentiation and confirmation. J Clin Microbiol. 2021;59(7):e03030-20. doi:10.1128/JCM.03030-20 4. US Department of Health and Human Services, Panel on Antiretroviral Guidelines for Adults and Adolescents: Guidelines for the use of antiretroviral agents in adults and adolescents with HIV. HHS. Updated February 27, 2024. Accessed July 22, 2024. Available at https://clinicalinfo.hiv.gov/sites/default/files/guidelines/documents/adult-adolescent-arv/guidelines-adult-adolescent-arv.pdf 5. US Department of Health and Human Services, Panel on Antiretroviral Therapy and Medical Management of Children Living with HIV: Guidelines for the use of antiretroviral agents in pediatric HIV infection. HSS. Updated June 27, 2024. Accessed July 22, 2024. Available at https://clinicalinfo.hiv.gov/sites/default/files/guidelines/documents/pediatric-arv/guidelines-pediatric-arv.pdf | This test is a US Food and Drug Administration -approved, real-time polymerase chain reaction (PCR) assay performed on the cobas 5800/6800/8800 Systems for fully automated sample preparation (including extraction and purification of viral nucleic acid), amplification, detection, and differentiation of HIV-1 and HIV-2 RNA. It utilizes a multi-target approach to amplify 2 highly conservedgagand long terminal repeat (LTR) regions of the HIV-1 genome and the LTR region of the HIV-2 genome for detection by target sequence-specific TaqMan probes. A non-HIV, RNA internal control is introduced into each specimen during sample preparation to assess substantial failures during the sample preparation and PCR amplification processes, while HIV-1 and HIV-2 positive controls and a negative control are used as assay run controls. The assay generates individual results for the presence or absence of HIV-1 RNA and HIV-2 RNA.(Package insert: HIV-1/HIV-2 Qualitative-nucleic acid test for use on the cobas 5800/6800/8800 Systems. Roche Molecular Systems, Inc; Doc rev. 5.0, 05/2023) | 1 to 3 days | 30 days | This test has been cleared, approved, or is exempt by the US Food and Drug Administration and is used per manufacturer's instructions. Performance characteristics were verified by Mayo Clinic in a manner consistent with CLIA requirements. | 8753587538 | HIV-1/HIV-2 RNA Detect, S | 96557-4 | 616343 | HIV-2 RNA | 69353-1
FHV2Q | HIV-2 DNA/RNA Qualitative Real-Time PCR |  | Real - Time Polymerase Chain Reaction (RT-PCR) | Yes | HIV-2 DNA/RNA Qualitative RT-PCR | Whole blood | Specimen Type: Whole Blood Container/Tube: EDTA Tube Specimen Volume: 1mL Collection Instructions:Collect 1 mL (lavender-top) EDTA whole blood. Ship refrigerate. | 0.5 mL |  | ReferenceRange: Not Detected |  |  |  |  | 3 to 6 days |  | This test was developed and its analytical performance characteristics have been determined by Quest Diagnostics. It has not been cleared or approved by FDA. This assay has been validated pursuant to the CLIA regulations and is used for clinical purposes. | 87538 | HIV-2 DNA/RNA Qualitative RT-PCR | Unable to Verify | Z0711 | HIV-2 DNA/RNA | 25841-8
FHLAA | HLA A High Resolution |  | Polymerase Chain Reaction (PCR) and Direct DNA Sequencing | Yes | HLA A High Resolution | Whole Blood EDTA | Histocompatibility Lab Transplant Testing Requisition is required. Draw blood in a lavender-top (EDTA) tube(s). Send 14 mL of EDTA whole blood at ambient temperature. | 5 mL |  | Testing is complete. Final report has been sent to the referring laboratory. |  |  |  |  | 7 to 11 days |  | This test was developed and its performance characteristics determined by Versiti Wisconsin, Inc. It has not been cleared or approved by the US Food and Drug Administration. This test is used for clinical purposes. It should not be regarded as investigational or for research. This laboratory is certified under the Clinical Laboratory Improvement Amendments (CLIA) as qualified to perform high complexity clinical laboratory testing. | 81380 | HLA A High Resolution | 57290-9 | Z0118 | Comments: | 48767-8
FHLAB | HLA B High Resolution |  | PCR and Direct DNA Sequencing | Yes | HLA B High Resolution | Whole Blood EDTA | Histocompatibility Lab Transplant Testing Requisition is required. Draw blood in a lavender-top (EDTA) tube(s). Send 14 mL of EDTA whole blood at ambient temperature. | 5 mL |  | Testing is complete. Final report has been sent to the referring laboratory. |  |  |  |  | 7 to 11 days |  | This test was developed and its performance characteristics determined by Versiti Wisconsin, Inc. It has not been cleared or approved by the US Food and Drug Administration. This test is used for clinical purposes. It should not be regarded as investigational or for research. This laboratory is certified under the Clinical Laboratory Improvement Amendments (CLIA) as qualified to perform high complexity clinical laboratory testing. | 81380 | HLA B High Resolution | 45028-8 | Z0119 | Comments: | 48767-8
FHLAC | HLA C High Resolution |  | Polymerase Chain Reaction (PCR) and Direct DNA Sequencing | Yes | HLA C High Resolution | Whole Blood EDTA | Histocompatibility Lab Transplant Testing Requisition is required. Draw blood in a lavender-top (EDTA) tube(s). Send 14 mL of EDTA whole blood at ambient temperature. | 5 mL |  | Testing is complete. Final report has been sent to the referring laboratory. |  |  |  |  | 7 to 11 days |  | This test was developed and its performance characteristics determined by Versiti Wisconsin, Inc. It has not been cleared or approved by the US Food and Drug Administration. This test is used for clinical purposes. It should not be regarded as investigational or for research. This laboratory is certified under the Clinical Laboratory Improvement Amendments (CLIA) as qualified to perform high complexity clinical laboratory testing. | 81380 | HLA C High Resolution | 45031-2 | Z0120 | Comments: | 48767-8
HL57R | HLA-B*57:01 Genotype, Pharmacogenomics, Varies | Identifying individuals with an increased risk of hypersensitivity reactions to abacavir,based on the presence of the human leukocyte antigenHLA-B*57:01allele Identifying individuals taking pazopanib who have an increased risk of elevated alanine aminotransferaselevels based of the presence of the human leukocyte antigenHLA-B*57:01allele | Qualitative Allele-Specific Real-Time Polymerase Chain Reaction (PCR) | Yes | HLA-B 5701 Genotype, V | SeeAbacavir Hypersensitivity Testing and Initial Patient Management Algorithm | Multiple genotype tests can be performed on a single specimen after a single extraction. SeeMultiple Genotype Test Listfor a list of tests that can be ordered together. Submit only 1 of the following specimens: Specimen Type:Whole blood Container/Tube:Lavender top (EDTA) Specimen Volume:3 mL Collection Instructions: 1. Invert several times to mix blood. 2. Send whole blood specimen in original tube.Do not aliquot. Specimen Stability Information:Ambient (preferred) 9 days/Refrigerated 30 days Specimen Type:Saliva Supplies:Saliva Swab Collection Kit (T786) Patient Preparation:Patient should not eat, drink, smoke, or chew gum 30 minutes prior to collection. Specimen Volume:1 Swab Collection Instructions:Collect and send specimen per kit instructions. Specimen Stability Information:Ambient 30 days Specimen Type:ExtractedDNA Container/Tube:2 mL screw top tube SpecimenVolume:100 mcL (microliters) Collection Instructions: 1. The preferred volume is 100 mcL at a concentration of 50 ng/mcL. 2. Include concentration and volume on tube. Specimen Stability Information:Frozen (preferred) 1 year/Ambient/Refrigerated | Blood: 0.4 mL Saliva: 1 swab | The human leukocyte antigen (HLA) genes help the immune system recognize and respond to foreign substances (such as viruses and bacteria). TheHLA-Bgene encodes a class I HLA molecule in the major histocompatibility complex (MHC), which acts by presenting peptides to immune cells. There are more than 1500 different HLA-B alleles identified, one of which is theHLA-B*57:01allele. Frequency of theHLA-B*57:01allele varies with ethnicity, with a frequency of 6% to 7% in European populations and up to 20% in Southwest Asian populations. TheHLA-B*57:01allele has been associated with hypersensitivity to abacavir, a highly effective nucleoside analog reverse-transcriptase inhibitor used to treat HIV infection and AIDS. Per the Clinical Pharmacogenomics Implementation Consortium (CPIC) dosing guidelines for abacavir and HLA-B, individuals who are positive for theHLA-B*57:01allele are at an increased risk for abacavir hypersensitivity, and it is not recommended for use in treating these individuals. Hypersensitivity reactions, which generally occur during the first 6 weeks of treatment, are often nonspecific and include skin rashes, gastrointestinal symptoms (eg, nausea, vomiting, diarrhea, and abdominal pain), and respiratory symptoms. Fatalities have been reported with abacavir hypersensitivity. Prospective testing for theHLA-B*57:01genotype and excludingHLA-B*57:01-positive individuals from treatment with abacavir decreases the incidence of abacavir hypersensitivity. Pazopanib is a kinase inhibitor indicated for the treatment of patients with advanced renal cell carcinoma and advanced soft tissue sarcoma who have received prior chemotherapy. In clinical trials with pazopanib, hepatotoxicity was observed, manifested as increases in serum transaminases such as alanine aminotransferase (ALT), aspartate aminotransferase , and bilirubin. This hepatotoxicity can be severe and fatal. Patients older than 65 years are at greater risk for hepatotoxicity. Transaminase elevations occur early in the course of treatment (92.5% of all transaminase elevations of any grade occurred in the first 18 weeks). Patients who areHLA-B*57:01carriers and are taking pazopanib are at increased risk of elevated ALT levels.(1,2) According to the FDA label for pazopanib, in an analysis of data from 31 clinical studies of pazopanib administered as either monotherapy or in combination with other agents, elevation in ALT to levels greater than 3 times the upper limit of normal occurred in 32% (42/133) ofHLA-B*57:01allele carriers as compared to 19% (397/2101) of noncarriers. Furthermore, elevation in ALT to levels greater than 5 times the upper limit of normal occurred in 19% (25/133) ofHLA-B*57:01allele carriers and in 10% (213/2101) of noncarriers. All patients taking pazopanib should have hepatic function monitored, regardless ofHLA-B*57:01carrier status, and administration of pazopanib should be interrupted, reduced, or discontinued according to recommendations in the FDA label if hepatic function is impaired. UGT1A1genotype is also relevant to pazopanib-induced hyperbilirubinemia and testing may also be warranted. For more information see U1A1Q / UDP-Glucuronosyltransferase 1A1 TA Repeat Genotype,UGT1A1, Varies. | Negative An interpretive report will be provided. | Positivity for human leukocyte antigen alleleHLA-B*57:01confers high risk for hypersensitivity to abacavir and higher risk of elevated alanine aminotransferase (ALT) levels in patient taking pazopanib. For more information seeAbacavir Hypersensitivity Testing and Initial Patient Management Algorithm. For additional information regarding pharmacogenomic genes and their associated drugs, see the. This resource also includes information regarding enzyme inhibitors and inducers, as well as potential alternate drug choices. | Samples may contain donor DNA if obtained from patients who received nonleukoreduced blood transfusions or allogeneic hematopoietic stem cell transplantation. Results from samples obtained under these circumstances may not accurately reflect the recipient's genotype. For individuals who have received blood transfusions, the genotype usually reverts to that of the recipient within 6 weeks. The impact of hematopoietic stem cell transplantation on risk of abacavir hypersensitivity reactions is not defined in the literature. The FDA recommends screening for theHLA-B*57:01allele before initiating therapy with abacavir. Genotyping is also critical when there is a clinical history of, or when the physician suspects, an abacavir hypersensitivity reaction. However, FDA guidance states that, regardless ofHLA-B*57:01status, abacavir should be permanently discontinued if hypersensitivity cannot be ruled out, even when other diagnoses are possible. Although the negative predictive value of the test is high, a negativeHLA-B*57:01result does not preclude the development of a hypersensitivity response to abacavir and cannot substitute for clinical vigilance whenever abacavir therapy is administered. Since symptoms of abacavir hypersensitivity are often nonspecific and can imitate other conditions commonly seen in HIV patients on antiretroviral therapy, the phenotypic diagnosis of abacavir hypersensitivity can be challenging. There is significant variability among patients identified as hypersensitive to abacavir. Not all individuals who are positive forHLA-B*57:01will have a hypersensitivity reaction. All patients taking pazopanib should have hepatic function monitored, regardless ofHLA-B*57:01carrier status, and administration of pazopanib should be interrupted, reduced, or discontinued according to recommendations in the FDA label if hepatic function is impaired. Rare or novel variants may be present that could lead to false-negative or false-positive results. There may be rare or novel HLA-B alleles that could interfere with this assay. There are, as yet, no data indicating whether any other allele or subtypes are associated with abacavir hypersensitivity or pazopanib hepatotoxicity. | 1.Xu CF, Johnson T, Wang X, et al:HLA-B*57:01 confers susceptibility to pazopanib-associated liver injury in patients with cancer.Clin Cancer Res. 2016 Mar 15;22(6):1371-1377 2. Pazopanib. Package insert. Novartis Pharmaceuticals; Updated February 2022. Accessed June 29, 2022. Available at https://dailymed.nlm.nih.gov/dailymed/drugInfo.cfm?setid=eeaaaf38-fb86-4d9f-a19d-0f61daac2fd7 3.Saag M, Balu R, Brachman P, et al: High sensitivity of HLA-B*5701 in whites and blacks in immunologically-confirmed cases of abacavir hypersensitivity. Fourth IAS Conference on HIV Pathogenesis, Treatment, and Prevention. July 22-25, 2007. Sydney. Abstract WEAB305 4.Martin M, Klein T, Dong B, Pirmohamed M, Haas DW, Kroetz DL: Clinical Pharmacogenetics Implementation Consortium Guidelines for HLA-B genotype and abacavir dosing. Clin Pharmacol Ther. 2012 Apr;91(4):734-738 5. Martin M, Hoffman J, Freimuth R, et al: Clinical Pharmacogenetics Implementation Consortium Guidelines for HLA-B genotype and abacavir dosing: 2014 update. Clin Pharmacol Ther. 2014 May;95(5):499-500 6.Faruki H, Heine U, Brown T, Koester R, Lai-Goldman M: HLA-B*5701 clinical testing: early experience in the United States.Pharmacogenet Genomics. 2007 Oct;17(10):857-860 7.Sun HY, Hung CC, Lin PH, et al: Incidence of abacavir hypersensitivity and its relationship with HLA-B*5701 in HIV-infected patients in Taiwan. J Antimicrob Chemother. 2007 Sep60(3):599-604.doi: 10.1093/jac/dkm243 | Genomic DNA is extracted from the sample. Amplification for theHLA-B*57:01allele and an internal control gene is performed by real-time polymerase chain reaction in the presence of SYBR Green, which fluoresces when bound to double-stranded DNA. A genotype is assigned based on the allele-specific SYBR Green fluorescent signals that are detected.(Hammond E, Mamotte C, Nolan D, Mallal S: HLA-B*5701 typing: evaluation of an allele-specific polymerase chain reaction melting assay. Tissue Antigens. 2007 Jul;70[1]:58-61) | 3 to 7 days | Whole blood/saliva: 2 weeks; Extracted DNA: 2 months | This test was developed and its performance characteristics determined by Mayo Clinic in a manner consistent with CLIA requirements. It has not been cleared or approved by the US Food and Drug Administration. | 81381 | HLA-B 5701 Genotype, V | 50956-2 | 610678 | Reviewed by | 18771-6
HL58R | HLA-B*5801 Genotype, Allopurinol Hypersensitivity, Varies | Identifying individuals with an increased risk of severe cutaneous adverse reactions to allopurinol based on the presence of the human leukocyte antigenHLA-B*58:01allele | Qualitative Allele-Specific Real-Time Polymerase Chain Reaction (PCR) | Yes | HLA-B 5801 Genotype, V | Varies | Multiple genotype tests can be performed on a single specimen after a single extraction. SeeMultiple Genotype Test Listfor a list of tests that can be ordered together. Submit only 1 of the following specimens: Container/Tube:Lavender top (EDTA) Specimen Volume:3 mL Collection Instructions: 1. Invert several times to mix blood. 2. Send whole blood specimen in original tube.Do not aliquot. Specimen Stability Information:Ambient (preferred) 9 days/Refrigerated 30 days Specimen Type:Saliva Supplies:Saliva Swab Collection Kit (T786) Patient Preparation:Patient should not eat, drink, smoke, or chew gum 30 minutes prior to collection. Specimen Volume:1 Swab Collection Instructions:Collect and send specimen per kit instructions. Specimen Stability Information:Ambient 30 days Specimen Type:Extracted DNA Container/Tube:2-mL screw top tube SpecimenVolume:100 mcL (microliters) Collection Instructions: 1. The preferred volume is 100 mcL at a concentration of 50 ng/mcL. 2. Provide concentration of DNA and volume on tube. Specimen Stability Information:Frozen (preferred) 1 year/Ambient/Refrigerated | Blood: 0.35 mL Saliva, extracted DNA: see Specimen Required | The human leukocyte antigen (HLA) genes help the immune system recognize and respond to foreign substances (such as viruses and bacteria). The HLA-B gene encodes a class 1 HLA molecule in the major histocompatibility complex (MHC), which acts by presenting peptides to immune cells. There are more than 1500 different HLA-B alleles identified, one of which is theHLA-B*58:01allele. The frequency of theHLA-B*58:01allele varies with ethnicity, with a frequency of 10% to 17% in Han Chinese, 6% in Korean, 6% to 8% in Thai, and 3% to 6% in African American populations. This allele is present at a lower frequency (approximately 1%-2%) among the White and Hispanic populations.(1) Allopurinol is a drug widely used for hyperuricemia-related diseases such as gout, Lesch-Nyhan syndrome, and recurrent urate kidney stones. Allopurinol has been associated with severe cutaneous adverse reactions (SCAR), including drug reaction with eosinophilia and systemic symptoms, toxic epidermal necrolysis, Stevens-Johnson syndrome, and allopurinol hypersensitivity syndrome (AHS). These reactions have a reported mortality rate of 20% to 25%. TheHLA-B*58:01allele is associated with a markedly elevated risk for SCAR/AHS. Guidelines from the Clinical Pharmacogenomics Implementation Consortium recommendHLA-B*58:01genotyping be performed when considering prescribing allopurinol, and that allopurinol should not be prescribed to patients who test positive for the allele due to the increased risk of SCAR.(2) In addition, the 2020 American College of Rheumatology Guideline for the Management of Gout recommends testing for theHLA-B*58:01allele prior to initiation of allopurinol in patients of Southeast Asian descent (eg, Han Chinese, Korean, Thai) and for African American patients.(3) | An interpretive report will be provided. | Positivity forHLA-B*58:01confers increased risk for hypersensitivity to allopurinol. For additional information regarding pharmacogenomic genes and their associated drugs, see thePharmacogenomic Associations Tables. This resource also includes information regarding enzyme inhibitors and inducers, as well as potential alternate drug choices. | Samples may contain donor DNA if obtained from patients who received non-leukoreduced blood transfusions or allogeneic hematopoietic stem cell transplantation. Results from samples obtained under these circumstances may not accurately reflect the recipient's genotype. For individuals who have received blood transfusions, the genotype usually reverts to that of the recipient within 6 weeks. The impact of hematopoietic stem cell transplantation on risk of severe cutaneous adverse reactions with allopurinol is not defined in the literature. Rare or novel variants may be present that could lead to false-negative or false-positive results. This assay also detects closely related rare alleles includingHLA-B*57:05,*58:04, *58:05, *58:09, *58:10, *58:11, *58:12, *58:13, *58:15, *58:17, *58:19, *58:21, *58:22, *58:23, *58:24, and *58:28. There are currently no data indicating whether these or any other alleles or subtypes are associated with allopurinol-induced severe cutaneous adverse reactions. | 1. Gonzalez-Galarza FF, McCabe A, Santos EJ, et al: Allele Frequency Net Database (AFND) 2020 update: gold-standard data classification, open access genotype data, and new query tools. Nucleic Acid Res. 2020;48:D783-D788 2. Saito Y, Stamp L, Caudle K, et al: Clinical Pharmacogenetics Implementation Consortium (CPIC) guidelines for human leukocyte antigen B (HLA-B) genotype and allopurinol dosing: 2015 update. Clin Pharmacol Ther.2016 Jan;99(1):36-37. doi: 10.1002/cpt.161 3. FitzGerald JD, Dalbeth N, Mikuls T, et al: 2020 American College of Rheumatology Guideline for the management of gout. Arthritis Rheumatol. 2020 Jun;72(6):879-895 4. Hershfield MS, Callaghan JT, Tassaneeyakul W, et al: Clinical Pharmacogenetics Implementation Consortium guidelines for human leukocyte antigen-B genotype and allopurinol dosing. Clin Pharmacol Ther. 2013 Feb;93(2):153-158 5.Chung WH, Hung SI, Chen YT: Human leukocyte antigens and drug hypersensitivity. Curr Opin Allergy Clin Immunol. 2007;7:317-323 | Genomic DNA is extracted from whole blood or saliva. Amplification for theHLA-B*58:01allele and an internal control gene is performed by real-time polymerase chain reaction in the presence of SYBR green, which fluoresces when bound to double-stranded DNA. A genotype is assigned based on the allele-specific SYBR green fluorescent signals that are detected.(Unpublished Mayo method) | 3 to 5 days | Whole blood/Saliva: 2 weeks; Extracted DNA: 2 months | This test was developed and its performance characteristics determined by Mayo Clinic in a manner consistent with CLIA requirements. It has not been cleared or approved by the US Food and Drug Administration. | 81381 | HLA-B 5801 Genotype, V | 79711-8 | 610671 | Reviewed by | 18771-6
LY27B | HLA-B27, Blood | Assisting in the diagnostic process of ankylosing spondylitis, juvenile rheumatoid arthritis, and reactive arthritis | Flow Cytometry | Yes | HLA-B27, B | Whole Blood EDTA | Container/Tube:Lavender top (EDTA) Specimen Volume:6 mL Collection Instructions:Send whole blood specimen in original tube.Do not aliquot. | 1 mL | This major histocompatibility coded class I antigen is associated with ankylosing spondylitis, juvenile rheumatoid arthritis, and reactive arthritis. The mechanism of the association is not understood but probably is that of linkage disequilibrium. There is an increased prevalence ofhuman leukocyte antigen (HLA)-B27 in certain rheumatic diseases, particularly ankylosing spondylitis. Studies have demonstrated that theHLA-B*27:06allele, which is present in a small percentage of individuals of Asian ethnicity, may not be associated with ankylosing spondylitis. | An interpretive report will be provided. | Approximately 8% of the normal population carries thehuman leukocyte antigen (HLA)-B27. HLA-B27 is present in approximately 89% of patients with ankylosing spondylitis, 79% of patients with reactive arthritis, and 42% of patients with juvenile rheumatoid arthritis. However, lacking other data, it is not diagnostic for these disorders. | Extreme temperature changes during shipping may alter the specimen making it unacceptable for testing. | 1. Profaizer T, Dibb K, Bethers H, et al. Comparison of next-generation sequencing-based human leukocyte antigen typing with clinical flow cytometry and allele-specific PCR melting assays for HLA-B27 genotyping. J Appl Lab Med. 2021;6(5):1221-1227. doi:10.1093/jalm/jfab046 2. Skalska U, Kozakiewicz A, Maslinski W, Jurkowska M. HLA-B27 detection - comparison of genetic sequence-based method and flow cytometry assay. Reumatologia. 2015;53(2):74-78. doi:10.5114/reum.2015.51506 3. Brewerton DA, Hart FD, Nicholls A, Caffrey M, James DC, Sturrock RD. Ankylosing spondylitis and HL-A27. Lancet. 1973;1(7809):904-907 4. Albrecht J, Muller HA. HLA-B27 typing by use of flow cytofluorometry. Clin Chem. 1987;33(9):1619-1623 | Anti-human leukocyte antigens (HLA) fluorescein isothiocyanate/CD3 phycoerythrin monoclonal antibody reagent is added to human whole blood. Thefluorochrome-labeled antibodies bind specifically to leukocyte surfaceantigens. The stained specimens are treated with lysing solution to lysered blood cells, then washed and fixed prior to flow cytometricanalysis. The flow cytometer is set upusing BD 7 Color Setup beads and CS and T beads with FacsDIVA software and HLA-B27 calibration beads with the HLA-B27 software. The HLA-B27 software first identifies, on a forward scatter (FSC) versus fluorescence 2 (FL2) dot plot, the cluster of events with a uniformly bright CD3-positive signal (T-lymphocytes). During analysis, the median fluorescence intensity of the anti-HLA-B27 FITC signal is calculated for the events included in the FSC/FL2 gate. Specimens with a median fluorescence 1 channel result greater than or equal to the decision marker areconsidered HLA-B27 positive. Specimens with a median channel resultlower than the decision marker are considered HLA-B27 negative.This decision marker is encoded in the suffix of the reagent lot number listed on the vial label.(Package insert: BD HLA-B27 Test Kit. BD Biosciences; 01/2018) | 2 to 6 days | 7 days | This test has been cleared, approved, or is exempt by the US Food and Drug Administration and is used per manufacturer's instructions. Performance characteristics were verified by Mayo Clinic in a manner consistent with CLIA requirements. | 86812 | HLA-B27, B | 26028-1 | B27C | Interpretation | 96625-9
HMB45 | HMB45 Immunostain, Technical Component Only | Identification of activated and neoplastic melanocytes | Immunohistochemistry (IHC) | Yes | HMB45 IHC, Tech Only | For the initial technical component only immunohistochemical (IHC) stain performed, the appropriate bill-only test ID will be reflexed and charged (IHTOI). For each additional technical component only IHC stain performed, an additional bill-only test ID will be reflexed and charged (IHTOA). | Supplies:Immunostain Technical Only Envelope (T693) Specimen Type:Tissue Container/Tube:Immunostain Technical Only Envelope Preferred:2 Unstained positively charged glass slide (25- x 75- x 1-mm) per test ordered; sections 4-microns thick. Acceptable:Formalin-fixed, paraffin-embedded tissue block |  | The HMB45 immunostain identifies an antigen that is associated with a pre-melanosomal glycoprotein found in activated and neoplastic melanocytes. Most melanomas (approximately 90%) react with HMB45. HMB45 staining is cytoplasmic and is usually diffuse but may be focal. Benign nevi (moles) and other tumors that have melanin production (such as peripheral nerve sheath tumors) also stain positively. |  | This test does not include pathologist interpretation, only technical performance of the stain. If interpretation is required, order PATHC / Pathology Consultation for a full diagnostic evaluation or second opinion of the case. The positive and negative controls are verified as showing appropriate immunoreactivity. If a control tissue is not included on the slide, a scanned image of the relevant quality control tissue is available upon request; call 855-516-8404. Interpretation of this test should be performed in the context of the patient's clinical history and other diagnostic tests by a qualified pathologist. | Age of a cut paraffin section can affect immunoreactivity. Stability thresholds vary widely among published literature and are antigen dependent. Best practice is for paraffin sections to be cut within 6 weeks. | 1. Uguen A, Uguen M, Gujbourg B, Talagas M, Marcorelles P, De Braekeleer M. The p16-Ki-67-HMB45 immunohistochemistry scoring system is highly concordant with the fluorescent in situ hybridization test to differentiate between melanocytic nevi and melanomas. Appl Immunohistochem Mol Morphol. 2018;26(6):361-367. doi:10.1097/PAI.0000000000000428 2. Kriegsmann M, Kriegsmann M, Kriegsmann K, et al. Expression of HMB45, melanA and SOX10 is rare in non-small cell lung cancer. Diagn Pathol. 2018;13(1):68. doi:10.1186/s13000-018-0751-7 3. Garola R, Singh V: Utility of p16-Ki-67-HMB45 score in sorting benign from malignant Spitz tumors. Pathol Res Pract. 2019;215(10):152550. doi:10.1016/j.prp.2019.152550 4. Magaki S, Hojat SA, Wei B, So A, Yong WH. An introduction to the performance of immunohistochemistry. Methods Mol Biol. 2019;1897:289-298. doi:10.1007/978-1-4939-8935-5_25 | Immunohistochemistry on sections of paraffin-embedded tissue.(Unpublished Mayo method) | 1 to 3 days | Until staining is complete. | This test has been cleared, approved, or is exempt by the US Food and Drug Administration and is used per manufacturer's instructions. Performance characteristics were verified by Mayo Clinic in a manner consistent with CLIA requirements. | 88342-TC, primary88341-TC, if additional IHC | HMB45 IHC, Tech Only | Order only;no result | 70772 | HMB45 IHC, Tech Only | Bill only; no result
HCMM | Homocysteine (Total), Methylmalonic Acid, and Methylcitric Acid, Blood Spot | Second-tier assay of newborn screening specimens when abnormalpropionyl carnitineor methionine concentrations are identified in a primarynewborn screen | Liquid Chromatography Tandem Mass Spectrometry (LC-MS/MS) | Yes | HCMM, BS | Whole blood | Supplies:Card-Blood Spot Collection (Filter Paper) (T493) Container/Tube: Preferred:Card-Blood Spot Collection (Filter Paper) Acceptable:Local newborn screening card,Whatman Protein Saver 903 filter paper,PerkinElmer 226 (formerlyAhlstrom 226) filter paper, Munktell filter paper Specimen Volume:2 Blood spots Collection Instructions: 1.Do not usedevice or capillary tube containing EDTA or ACD to collect specimen. Sodium heparin is acceptable but must be spotted on card the same day as collected. 2. Completely fill at least 2 circles on the filter paper card (approximately 100 microliters blood per circle) using blood from a heel or finger stick. 3. Let blood dry on filter paper at ambient temperature in a horizontal position for a minimum of 3 hours. 4. Do not expose specimen to heat or direct sunlight. 5. Do not stack wet specimens. 6. Keep specimen dry. Additional Information: 1. For collection instructions, seeBlood Spot Collection Instructions 2. For collection instructions in Spanish, seeBlood Spot Collection Card-Spanish Instructions(T777) 3. For collection instructions in Chinese, seeBlood Spot Collection Card-Chinese Instructions(T800) | 1 Blood spot | Homocystinuria is an autosomal recessive disorder caused by a deficiency of the enzyme cystathionine beta-synthase. The incidence of homocystinuria is approximately 1 in 200,000 to 335,000 live births. Classical homocystinuria is characterized by a normal presentation at birth followed by failure to thrive and developmental delay. Untreated homocystinuria can lead to ophthalmological problems, intellectual disability, seizures, thromboembolic episodes, and skeletal abnormalities. The biochemical phenotype is characterized by increased plasma concentrations of methionine and homocysteine (free and total) along with decreased concentrations of cystine. Methylmalonic acidemia (MMA) and propionic acidemia (PA) are defects of propionate metabolism caused by deficiencies in methylmalonyl-CoA mutase and propionyl-CoA carboxylase, respectively. The clinical phenotype includes vomiting, hypotonia, lethargy, apnea, hypothermia, and coma. The biochemical phenotype for MMA includes elevations of propionyl carnitine, methylmalonic acid, and methylcitric acid. Patients with PA will have elevations of propionyl carnitine and methylcitric acid with normal methylmalonic acid concentrations as the enzymatic defect is upstream of methylmalonic-CoA mutase. Newborn screening for inborn errors of methionine and propionic acid metabolism relies on elevations of methionine and propionyl carnitine. These analytes are not specific for these conditions and are prone to false-positive results, leading to increased cost, stress, and anxiety for families who are subjected to follow-up testing. Homocysteine, methylmalonic acid, and methylcitric acid are more specific markers for inborn errors of methionine and propionic acid metabolism. Molecular genetic testing can be used to confirm a biochemical diagnosis for homocystinuria, methylmalonic acidemia, and propionic acidemia. | HOMOCYSTEINE: <9.0 nmol/mL METHYLMALONIC ACID: <4.0 nmol/mL METHYLCITRIC ACID: <1.0 nmol/mL An interpretive report will also be provided. | Elevated homocysteine, methylcitric acid, or methylmalonic acid concentrations are indicative of an underlying metabolic disorder. | Normal levels may be seen in affectedindividuals undergoing treatment. | 1. Pasquali M, Longo N: Newborn screening and inborn errors of metabolism. In: Rifai N, Horvath AR, Wittwer CT, eds. Tietz Textbook of Clinical Chemistry and Molecular Diagnostics. 6th ed. Elsevier; 2018:1697-1730 2. Tortorelli S, Turgeon CT, Lim JS, et al: Two-tier approach to the newborn screening of methylenetetrahydrofolate reductase deficiency and other remethylation disorders with tandem mass spectrometry. J Pediatr. 2010 Aug;157(2):271-275 3. Harvey Mudd S, Levy HL, Kraus JP: Disorders of transsulfuration. In:Valle DL, Antonarakis S, Ballabio A, Beaudet AL, Mitchell GA,eds.The Online Metabolic and Molecular Bases of Inherited Disease. McGraw-Hill; 2019. Accessed December 8, 2022. Available athttps://ommbid.mhmedical.com/content.aspx?bookid=2709&sectionid=225084718 | Total homocysteine, 2-methylcitric acid, and methylmalonic acid are measured by stabile isotope dilution microflow liquid chromatography tandem mass spectrometry.(Turgeon CT, Magera MJ, Cuthbert CD, et al: Determination of total homocysteine, methylmalonic acid, and 2-methylcitric acid in dried blood spots by tandem mass spectrometry. Clin Chem. 2010 Nov; 56[11]:1686-1695) | 3 to 6 days | 1 year | This test was developed and its performance characteristics determined by Mayo Clinic in a manner consistent with CLIA requirements. It has not been cleared or approved by the US Food and Drug Administration. | 8309083918 | HCMM, BS | 100765-7 | 50255 | Interpretation | 59462-2
HCYSP | Homocysteine, Total, Plasma | An aid for screening patients suspected of having an inherited disorder of methionine metabolism including: -Cystathionine beta-synthase deficiency (homocystinuria) -Methylenetetrahydrofolate reductase deficiency and its thermolabile variants -Methionine synthase deficiency -Cobalamin (Cbl) metabolism -Combined methyl-Cbl and adenosyl-Cbl deficiencies: Cbl C2, Cbl D2, and Cbl F3 deficiencies -Methyl-Cbl specific deficiencies: Cbl D-Var1, Cbl E, and Cbl G deficiencies -Transcobalamin II deficiency -Adenosylhomocysteinase deficiency -Glycine N-methyltransferase deficiency -Methionine adenosyltransferase I/III deficiency Screening and monitoring patients suspected of, or confirmed with, an inherited disorder of methionine metabolism Evaluating individuals with suspected deficiency of vitamin B12 or folate | Liquid Chromatography Tandem Mass Spectrometry (LC-MS/MS) | Yes | Homocysteine, Total, P | Plasma EDTA | Collection Container/Tube: Preferred:Lavender top (EDTA) Acceptable:Green top (sodium or lithium heparin) Submission Container/Tube:Plastic vial Specimen Volume:1 mL Collection Instructions: 1. Immediately place specimen on wet ice. 2. Centrifuge and aliquot plasma into plastic vial within 4 hours of collection. 3. If blood cannot be placed on wet ice immediately, centrifuge and aliquot plasma into plastic vial within 1 hour of collection. 4. A refrigerated centrifuge is not required if the above time restrictions are met. | 0.3 mL | Homocysteine is an intermediary in the sulfur-amino acid metabolism pathways, linking the methionine cycle to the folate cycle. Inborn errors of metabolism that lead to homocysteinemia or homocystinuria include cystathionine beta-synthase deficiency (homocystinuria) and various defects of methionine remethylation. Genetic defects in vitamin cofactors (vitamins B6, B12, and folate) and nutritional deficiency of vitamin B12 and folate also lead to abnormal homocysteine accumulation. Homocysteineconcentration is an indicator of acquired folate or cobalamin deficiency and is a contributing factor in the pathogenesis of neuraltube defects.Homocysteinewas once thought to be an independent predictor of cardiovascular disease (atherosclerosis, heart disease, thromboembolism),as early observational studies prior to the year 2000 linked homocysteine to cardiovascular risk and morbidity and mortality. However, following U.S. Food and Drug Administration mandated folic acid supplementation in 1998, homocysteine concentrations decreased by approximately 10% without a similar change in cardiovascular or ischemic events. Currently, the use of homocysteine for assessment of cardiovascular risk is uncertain and controversial. Based on several meta-analyses, at present, homocysteine may be regarded as a weak risk factor for coronary heart disease, and there is a lack of direct causal relationship between hyperhomocysteinemia and cardiovascular disease. It is most likely an indicator of poor lifestyle and diet. This test should be used in conjunction with plasma amino acids, quantitative acylcarnitines, methylmalonic acid, and urine organic acids to aid in the biochemical screening for primary and secondary disorders of methionine metabolism. | Age,Total homocysteine (nmol/mL), Female,Male, 0-11 months,3.1-8.3,3.2-9.7, 12-23 months,3.2-8.3,3.3-9.6, 24-35 months,3.2-8.2,3.3-9.6, 3 years,3.2-8.2,3.3-9.6, 4 years,3.3-8.2,3.4-9.5, 5 years,3.4-8.1,3.5-9.4, 6 years,3.5-8.1,3.6-9.4, 7 years,3.5-8.1,3.7-9.4, 8 years,3.6-8.2,3.8-9.3, 9 years,3.7-8.2,3.9-9.4, 10 years,3.8-8.3,4.1-9.4, 11 years,3.9-8.4,4.3-9.4, 12 years,3.9-8.6,4.4-9.5, 13 years,4.0-8.7,4.6-9.6, 14 years,4.1-8.8,4.8-9.7, 15 years,4.2-8.9,5.0-9.8, 16 years,4.2-9.1,5.2-9.9, 17 years,4.3-9.2,5.4-10.0, 18 years,4.3-9.3,5.6-10.1, 19 years,4.4-9.5,5.7-10.3, 20 years,4.4-9.6,5.9-10.5, 21 years,4.4-9.8,6.0-10.6, 22 years,4.4-9.9,6.1-10.8, 23 years,4.4-10.1,6.2-11.0, 24 years,4.4-10.3,6.2-11.1, 25 years,4.4-10.4,6.3-11.3, 26 years,4.4-10.6,6.3-11.4, 27 years,4.3-10.8,6.4-11.6, 28 years,4.3-11.0,6.4-11.7, 29 years,4.3-11.2,6.4-11.8, 30 years,4.3-11.4,6.4-11.9, 31 years,4.4-11.6,6.4-12.1, 32 years,4.4-11.8,6.4-12.2, 33 years,4.4-11.9,6.4-12.3, 34 years,4.5-12.1,6.4-12.4, 35 years,4.5-12.2,6.4-12.6, 36 years,4.6-12.4,6.4-12.8, 37 years,4.6-12.5,6.4-12.9, 38 years,4.7-12.7,6.4-13.1, 39 years,4.7-12.8,6.4-13.2, 40 years,4.8-13.0,6.5-13.4, 41 years,4.8-13.2,6.5-13.5, 42 years,4.8-13.4,6.5-13.7, 43 years,4.9-13.5,6.6-13.9, 44 years,4.9-13.7,6.6-14.0, 45 years,4.9-13.9,6.6-14.2, 46 years,4.9-14.0,6.7-14.4, 47 years,4.9-14.2,6.7-14.5, 48 years,5.0-14.3,6.8-14.7, 49 years,5.0-14.4,6.8-14.9, 50 years,5.0-14.5,6.8-15.0, 51 years,5.1-14.6,6.8-15.2, 52 years,5.1-14.7,6.9-15.4, 53 years,5.1-14.8,6.9-15.5, 54 years,5.2-14.9,6.9-15.6, 55 years,5.2-15.0,6.9-15.7, 56 years,5.3-15.0,6.9-15.8, 57 years,5.3-15.1,6.9-15.9, 58 years,5.3-15.2,6.9-16.0, 59 years,5.4-15.2,6.9-16.0, 60 years,5.4-15.3,6.9-16.1, 61 years,5.4-15.4,7.0-16.2, 62 years,5.5-15.4,7.0-16.2, 63 years,5.5-15.5,7.0-16.3, 64 years,5.6-15.5,7.1-16.3, 65 years,5.6-15.6,7.1-16.3, 66 years,5.7-15.6,7.1-16.3, 67 years,5.7-15.7,7.2-16.3, 68 years,5.8-15.7,7.2-16.3, 69 years,5.9-15.7,7.2-16.3, 70 years,6.0-15.8,7.3-16.3, 71 years,6.1-15.8,7.3-16.3, 72 years,6.2-15.8,7.3-16.3, 73 years,6.3-15.9,7.3-16.3, 74 years,6.4-15.9,7.3-16.3, 75 years,6.5-15.9,7.3-16.3, 76 years,6.6-15.9,7.3-16.3, 77 years,6.7-16.0,7.4-16.3, 78 years,6.8-16.0,7.4-16.3, 79 years,6.9-16.0,7.5-16.3, 80 years,7.0-16.0,7.5-16.3, 81 years,7.1-16.0,7.7-16.2, 82 years,7.2-16.0,7.8-16.2, 83 years,7.2-16.0,7.9-16.2, 84 years,7.3-16.0,8.0-16.2, 85 years,7.3-16.0,8.2-16.2, >85 years,7.4-16.0,8.3-16.2, | Elevated homocysteine concentrations are considered informative in patients evaluated for suspected nutritional deficiencies (vitamin B12, folate) and inborn errors of metabolism. Measurement of methylmalonic acid (MMA) distinguishes between vitamin B12 (cobalamin) and folate deficiencies, as MMA is only elevated in vitamin B12 deficiency. Treatment response can be evaluated by monitoring plasma homocysteine concentrations over time. | Homocysteine concentration is affected by supplementation of vitamins B12, B6, or folate. Factors that may influence and increase plasma homocysteine include: -Age -Smoking -Poor diet/cofactor deficiencies -Chronic kidney disease/renal disease -Hypothyroidism Table. Medications that may increase homocysteine concentrations include: Medication Effect Methotrexate 5-Methyltetrahydrofolate depletion Azuridine Vitamin B6 antagonist Nitrous oxide Inactivation of methionine synthase Phenytoin Interference with folate metabolism Carbamazepine Interference with folate metabolism Oral contraceptives Estrogen-induced vitamin B6 deficiency | 1.Mudd SH, Levy HL, Kraus JP: Disorders of transsulfuration. In: Valle D, Antonarakis S, Ballabio A, Beaudet AL, Mitchell GA, eds. The Online Metabolic and Molecular Bases of Inherited Disease. McGraw-Hill, 2019. AccessedDecember 8, 2022. Available at https://ommbid.mhmedical.com/content.aspx?sectionid=225084718&bookid=2709 2.Chrysant SG, Chrysant GS: The current status of homocysteine as a risk factor for cardiovascular disease: a mini review.Expert Rev Cardiovasc Ther.2018 Aug;16(8):559–565. doi: 10.1080/14779072.2018.1497974 3. RefsumH, Smith AD, Ueland PM, et al:Facts and recommendations about total homocysteine determinations: an expert opinion.Clin Chem. 2004 Jan;50(1):3-32 4. Turgeon CT, Magera MJ, Cuthbert CD, et al:Determination of total homocysteine, methylmalonic acid, and 2-methylcitric acid in dried blood spots by tandem mass spectrometry.Clin Chem. 2010 Nov;56(11):1686-1695 5.Sacharow SJ, Picker JD, Levy HL: Homocystinuria caused by cystathionine beta-synthase deficiency. In: Adam MP, Everman DB, Mirzaa GM, et al, eds. GeneReviews [Internet] University of Washington, Seattle. 2004. Updated May 18, 2017. Accessed December 8, 2022. Available at www.ncbi.nlm.nih.gov/books/NBK1524/ | Total homocysteine is measured by stable isotope dilution microflow liquid chromatography tandem mass spectrometry.(Unpublished Mayo method) | 3 to 5 days | 1 week | This test was developed and its performance characteristics determined by Mayo Clinic in a manner consistent with CLIA requirements. It has not been cleared or approved by the US Food and Drug Administration. | 83090 | Homocysteine, Total, P | 13965-9 | 80379 | Homocysteine, Total, P | 13965-9
HCYSS | Homocysteine, Total, Serum | An aid for screening patients suspected of having an inherited disorder of methionine metabolism including: -Cystathionine beta-synthase deficiency (homocystinuria) -Methylenetetrahydrofolate reductase deficiency and its thermolabile variants: -Methionine synthase deficiency -Cobalamin (Cbl) metabolism -Combined methyl-Cbl and adenosyl-Cbl deficiencies: Cbl C2, Cbl D2, and Cbl F3 deficiencies -Methyl-Cbl specific deficiencies: Cbl D-Var1, Cbl E, and Cbl G deficiencies -Transcobalamin II deficiency -Adenosylhomocysteinase deficiency -Glycine N-methyltransferase deficiency -Methionine adenosyltransferase I/III deficiency Screening and monitoring patients suspected of, or confirmed with, an inherited disorder of methionine metabolism Evaluating individuals with suspected deficiency of vitamin B12 or folate | Liquid Chromatography Tandem Mass Spectrometry (LC-MS/MS) | Yes | Homocysteine, Total, S | Serum | Container/Tube: Preferred:Serum gel Acceptable:Red top Specimen Volume:1 mL Collection Instructions:Centrifuge and aliquot serum into plastic vial within 4 hours of collection. | 0.3 mL | Homocysteine is an intermediary in the sulfur-amino acid metabolism pathways, linking the methionine cycle to the folate cycle. Inborn errors of metabolism that lead to homocysteinemia or homocystinuria include cystathionine beta-synthase deficiency (homocystinuria) and various defects of methionine remethylation. Genetic defects in vitamin cofactors (vitamins B6, B12, and folate) and nutritional deficiency of vitamin B12 and folate also lead to abnormal homocysteine accumulation. Homocysteineconcentration is an indicator of acquired folate or cobalamin deficiency and is a contributing factor in the pathogenesis of neuraltube defects.Homocysteinewas once thought to be an independent predictor of cardiovascular disease (atherosclerosis, heart disease, thromboembolism),as early observational studies prior to the year 2000 linked homocysteine to cardiovascular risk and morbidity and mortality. However, following U.S. Food and Drug Administration mandated folic acid supplementation in 1998, homocysteine concentrations decreased by approximately 10% without a similar change in cardiovascular or ischemic events. Currently, the use of homocysteine for assessment of cardiovascular risk is uncertain and controversial. Based on several meta-analyses, at present, homocysteine may be regarded as a weak risk factor for coronary heart disease, and there is a lack of direct causal relationship between hyperhomocysteinemia and cardiovascular disease. It is most likely an indicator of poor lifestyle and diet. This test should be used in conjunction with plasma amino acids, quantitative acylcarnitines, methylmalonic acid, and urine organic acids to aid in the biochemical screening for primary and secondary disorders of methionine metabolism. | Age,Total Homocysteine (nmol/mL), Female,Male, 0-11 months,3.1-8.3,3.2-9.7, 12-23 months,3.2-8.3,3.3-9.6, 24-35 months,3.2-8.2,3.3-9.6, 3 years,3.2-8.2,3.3-9.6, 4 years,3.3-8.2,3.4-9.5, 5 years,3.4-8.1,3.5-9.4, 6 years,3.5-8.1,3.6-9.4, 7 years,3.5-8.1,3.7-9.4, 8 years,3.6-8.2,3.8-9.3, 9 years,3.7-8.2,3.9-9.4, 10 years,3.8-8.3,4.1-9.4, 11 years,3.9-8.4,4.3-9.4, 12 years,3.9-8.6,4.4-9.5, 13 years,4.0-8.7,4.6-9.6, 14 years,4.1-8.8,4.8-9.7, 15 years,4.2-8.9,5.0-9.8, 16 years,4.2-9.1,5.2-9.9, 17 years,4.3-9.2,5.4-10.0, 18 years,4.3-9.3,5.6-10.1, 19 years,4.4-9.5,5.7-10.3, 20 years,4.4-9.6,5.9-10.5, 21 years,4.4-9.8,6.0-10.6, 22 years,4.4-9.9,6.1-10.8, 23 years,4.4-10.1,6.2-11.0, 24 years,4.4-10.3,6.2-11.1, 25 years,4.4-10.4,6.3-11.3, 26 years,4.4-10.6,6.3-11.4, 27 years,4.3-10.8,6.4-11.6, 28 years,4.3-11.0,6.4-11.7, 29 years,4.3-11.2,6.4-11.8, 30 years,4.3-11.4,6.4-11.9, 31 years,4.4-11.6,6.4-12.1, 32 years,4.4-11.8,6.4-12.2, 33 years,4.4-11.9,6.4-12.3, 34 years,4.5-12.1,6.4-12.4, 35 years,4.5-12.2,6.4-12.6, 36 years,4.6-12.4,6.4-12.8, 37 years,4.6-12.5,6.4-12.9, 38 years,4.7-12.7,6.4-13.1, 39 years,4.7-12.8,6.4-13.2, 40 years,4.8-13.0,6.5-13.4, 41 years,4.8-13.2,6.5-13.5, 42 years,4.8-13.4,6.5-13.7, 43 years,4.9-13.5,6.6-13.9, 44 years,4.9-13.7,6.6-14.0, 45 years,4.9-13.9,6.6-14.2, 46 years,4.9-14.0,6.7-14.4, 47 years,4.9-14.2,6.7-14.5, 48 years,5.0-14.3,6.8-14.7, 49 years,5.0-14.4,6.8-14.9, 50 years,5.0-14.5,6.8-15.0, 51 years,5.1-14.6,6.8-15.2, 52 years,5.1-14.7,6.9-15.4, 53 years,5.1-14.8,6.9-15.5, 54 years,5.2-14.9,6.9-15.6, 55 years,5.2-15.0,6.9-15.7, 56 years,5.3-15.0,6.9-15.8, 57 years,5.3-15.1,6.9-15.9, 58 years,5.3-15.2,6.9-16.0, 59 years,5.4-15.2,6.9-16.0, 60 years,5.4-15.3,6.9-16.1, 61 years,5.4-15.4,7.0-16.2, 62 years,5.5-15.4,7.0-16.2, 63 years,5.5-15.5,7.0-16.3, 64 years,5.6-15.5,7.1-16.3, 65 years,5.6-15.6,7.1-16.3, 66 years,5.7-15.6,7.1-16.3, 67 years,5.7-15.7,7.2-16.3, 68 years,5.8-15.7,7.2-16.3, 69 years,5.9-15.7,7.2-16.3, 70 years,6.0-15.8,7.3-16.3, 71 years,6.1-15.8,7.3-16.3, 72 years,6.2-15.8,7.3-16.3, 73 years,6.3-15.9,7.3-16.3, 74 years,6.4-15.9,7.3-16.3, 75 years,6.5-15.9,7.3-16.3, 76 years,6.6-15.9,7.3-16.3, 77 years,6.7-16.0,7.4-16.3, 78 years,6.8-16.0,7.4-16.3, 79 years,6.9-16.0,7.5-16.3, 80 years,7.0-16.0,7.5-16.3, 81 years,7.1-16.0,7.7-16.2, 82 years,7.2-16.0,7.8-16.2, 83 years,7.2-16.0,7.9-16.2, 84 years,7.3-16.0,8.0-16.2, 85 years,7.3-16.0,8.2-16.2, >85 years,7.4-16.0,8.3-16.2, | Elevated homocysteine concentrations are considered informative in patients evaluated for suspected nutritional deficiencies (vitamin B12, folate) and inborn errors of metabolism. Measurement of methylmalonic acid (MMA) distinguishes between vitamin B12 (cobalamin) and folate deficiencies, as MMA is only elevated in vitamin B12 deficiency. Treatment response can be evaluated by monitoring serum homocysteine concentrations over time. | Other factors that may influence and increase serum homocysteine include: -Age -Smoking -Poor diet/cofactor deficiencies -Chronic kidney disease/renal disease -Hypothyroidism Table. Medications that may increase homocysteine concentrations include: Medication Effect Methotrexate 5-Methyltetrahydrofolate depletion Azuridine Vitamin B6 antagonist Nitrous oxide Inactivation of methionine synthase Phenytoin Interference with folate metabolism Carbamazepine Interference with folate metabolism Oral contraceptives Estrogen-induced vitamin B6 deficiency | 1.Mudd SH, Levy HL, Kraus JP: Disorders of transsulfuration. In: Valle D, Antonarakis S, Ballabio A, Beaudet AL, Mitchell GA, eds. The Online Metabolic and Molecular Bases of Inherited Disease. McGraw-Hill, 2019. Accessed December 8, 2022. Available at https://ommbid.mhmedical.com/content.aspx?sectionid=225084718&bookid=2709 2.Chrysant SG, Chrysant GS: The current status of homocysteine as a risk factor for cardiovascular disease: a mini review.Expert Rev Cardiovasc Ther.2018 Aug;16(8):559–565. doi: 10.1080/14779072.2018.1497974 3. Refsum H, Smith AD, Ueland PM, et al:Facts and recommendations about total homocysteine determinations: an expert opinion.Clin Chem. 2004 Jan;50(1):3-32 4. Turgeon CT, Magera MJ, Cuthbert CD, et al:Determination of total homocysteine, methylmalonic acid, and 2-methylcitric acid in dried blood spots by tandem mass spectrometry.Clin Chem. 2010 Nov;56(11):1686-1695 5.Sacharow SJ, Picker JD, Levy HL: Homocystinuria caused by cystathionine beta-synthase deficiency. In: Adam MP, Everman DB, Mirzaa GM, et al, eds. GeneReviews [Internet] University of Washington, Seattle. 2004. Updated May 18, 2017. Accessed December 8, 2022. Available at www.ncbi.nlm.nih.gov/books/NBK1524/ | Total homocysteine is measured by stabile isotope dilution microflow liquid chromatography tandem mass spectrometry.(Unpublished Mayo method) | 3 to 5 days | 1 week | This test was developed and its performance characteristics determined by Mayo Clinic in a manner consistent with CLIA requirements. It has not been cleared or approved by the US Food and Drug Administration. | 83090 | Homocysteine, Total, S | 13965-9 | 35836 | Homocysteine, Total, S | 13965-9
HVA | Homovanillic Acid, 24 Hour, Urine | Screening children for catecholamine-secreting tumors using a 24-hour urine collection when requesting homovanillic acid only Monitoring neuroblastoma treatment Screening patients with possible inborn errors of catecholamine metabolism | Liquid Chromatography Tandem Mass Spectrometry (LC-MS/MS) | Yes | Homovanillic Acid (HVA), 24 Hr, U | Urine | Patient Preparation:Administration of L-dopa may falsely increase homovanillic acid results; it should be discontinued 24 hours prior to and during specimen collection. Supplies:Urine Tubes, 10 mL (T068) Container/Tube:Plastic, 10-mL urine tube Specimen Volume:5 mL Collection Instructions: 1. Add 25 mL of 50% acetic acid as preservative at start of collection. If specimen is refrigerated during collection, preservative may be added up to 12 hours after collection. Use 15 mL of 50% acetic acid for children younger than 5 years. This preservative is intended to achieve a pH of between approximately 1 and 5. 2. Collect a 24-hour urine specimen. 3. If necessary, adjust urine pH to a level between 1 and 5 by adding 50% acetic acid or hydrochloric acid dropwise and checking the pH. Additional Information: 1. The sensitivity of this test is greater on a 24-hour specimen than on a random specimen. 2. SeeUrine Preservatives-Collection and Transportation for 24-Hour Urine Specimensfor multiple collections. | 2 mL |  | <1 year: <35.0 mg/g creatinine 1 year: <30.0 mg/g creatinine 2-4 years: <25.0 mg/g creatinine 5-9 years: <15.0 mg/g creatinine 10-14 years: <9.0 mg/g creatinine > or =15 years (adults): <8.0 mg/24 hours | Vanillylmandelic acid (VMA) and/or homovanillic acid (HVA) concentrations are elevated in over 90% of patients with neuroblastoma; both tests should be performed. A positive test could be due to a genetic or nongenetic condition. Additional confirmatory testing is required. A normal result does not exclude the presence of a catecholamine-secreting tumor. Elevated HVA values are suggestive of a deficiency of dopamine beta-hydrolase, a neuroblastoma, a pheochromocytoma, or may reflect administration of L-dopa. Decreased urinary HVA values may suggest monoamine oxidase-A deficiency. | Administration of L-dopa may falsely increase homovanillic acid (HVA) results. Patients receiving L-dopa should stop taking it for 24 hours before and during the collection. All patients receiving L-dopa should be identified to the laboratory when vanillylmandelic acid (VMA) and HVA tests are ordered. All patients taking Bactrim should be identified to the laboratory when VMA and HVA tests are ordered due to potential interference. | 1. Eisenhofer G. Monoamine-producing tumors. In: Rifai N, Chiu RWK, Young I, Burnham CD, Wittwer CT, eds. Tietz Textbook of Laboratory Medicine. 7th ed. Elsevier; 2023:765 2. Ormazabal A, Molero-Luis M, Garcia-Cazorla A, Artuch R. Biomarkers for the study of catecholamine and serotonin genetic diseases. In: Garg U, Smith LD, eds. Biomarkers in Inborn Errors of Metabolism: Clinical Aspects and Laboratory Determination. Elsevier; 2017:301-329. 3. Strenger V, Kerbl R, Dornbusch HJ, et al. Diagnostic and prognostic impact of urinary catecholamines in neuroblastoma patients. Pediatr Blood Cancer. 2007;48(5):504-509 4. Barco S, Gennai I, Reggiardo G, et al. Urinary homovanillic and vanillylmandelic acid in the diagnosis of neuroblastoma: report from the Italian Cooperative Group for Neuroblastoma. Clin Biochem. 2014;47(9):848-852 5. Matthay KK, Maris JM, Schleiermacher G, et al. Neuroblastoma. Nat Rev Dis Primers. 2016;2:16078. doi: 10.1038/nrdp.2016.78 | Homovanillic acid (HVA) is measured by solid-phase extraction (SPE) of a 1-mL aliquot of urine. A known amount of stable-isotope labeled HVA internal standard (IS) is added to each urine specimen prior to SPE. HVA and IS are eluted from the SPE column with methanol. The methanol is evaporated, and the HVA and IS are redissolved in liquid chromatography tandem-mass spectrometry (LC-MS/MS) mobile phase. A portion of this prepared extract is injected onto a LC column that separates HVA and IS from the bulk of any remaining specimen matrix. The HVA and IS are measured by mass spectrometry/tandem-mass spectrometry using the selected reaction monitoring mode. HVA is quantified using the ratio to IS versus urine calibrators.(Magera MJ, Stoor A, Helgeson JK, Matern D, Rinaldo P. Determination of homovanillic acid in urine by stable isotope dilution and electrospray tandem mass spectrometry. Clin Chim Acta. 2001;306[1-2]:35-41; Eisenhofer G, Grebe S, Cheung NV. Monoamine-producing tumors. In: Rifai N, Horvath AR, Wittwer CT, eds. Tietz Textbook of Clinical Chemistry and Molecular Diagnostics. 6th ed. Elsevier; 2018:chap 63) | 2 to 4 days | 7 days | This test was developed and its performance characteristics determined by Mayo Clinic in a manner consistent with CLIA requirements. It has not been cleared or approved by the US Food and Drug Administration. | 83150 | Homovanillic Acid (HVA), 24 Hr, U | 13760-4 | VL37 | Urine Volume | 3167-4
HVAR | Homovanillic Acid, Random, Urine | Screening children for catecholamine-secreting tumors using a random urine collection when requesting homovanillic acid only Monitoring neuroblastoma treatment Screening patients with possible inborn errors of catecholamine metabolism | Liquid Chromatography Tandem Mass Spectrometry (LC-MS/MS) | Yes | Homovanillic Acid (HVA), Random, U | Urine | Patient Preparation:Administration of L-dopa may falsely increase homovanillic acid results; it should be discontinued 24 hours prior to specimen collection. Supplies:Urine Tubes, 10 mL (T068) Collection Container/Tube:Clean, plastic urine collection container Submission Container/Tube:Plastic, 10-mL urine tube Specimen Volume:5 mL Collection Instructions: 1. Collect a random urine specimen. 2. Adjust the urine pH to a level between 1 and 5 by adding 50% acetic acid or hydrochloric acid dropwise and checking the pH. | 2 mL | Homovanillic acid (HVA) and other catecholamine metabolites (vanillylmandelic acid [VMA] and dopamine) are typically elevated in patients with catecholamine-secreting tumors (eg, neuroblastoma, pheochromocytoma, and other neural crest tumors). HVA and VMA levels may also be useful in monitoring patients who have been treated as a result of the above-mentioned tumors. HVA levels may also be altered in disorders of catecholamine metabolism; monoamine oxidase-A deficiency can cause decreased urinary HVA values, while a deficiency of dopamine beta-hydrolase (the enzyme that converts dopamine to norepinephrine) can cause elevated urinary HVA values. | <1 year: <35.0 mg/g creatinine 1 year: <30.0 mg/g creatinine 2-4 years: <25.0 mg/g creatinine 5-9 years: <15.0 mg/g creatinine 10-14 years: <9.0 mg/g creatinine > or =15 years (adults): <8.0 mg/g creatinine | Vanillylmandelic acid (VMA) and/or homovanillic acid (HVA) concentrations are elevated in over 90% of patients with neuroblastoma; both tests should be performed. A positive test could be due to a genetic or nongenetic condition. Additional confirmatory testing is required. A normal result does not exclude the presence of a catecholamine-secreting tumor. Elevated HVA values are suggestive of a deficiency of dopamine beta-hydrolase, a neuroblastoma, a pheochromocytoma, or may reflect administration of L-dopa. Decreased urinary HVA values may suggest monoamine oxidase-A deficiency. | Administration of L-dopa may falsely increase homovanillic acid (HVA) results. Patients receiving L-dopa should stop taking it for 24 hours before the collection. All patients receiving L-dopa should be identified to the laboratory when vanillylmandelic acid (VMA) and HVA tests are ordered. Bactrim may interfere with detection of the analyte. All patients taking Bactrim should be identified to the laboratory when VMA and HVA tests are ordered. | 1. Eisenhofer G. Monoamine-producing tumors. In: Rifai N, Chiu RWK, Young I, Burnham CD, Wittwer CT, eds. Tietz Textbook of Laboratory Medicine. 7th ed. Elsevier; 2023:765 2. Ormazabal A, Molero-Luis M, Garcia-Cazorla A, Artuch R. Biomarkers for the study of catecholamine and serotonin genetic diseases. In: Garg U, Smith LD, eds. Biomarkers in Inborn Errors of Metabolism: Clinical Aspects and Laboratory Determination. Elsevier; 2017:301-329. 3. Strenger V, Kerbl R, Dornbusch HJ, et al. Diagnostic and prognostic impact of urinary catecholamines in neuroblastoma patients. Pediatr Blood Cancer. 2007;48(5):504-509 4. Barco S, Gennai I, Reggiardo G, et al. Urinary homovanillic and vanillylmandelic acid in the diagnosis of neuroblastoma: report from the Italian Cooperative Group for Neuroblastoma. Clin Biochem. 2014;47(9):848-852 5. Matthay KK, Maris JM, Schleiermacher G, et al. Neuroblastoma. Nat Rev Dis Primers. 2016;2:16078. doi: 10.1038/nrdp.2016.78 | Homovanillic acid (HVA) is measured by solid-phase extraction (SPE) of a 1-mL aliquot of urine. A known amount of stable-isotope labeled HVA internal standard (IS) is added to each urine specimen prior to SPE. HVA and IS are eluted from the SPE column with methanol. The methanol is evaporated, and the HVA and IS are redissolved in liquid chromatography tandem-mass spectrometry (LC-MS/MS) mobile phase. A portion of this prepared extract is injected onto a LC column that separates HVA and IS from the bulk of any remaining specimen matrix. The HVA and IS are measured by mass spectrometry/tandem mass spectrometry using the selected reaction monitoring mode. HVA is quantified using the ratio to IS versus urine calibrators.(Magera MJ, Stoor A, Helgeson JK, Matern D, Rinaldo P. Determination of homovanillic acid in urine by stable isotope dilution and electrospray tandem mass spectrometry. Clin Chim Acta. 2001;306[1-2]:35-41; Eisenhofer G, Grebe S, Cheung NV. Monoamine-producing tumors. In: Rifai N, Horvath AR, Wittwer CT, eds. Tietz Textbook of Clinical Chemistry and Molecular Diagnostics. 6th ed. Elsevier; 2018:chap 63) | 2 to 4 days | 7 days | This test was developed and its performance characteristics determined by Mayo Clinic in a manner consistent with CLIA requirements. It has not been cleared or approved by the US Food and Drug Administration. | 83150 | Homovanillic Acid (HVA), Random, U | 11146-8 | 60275 | Homovanillic Acid (HVA), Random, U | 11146-8
HBV | Honeybee Venom, IgE, Serum | Establishing a diagnosis of an allergy to honeybee venom Defining the allergen responsible for eliciting signs and symptoms Identifying allergens: -Responsible for allergic response and/or anaphylactic episode -To confirm sensitization prior to beginning immunotherapy -To investigate the specificity of allergic reactions to insect venom allergens, drugs, or chemical allergens | Fluorescence Enzyme Immunoassay (FEIA) | Yes | Honeybee Venom, IgE | Serum | Collection Container/Tube: Preferred:Serum gel Acceptable:Red top Submission Container/Tube:Plastic vial Specimen Volume:0.5 mL for every 5 allergens requested Collection Instructions:Centrifuge and aliquot serum into a plastic vial. | For 1 allergen: 0.3 mL For more than 1 allergen: (0.05 mL x number of allergens) + 0.25 mL deadspace | Clinical manifestations of immediate hypersensitivity (allergic) diseases are caused by the release of proinflammatory mediators (histamine, leukotrienes, and prostaglandins) from IgE-sensitized effector cells (mast cells and basophils) when cell-bound IgE antibodies interact with an allergen. In vitro serum testing for IgE antibodies provides an indication of the immune response to allergens that may be associated with allergic disease. The allergens chosen for testing often depend upon the age of the patient, history of allergen exposure, season of the year, and clinical manifestations. In individuals predisposed to develop allergic disease, the sequence of sensitization and clinical manifestations proceed as follows: eczema and respiratory disease (rhinitis and bronchospasm) in infants and children less than 5 years due to food sensitivity (milk, egg, soy, and wheat proteins) followed by respiratory disease (rhinitis and asthma) in older children and adults due to sensitivity to inhalant allergens (dust mite, mold, and pollen inhalants). | Class,IgE kU/L,Interpretation, 0,<0.10,Negative, 0/1,0.10-0.34,Borderline/equivocal, 1,0.35-0.69,Equivocal, 2,0.70-3.49,Positive, 3,3.50-17.4,Positive, 4,17.5-49.9,Strongly positive, 5,50.0-99.9,Strongly positive, 6,> or =100,Strongly positive, | Detection of IgE antibodies in serum (class 1 or greater) indicates an increased likelihood of allergic disease as opposed to other etiologies and defines the allergens that may be responsible for eliciting signs and symptoms. The level of IgE antibodies in serum varies directly with the concentration of IgE antibodies expressed as a class score or kU/L. | Testing for IgE antibodies is not useful in patients previously treated with immunotherapy to determine if residual clinical sensitivity exists or in patients in whom the medical management does not depend upon identification of allergen specificity. Some individuals with clinically insignificant sensitivity to allergens may have measurable levels of IgE antibodies in serum, and test results must be interpreted in the clinical context. False-positive results for IgE antibodies may occur in patients with markedly elevated serum IgE (>2500 kU/L) due to nonspecific binding to allergen solid phases. | Homburger HA, Hamilton RG: Allergic diseases. In: McPherson RA, Pincus MR, eds. Henry's Clinical Diagnosis and Management by Laboratory Methods. 23rd ed.Elsevier; 2017:1057-1070 | Specific IgE from the patient's serum reacts with the allergen of interest, which is covalently coupled to an ImmunoCAP. After washing away nonspecific IgE, enzyme-labeled anti-IgE antibody is added to form a complex. After incubation, unbound anti-IgE is washed away, and the bound complex incubated with a developing agent. After stopping the reaction, the fluorescence of the eluate is measured. Fluorescence is proportional to the amount of specific IgE present in the patient's sample (ie, the higher the fluorescence value, the more IgE antibody is present).(Package insert: ImmunoCAP System Specific IgE FEIA. Phadia; Rev 06/2020) | Same day/1 to 3 days | 14 days | This test has been cleared, approved, or is exempt by the US Food and Drug Administration and is used per manufacturer's instructions. Performance characteristics were verified by Mayo Clinic in a manner consistent with CLIA requirements. | 86003 | Honeybee Venom, IgE | 6844-5 | HBV | Honeybee Venom, IgE | 6844-5
HBEA | Hornbeam, IgE, Serum | Establishing the diagnosis of an allergy to hornbeam Defining the allergen responsible for eliciting signs and symptoms Identifying allergens: -Responsible for allergic response and/or anaphylactic episode -To confirm sensitization prior to beginning immunotherapy -To investigate the specificity of allergic reactions to insect venom allergens, drugs, or chemical allergens Testing for IgE antibodies isnot usefulin patients previously treated with immunotherapy to determine if residual clinical sensitivity exists, or in patients in whom the medical management does not depend upon identification of allergen specificity. | Fluorescence Enzyme Immunoassay (FEIA) | Yes | Horn Beam, IgE | Serum | Collection Container/Tube: Preferred:Serum gel Acceptable:Red top Submission Container/Tube:Plastic vial Specimen Volume:0.5 mL for every 5 allergens requested Collection Instructions:Centrifuge and aliquot serum into a plastic vial. | For 1 allergen: 0.3 mL More than 1 allergen: (0.05 mL x number of allergens) + 0.25 mL dead space | Clinical manifestations of immediate hypersensitivity (allergic) diseases are caused by the release of proinflammatory mediators (histamine, leukotrienes, and prostaglandins) from IgE-sensitized effector cells (mast cells and basophils) when cell-bound IgE antibodies interact with an allergen. In vitro serum testing for IgE antibodies provides an indication of the immune response to allergens that may be associated with allergic disease. The allergens chosen for testing often depend upon the age of the patient, history of allergen exposure, season of the year, and clinical manifestations. In individuals predisposed to develop allergic disease, the sequence of sensitization and clinical manifestations proceed as follows: eczema and respiratory disease (rhinitis and bronchospasm) in infants and children less than 5 years due to food sensitivity (milk, egg, soy, and wheat proteins) followed by respiratory disease (rhinitis and asthma) in older children and adults due to sensitivity to inhalant allergens (dust mite, mold, and pollen inhalants). | Class,IgE kU/L,Interpretation, 0,<0.10,Negative, 0/1,0.10-0.34,Borderline/equivocal, 1,0.35-0.69,Equivocal, 2,0.70-3.49,Positive, 3,3.50-17.4,Positive, 4,17.5-49.9,Strongly positive, 5,50.0-99.9,Strongly positive, 6,> or =100,Strongly positive, | Detection of IgE antibodies in serum (class 1 or greater) indicates an increased likelihood of allergic disease as opposed to other etiologies and defines the allergens that may be responsible for eliciting signs and symptoms. The level of IgE antibodies in serum varies directly with the concentration of IgE antibodies expressed as a class score or kU/L. | Some individuals with clinically insignificant sensitivity to allergens may have measurable levels of IgE antibodies in serum, and test results must be interpreted in the clinical context. False-positive results for IgE antibodies may occur in patients with markedly elevated serum IgE (>2500 kU/L) due to nonspecific binding to allergen solid phases. | Homburger HA, Hamilton RG: Allergic diseases. In: McPherson RA, Pincus MR, eds. Henry's Clinical Diagnosis and Management by Laboratory Methods. 23rd ed.Elsevier; 2017:1057-1070 | Specific IgE from the patient's serum reacts with the allergen of interest, which is covalently coupled to an ImmunoCAP. After washing away nonspecific IgE, enzyme-labeled anti-IgE antibody is added to form a complex. After incubation, unbound anti-IgE is washed away, and the bound complex incubated with a developing agent. After stopping the reaction, the fluorescence of the eluate is measured. Fluorescence is proportional to the amount of specific IgE present in the patient's sample (ie, the higher the fluorescence value, the more IgE antibody is present).(Package insert: ImmunoCAP System Specific IgE FEIA. Phadia; Rev 06/2020) | Same day/1 to 3 days | 14 days | This test was developed and its performance characteristics determined by Mayo Clinic in a manner consistent with CLIA requirements. It has not been cleared or approved by the US Food and Drug Administration. | 86003 | Horn Beam, IgE | 7416-1 | HBEA | Horn Beam, IgE | 7416-1
HRSPF | Horse Dander, IgE with Reflex to Horse Dander Component, IgE, Serum | Evaluating patients with suspected horse dander allergy | Fluorescent Enzyme Immunoassay (FEIA) | Yes | Horse Dander Component Reflex, S | Testing begins with analysis of total horse dander IgE. If horse dander total IgE is negative (<0.10 kU/L), testing is complete. | Collection Container/Tube: Preferred:Serum gel Acceptable:Red top Submission Container/Tube:Plastic vial Specimen Volume:0.6 mL Collection Instructions: Centrifuge and aliquot serum into a plastic vial. | 0.4 mL | Horse (equine) allergen sensitization occurs in approximately 5 to 15% of individuals exposed to horses in occupational settings. The assessment of allergy to horses is dependent upon the presence of compatible clinical symptoms in the context of exposure, with support from identification of potential equine-specific IgE allergen antibodies, either by skin testing or in vitro serology testing. In vitro testing has generally focused on assessing for the presence of IgE antibodies to total horse allergen extracts. There is a correlation between total horse IgE allergen antibodies and an increased likelihood of a clinical allergic response. Once an elevated antibody response to total horse dander IgE extract is established, assessment for the presence of specific IgE antibodies to the major equine component will be performed. This may yield additional, potentially useful information for the clinical assessment of allergy and sensitization. During horse component allergen IgE antibody testing, the presence of IgE antibodies specific for the potential allergenic individual protein, namely Equ c 1, is assessed. The determination of the relative amount of IgE antibody to specific component can aid in assessment of the potential strength and type of allergenic response. While several horse allergens have been described, the lipocalin Equ c 1 is the major horse allergen, and antibodies to this allergen are present in 76% of individuals exhibiting allergy to horses. The main source of exposure of Equ c 1 is inhalation. However, individuals can be exposed by contact with contaminated clothing and, potentially, through horse bites. Mattresses containing horsehair may also be a potential route of exposure. Individuals who are allergic to horses may exhibit allergic rhinitis, conjunctivitis, asthma, anaphylaxis, and allergy to other foods and animals.(1) To date, the existence of completely hypoallergenic horse breeds has not been verified. Sensitization to horses may also occur through cross-reactivity, with as many as 30% of individuals with pet allergy also reporting allergic reaction to horses. As many as 50% of individuals with cross-reactive allergen sensitization are caused by cross reactive to horse lipocalin as represented by Equ c 1. Cross-reactivity has been shown to exist between horse lipocalin allergen Equ c 1, cat lipocalin allergen Fel d4, and dog lipocalin allergen Can f 6. | Class,IgE kU/L,Interpretation, 0,<0.10,Negative, 0/1,0.10-0.34,Borderline/equivocal, 1,0.35-0.69,Equivocal, 2,0.70-3.49,Positive, 3,3.50-17.4,Positive, 4,17.5-49.9,Strongly positive, 5,50.0-99.9,Strongly positive, 6,> or =100,Strongly positive, | When detectable total horse dander IgE antibody is present (> or =0.10 IgE kUa/L), additional specific component IgE antibody testing will be performed. If the specific allergenic horse dander component IgE is detectable (> or =0.10 IgE kUa/L), an interpretative report will be provided. When the sample is negative for total horse dander IgE antibody (<0.10 IgE kUa/L), additional testing for specific horse dander component IgE antibodies will not be performed. Negative IgE results for total horse dander antibody may indicate a lack of sensitization to potential horse dander allergenic components. | Clinical correlation of results from in vitro IgE testing with a patient historyof allergic or anaphylactic responses tohorse danderis recommended. -Negative results for IgE to total horse dander and any horse dander components do not completely exclude the possibility of clinically relevant allergic responses upon exposure to horse dander. -Positive results for IgE to total horse dander or any potential horse dander allergenic components are not diagnostic for horse dander allergy and only indicate that the patient may be sensitized to horse dander or a cross-reactive allergen. Testing for IgE antibodies may not be useful in patients previously treated with immunotherapy to determine if residual clinical sensitivity exists or in patients whose medical management does not depend upon identification of allergen specificity. False-positive results for IgE antibodies may occur in patients with markedly elevated serum IgE (>2500 kU/L) due to nonspecific binding to allergen solid phases. | 1. Arseneau AM, Hrabak TM, Waibel KH. Inhalant horse allergens and allergies: a review of the literature. Mil Med. 2012;177(7):877-882 2.Salo PM, Arbes SJ Jr, Jaramillo R, et al: Prevalence of allergic sensitization in the United States: results from the National Health and Nutrition Examination Survey (NHANES) 2005-2006. J Allergy Clin Immunol. 2014;134(2):350-359. doi:10.1016/j.jaci.2013.12.1071 3.Guida G, Nebiolo F, Heffler E, Bergia R, Rolla G: Anaphylaxis after a horse bite. Allergy. 2005;60(8):1088-1089 4.Saarelainen S, Rytkonen-Nissinen M, Rouvinen J, et al: Animal-derived lipocalin allergens exhibit immunoglobulin E cross-reactivity. Clin Exp Allergy. 2008 Feb;38(2):374-381 5.Chan SK, Leung DYM: Dog and cat allergies: Current state of diagnostic approaches and challenges. Allergy Asthma Immunol Res. 2018 Mar;10(2):97-105. doi: 10.4168/aair.2018.10.2.97 6.Chruszcz M, Mikolajczak K, Mank N, Majorek KA, Porebski PJ, Minor W: Serum albumins-unusual allergens. Biochim Biophys Acta. 2013;1830(12):5375-81 7.Nwaru BI, Suzuki S, Ekerljung L, et al: Furry animal allergen component sensitization and clinical outcomes in adult asthma and rhinitis. J Allergy Clin Immunol Pract..2019 Apr;7(4):1230-1238.e4 8.Hilger C, van Hage M, Kuehn A: Diagnosis of allergy to mammals and fish: Cross-reactive vs. specific markers. Curr Allergy Asthma Rep. 2017 Aug 22;17(9):64 | Specific IgE from the patient's serum reacts with the allergen of interest, covalently coupled to an ImmunoCAP. After washing away nonspecific IgE, enzyme-labeled anti-IgE antibody is added to form a complex. After incubation, unbound anti-IgE is washed away, and the bound complex incubated with a developing agent. After stopping the reaction, the fluorescence of the eluate is measured. Fluorescence is proportional to the amount of specific IgE present in the patient's sample (ie, the higher the fluorescence value, the more IgE antibody is present).(Package insert: ImmunoCAP System Specific IgE FEIA. Phadia AB; Rev 06/2020) | Same day/1 to 3 days | 14 days | This test has been cleared, approved, or is exempt by the US Food and Drug Administration and is used per manufacturer's instructions. Performance characteristics were verified by Mayo Clinic in a manner consistent with CLIA requirements. | 86003 | Horse Dander Component Reflex, S | 6143-2 | HORS1 | Horse Dander, IgE, S | 6143-2
HORS | Horse Dander, IgE, Serum | Establishing a diagnosis of an allergy to horse dander Defining the allergen responsible for eliciting signs and symptoms Identifying allergens: -Responsible for allergic response and/or anaphylactic episode -To confirm sensitization prior to beginning immunotherapy -To investigate the specificity of allergic reactions to insect venom allergens, drugs, or chemical allergens | Fluorescence Enzyme Immunoassay (FEIA) | Yes | Horse Dander, IgE | Serum | Collection Container/Tube: Preferred:Serum gel Acceptable:Red top Submission Container/Tube:Plastic vial Specimen Volume:0.5 mL for every 5 allergens requested Collection Instructions:Centrifuge and aliquot serum into a plastic vial. | For 1 allergen: 0.3 mL For more than 1 allergen: (0.05 mL x number of allergens) + 0.25 mL deadspace | Clinical manifestations of immediate hypersensitivity (allergic) diseases are caused by the release of proinflammatory mediators (histamine, leukotrienes, and prostaglandins) from IgE-sensitized effector cells (mast cells and basophils) when cell-bound IgE antibodies interact with an allergen. In vitro serum testing for IgE antibodies provides an indication of the immune response to allergens that may be associated with allergic disease. The allergens chosen for testing often depend upon the age of the patient, history of allergen exposure, season of the year, and clinical manifestations. In individuals predisposed to develop allergic disease, the sequence of sensitization and clinical manifestations proceed as follows: eczema and respiratory disease (rhinitis and bronchospasm) in infants and children less than 5 years due to food sensitivity (milk, egg, soy, and wheat proteins) followed by respiratory disease (rhinitis and asthma) in older children and adults due to sensitivity to inhalant allergens (dust mite, mold, and pollen inhalants). | Class,IgE kU/L,Interpretation, 0,<0.10,Negative, 0/1,0.10-0.34,Borderline/equivocal, 1,0.35-0.69,Equivocal, 2,0.70-3.49,Positive, 3,3.50-17.4,Positive, 4,17.5-49.9,Strongly positive, 5,50.0-99.9,Strongly positive, 6,> or =100,Strongly positive, | Detection of IgE antibodies in serum (class 1 or greater) indicates an increased likelihood of allergic disease as opposed to other etiologies and defines the allergens that may be responsible for eliciting signs and symptoms. The level of IgE antibodies in serum varies directly with the concentration of IgE antibodies expressed as a class score or kU/L. | Testing for IgE antibodies is not useful in patients previously treated with immunotherapy to determine if residual clinical sensitivity exists or in patients in whom the medical management does not depend upon identification of allergen specificity. Some individuals with clinically insignificant sensitivity to allergens may have measurable levels of IgE antibodies in serum, and test results must be interpreted in the clinical context. False-positive results for IgE antibodies may occur in patients with markedly elevated serum IgE (>2500 kU/L) due to nonspecific binding to allergen solid phases. | Homburger HA, Hamilton RG: Allergic diseases. In: McPherson RA, Pincus MR, eds. Henry's Clinical Diagnosis and Management by Laboratory Methods. 23rd ed.Elsevier; 2017:1057-1070 | Specific IgE from the patient's serum reacts with the allergen of interest, which is covalently coupled to an ImmunoCAP. After washing away nonspecific IgE, enzyme-labeled anti-IgE antibody is added to form a complex. After incubation, unbound anti-IgE is washed away, and the bound complex incubated with a developing agent. After stopping the reaction, the fluorescence of the eluate is measured. Fluorescence is proportional to the amount of specific IgE present in the patient's sample (ie, the higher the fluorescence value, the more IgE antibody is present).(Package insert: ImmunoCAP System Specific IgE FEIA. Phadia; Rev 06/2020) | Same day/1 to 3 days | 14 days | This test has been cleared, approved, or is exempt by the US Food and Drug Administration and is used per manufacturer's instructions. Performance characteristics were verified by Mayo Clinic in a manner consistent with CLIA requirements. | 86003 | Horse Dander, IgE | 6143-2 | HORS | Horse Dander, IgE | 6143-2
HFSF | Horsefly/Stablefly, IgE, Serum | Establishing a diagnosis of an allergy to horsefly/stablefly Defining the allergen responsible for eliciting signs and symptoms Identifying allergens: -Responsible for allergic response and/or anaphylactic episode -To confirm sensitization prior to beginning immunotherapy -To investigate the specificity of allergic reactions to insect venom allergens, drugs, or chemical allergens Testing for IgE antibodies isnot usefulin patients previously treated with immunotherapy to determine if residual clinical sensitivity exists, or in patients in whom the medical management does not depend upon identification of allergen specificity. | Fluorescence Enzyme Immunoassay (FEIA) | Yes | Horsefly/Stablefly, IgE | Serum | Collection Container/Tube: Preferred:Serum gel Acceptable:Red top Submission Container/Tube:Plastic vial Specimen Volume:0.5 mL for every 5 allergens requested Collection Instructions:Centrifuge and aliquot serum into a plastic vial. | For 1 allergen: 0.3 mL For more than 1 allergen: (0.05 mL x number of allergens) + 0.25 mL deadspace | Clinical manifestations of immediate hypersensitivity (allergic) diseases are caused by the release of proinflammatory mediators (histamine, leukotrienes, and prostaglandins) from IgE-sensitized effector cells (mast cells and basophils) when cell-bound IgE antibodies interact with an allergen. In vitro serum testing for IgE antibodies provides an indication of the immune response to allergens that may be associated with allergic disease. The allergens chosen for testing often depend upon the age of the patient, history of allergen exposure, season of the year, and clinical manifestations. In individuals predisposed to develop allergic disease, the sequence of sensitization and clinical manifestations proceed as follows: eczema and respiratory disease (rhinitis and bronchospasm) in infants and children less than 5 years due to food sensitivity (milk, egg, soy, and wheat proteins) followed by respiratory disease (rhinitis and asthma) in older children and adults due to sensitivity to inhalant allergens (dust mite, mold, and pollen inhalants). | Class,IgE kU/L,Interpretation, 0,<0.10,Negative, 0/1,0.10-0.34,Borderline/equivocal, 1,0.35-0.69,Equivocal, 2,0.70-3.49,Positive, 3,3.50-17.4,Positive, 4,17.5-49.9,Strongly positive, 5,50.0-99.9,Strongly positive, 6,> or =100,Strongly positive, | Detection of IgE antibodies in serum (class 1 or greater) indicates an increased likelihood of allergic disease as opposed to other etiologies and defines the allergens that may be responsible for eliciting signs and symptoms. The level of IgE antibodies in serum varies directly with the concentration of IgE antibodies expressed as a class score or kU/L. | Some individuals with clinically insignificant sensitivity to allergens may have measurable levels of IgE antibodies in serum, and test results must be interpreted in the clinical context. False-positive results for IgE antibodies may occur in patients with markedly elevated serum IgE (>2500 kU/L) due to nonspecific binding to allergen solid phases. | Homburger HA, Hamilton RG: Allergic diseases. In: McPherson RA, Pincus MR, eds. Henry's Clinical Diagnosis and Management by Laboratory Methods. 23rd ed.Elsevier; 2017:1057-1070 | Specific IgE from the patient's serum reacts with the allergen of interest, which is covalently coupled to an ImmunoCAP. After washing away nonspecific IgE, enzyme-labeled anti-IgE antibody is added to form a complex. After incubation, unbound anti-IgE is washed away, and the bound complex incubated with a developing agent. After stopping the reaction, the fluorescence of the eluate is measured. Fluorescence is proportional to the amount of specific IgE present in the patient's sample (ie, the higher the fluorescence value, the more IgE antibody is present).(Package insert: ImmunoCAP System Specific IgE FEIA. Phadia; Rev 06/2020) | Same day/1 to 3 days | 14 days | This test was developed and its performance characteristics determined by Mayo Clinic in a manner consistent with CLIA requirements. It has not been cleared or approved by the US Food and Drug Administration. | 86003 | Horsefly/Stablefly, IgE | 6144-0 | HFSF | Horsefly/Stablefly, IgE | 6144-0
FHORS | Horseradish (Armoracia rusticana/A.lapathifolia)IgE |  | Enzyme Immunoassay (EIA) | Yes | Horseradish IgE | Serum | Specimen Type:Serum Container/Tube:Red or SST Specimen Volume:0.5 mL Collection Instructions:Draw blood in a plain red-top tube(s), serum gel tube(s) is acceptable. Spin down and send 0.5 mL of serum refrigerated in a plastic vial. | 0.5 mL |  | <0.35 kU/L | Class IgE (kU/L) Comment 0 <0.35 Below Detection 1 0.35-0.69 Low Positive 2 0.70-3.49 Moderate Positive 3 3.50-17.49 Positive 4 17.50-49.99 Strong Positive 5 >49.99 Very Strong Positive |  |  |  | 4 to 7 days |  | This test was developed and its performance characteristics determined by Eurofins Viracor. It has not been cleared or approved by the U.S. Food and Drug Administration. | 86003 | Horseradish IgE | 7420-3 | Z3987 | CLASS | 102382-9
DF | House Dust Mites/Dermatophagoides farinae, IgE, Serum | Establishing a diagnosis of an allergy to house dust mites/Dermatophagoides farinae Defining the allergen responsible for eliciting signs and symptoms Identifying allergens: -Responsible for allergic response and/or anaphylactic episode -To confirm sensitization prior to beginning immunotherapy -To investigate the specificity of allergic reactions to insect venom allergens, drugs, or chemical allergens | Fluorescence Enzyme Immunoassay (FEIA) | Yes | House Dust Mites/D.F., IgE | Serum | Collection Container/Tube: Preferred:Serum gel Acceptable:Red top Submission Container/Tube:Plastic vial Specimen Volume:0.5 mL for every 5 allergens requested Collection Instructions:Centrifuge and aliquot serum into a plastic vial. | For one allergen: 0.3 mL For more than one allergen: (0.05 mL x number of allergens) + 0.25 mL deadspace | Clinical manifestations of immediate hypersensitivity (allergic) diseases are caused by the release of proinflammatory mediators (histamine, leukotrienes, and prostaglandins) from IgE-sensitized effector cells (mast cells and basophils) when cell-bound IgE antibodies interact with an allergen. In vitro serum testing for IgE antibodies provides an indication of the immune response to allergens that may be associated with allergic disease. The allergens chosen for testing often depend upon the age of the patient, history of allergen exposure, season of the year, and clinical manifestations. In individuals predisposed to develop allergic disease, the sequence of sensitization and clinical manifestations proceed as follows: eczema and respiratory disease (rhinitis and bronchospasm) in infants and children less than 5 years due to food sensitivity (milk, egg, soy, and wheat proteins) followed by respiratory disease (rhinitis and asthma) in older children and adults due to sensitivity to inhalant allergens (dust mite, mold, and pollen inhalants). | Class,IgE kU/L,Interpretation, 0,<0.10,Negative, 0/1,0.10-0.34,Borderline/equivocal, 1,0.35-0.69,Equivocal, 2,0.70-3.49,Positive, 3,3.50-17.4,Positive, 4,17.5-49.9,Strongly positive, 5,50.0-99.9,Strongly positive, 6,> or =100,Strongly positive, | Detection of IgE antibodies in serum (class 1 or greater) indicates an increased likelihood of allergic disease as opposed to other etiologies and defines the allergens that may be responsible for eliciting signs and symptoms. The level of IgE antibodies in serum varies directly with the concentration of IgE antibodies expressed as a class score or kU/L. | Testing for IgE antibodies is not useful in patients previously treated with immunotherapy to determine if residual clinical sensitivity exists or in patients in whom the medical management does not depend upon identification of allergen specificity. Some individuals with clinically insignificant sensitivity to allergens may have measurable levels of IgE antibodies in serum, and test results must be interpreted in the clinical context. False-positive results for IgE antibodies may occur in patients with markedly elevated serum IgE (>2500 kU/L) due to nonspecific binding to allergen solid phases. | Homburger HA, Hamilton RG: Allergic diseases. In: McPherson RA, Pincus MR, eds. Henry's Clinical Diagnosis and Management by Laboratory Methods. 23rd ed.Elsevier; 2017:1057-1070 | Specific IgE from the patient's serum reacts with the allergen of interest, which is covalently coupled to an ImmunoCAP. After washing away nonspecific IgE, enzyme-labeled anti-IgE antibody is added to form a complex. After incubation, unbound anti-IgE is washed away, and the bound complex incubated with a developing agent. After stopping the reaction, the fluorescence of the eluate is measured. Fluorescence is proportional to the amount of specific IgE present in the patient's sample (ie, the higher the fluorescence value, the more IgE antibody is present).(Package insert: ImmunoCAP System Specific IgE FEIA. Phadia; Rev 06/2020) | Same day/1 to 3 days | 14 days | This test has been cleared, approved, or is exempt by the US Food and Drug Administration and is used per manufacturer's instructions. Performance characteristics were verified by Mayo Clinic in a manner consistent with CLIA requirements. | 86003 | House Dust Mites/D.F., IgE | 6095-4 | DF | House Dust Mites/D.F., IgE | 6095-4
DP | House Dust Mites/Dermatophagoides pteronyssinus, IgE, Serum | Establishing a diagnosis of an allergy to house dust mites/Dermatophagoides pteronyssinus Defining the allergen responsible for eliciting signs and symptoms Identifying allergens: -Responsible for allergic response and/or anaphylactic episode -To confirm sensitization prior to beginning immunotherapy -To investigate the specificity of allergic reactions to insect venom allergens, drugs, or chemical allergens | Fluorescence Enzyme Immunoassay (FEIA) | Yes | House Dust Mites/D.P., IgE | Serum | Collection Container/Tube: Preferred:Serum gel Acceptable:Red top Submission Container/Tube:Plastic vial Specimen Volume:0.5 mL for every 5 allergens requested Collection Instructions:Centrifuge and aliquot serum into a plastic vial. | For 1 allergen: 0.3 mL For more than 1 allergen: (0.05 mL x number of allergens) + 0.25 mL deadspace | Clinical manifestations of immediate hypersensitivity (allergic) diseases are caused by the release of proinflammatory mediators (histamine, leukotrienes, and prostaglandins) from IgE-sensitized effector cells (mast cells and basophils) when cell-bound IgE antibodies interact with an allergen. In vitro serum testing for IgE antibodies provides an indication of the immune response to allergens that may be associated with allergic disease. The allergens chosen for testing often depend upon the age of the patient, history of allergen exposure, season of the year, and clinical manifestations. In individuals predisposed to develop allergic disease, the sequence of sensitization and clinical manifestations proceed as follows: eczema and respiratory disease (rhinitis and bronchospasm) in infants and children less than 5 years due to food sensitivity (milk, egg, soy, and wheat proteins) followed by respiratory disease (rhinitis and asthma) in older children and adults due to sensitivity to inhalant allergens (dust mite, mold, and pollen inhalants). | Class,IgE kU/L,Interpretation, 0,<0.10,Negative, 0/1,0.10-0.34,Borderline/equivocal, 1,0.35-0.69,Equivocal, 2,0.70-3.49,Positive, 3,3.50-17.4,Positive, 4,17.5-49.9,Strongly positive, 5,50.0-99.9,Strongly positive, 6,> or =100,Strongly positive, | Detection of IgE antibodies in serum (class 1 or greater) indicates an increased likelihood of allergic disease as opposed to other etiologies and defines the allergens that may be responsible for eliciting signs and symptoms. The level of IgE antibodies in serum varies directly with the concentration of IgE antibodies expressed as a class score or kU/L. | Testing for IgE antibodies is not useful in patients previously treated with immunotherapy to determine if residual clinical sensitivity exists or in patients in whom the medical management does not depend upon identification of allergen specificity. Some individuals with clinically insignificant sensitivity to allergens may have measurable levels of IgE antibodies in serum, and test results must be interpreted in the clinical context. False-positive results for IgE antibodies may occur in patients with markedly elevated serum IgE (>2500 kU/L) due to nonspecific binding to allergen solid phases. | Homburger HA, Hamilton RG: Allergic diseases. In: McPherson RA, Pincus MR, eds. Henry's Clinical Diagnosis and Management by Laboratory Methods. 23rd ed.Elsevier; 2017:1057-1070 | Specific IgE from the patient's serum reacts with the allergen of interest, which is covalently coupled to an ImmunoCAP. After washing away nonspecific IgE, enzyme-labeled anti-IgE antibody is added to form a complex. After incubation, unbound anti-IgE is washed away, and the bound complex incubated with a developing agent. After stopping the reaction, the fluorescence of the eluate is measured. Fluorescence is proportional to the amount of specific IgE present in the patient's sample (ie, the higher the fluorescence value, the more IgE antibody is present).(Package insert: ImmunoCAP System Specific IgE FEIA. Phadia; Rev 06/2020) | Same day/1 to 3 days | 14 days | This test has been cleared, approved, or is exempt by the US Food and Drug Administration and is used per manufacturer's instructions. Performance characteristics were verified by Mayo Clinic in a manner consistent with CLIA requirements. | 86003 | House Dust Mites/D.P., IgE | 6096-2 | DP | House Dust Mites/D.P., IgE | 6096-2
HD1 | House Dust Panel, Serum | Establishing a diagnosis of an allergy tocockroach,Dermatophagoides farinea,Dermatophagoides pteronyssinus, and house dust/H-S lab Defining the allergen responsible for eliciting signs and symptoms Identifying allergens: -Responsible for allergic response and/or anaphylactic episode -To confirm sensitization prior to beginning immunotherapy -To investigate the specificity of allergic reactions to insect venom allergens, drugs, or chemical allergens Testing for IgE antibodies isnot usefulin patients previously treated with immunotherapy to determine if residual clinical sensitivity exists, or in patients in whom the medical management does not depend upon identification of allergen specificity. | Fluorescence Enzyme Immunoassay (FEIA) | Yes | House Dust Panel | Includes testing for cockroach,Dermatophagoides farinea,Dermatophagoides pteronyssinus, and house dust/H-S lab allergen. | Collection Container/Tube: Preferred:Serum gel Acceptable:Red top Submission Container/Tube:Plastic vial Specimen Volume:0.5 mL for every 5 allergens requested Collection Instructions:Centrifuge and aliquot serum into a plastic vial. | For 1 allergen: 0.3 mL For more than 1 allergen: (0.05 mL x number of allergens) + 0.25 mL deadspace | Clinical manifestations of immediate hypersensitivity (allergic) diseases are caused by the release of proinflammatory mediators (histamine, leukotrienes, and prostaglandins) from IgE-sensitized effector cells (mast cells and basophils) when cell-bound IgE antibodies interact with an allergen. In vitro serum testing for IgE antibodies provides an indication of the immune response to allergens that may be associated with allergic disease. The allergens chosen for testing often depend upon the age of the patient, history of allergen exposure, season of the year, and clinical manifestations. In individuals predisposed to develop allergic disease, the sequence of sensitization and clinical manifestations proceed as follows: eczema and respiratory disease (rhinitis and bronchospasm) in infants and children less than 5 years due to food sensitivity (milk, egg, soy, and wheat proteins) followed by respiratory disease (rhinitis and asthma) in older children and adults due to sensitivity to inhalant allergens (dust mite, mold, and pollen inhalants). | Class,IgE kU/L,Interpretation, 0,<0.10,Negative, 0/1,0.10-0.34,Borderline/equivocal, 1,0.35-0.69,Equivocal, 2,0.70-3.49,Positive, 3,3.50-17.4,Positive, 4,17.5-49.9,Strongly positive, 5,50.0-99.9,Strongly positive, 6,> or =100,Strongly positive, | Detection of IgE antibodies in serum (class 1 or greater) indicates an increased likelihood of allergic disease as opposed to other etiologies and defines the allergens that may be responsible for eliciting signs and symptoms. The level of IgE antibodies in serum varies directly with the concentration of IgE antibodies expressed as a class score or kU/L. | Testing for IgE antibodies is not useful in patients previously treated with immunotherapy to determine if residual clinical sensitivity exists or in patients in whom the medical management does not depend upon identification of allergen specificity. Some individuals with clinically insignificant sensitivity to allergens may have measurable levels of IgE antibodies in serum, and test results must be interpreted in the clinical context. False-positive results for IgE antibodies may occur in patients with markedly elevated serum IgE (>2500 kU/L) due to nonspecific binding to allergen solid phases | Homburger HA, Hamilton RG: Allergic diseases. In: McPherson RA, Pincus MR, eds. Henry's Clinical Diagnosis and Management by Laboratory Methods. 23rd ed.Elsevier; 2017:1057-1070 | Specific IgE from the patient's serum reacts with the allergen of interest, which is covalently coupled to an ImmunoCAP. After washing away nonspecific IgE, enzyme-labeled anti-IgE antibody is added to form a complex. After incubation, unbound anti-IgE is washed away, and the bound complex incubated with a developing agent. After stopping the reaction, the fluorescence of the eluate is measured. Fluorescence is proportional to the amount of specific IgE present in the patient's sample (ie, the higher the fluorescence value, the more IgE antibody is present).(Package insert: ImmunoCAP System Specific IgE FEIA. Phadia; Rev 06/2020) | 1 to 3 days | 14 days | This test has been cleared, approved, or is exempt by the US Food and Drug Administration and is used per manufacturer's instructions. Performance characteristics were verified by Mayo Clinic in a manner consistent with CLIA requirements. | 86003 | House Dust Panel | 37987-5 | HD1 | House Dust Panel | 37987-5
HDG | House Dust/Greer Lab, IgE, Serum | Establishing a diagnosis of an allergy to house dust/Greer lab Defining the allergen responsible for eliciting signs and symptoms Identifying allergens: -Responsible for allergic response and/or anaphylactic episode -To confirm sensitization prior to beginning immunotherapy -To investigate the specificity of allergic reactions to insect venom allergens, drugs, or chemical allergens | Fluorescence Enzyme Immunoassay (FEIA) | Yes | House Dust/Greer Lab, IgE | Serum | Collection Container/Tube: Preferred:Serum gel Acceptable:Red top Submission Container/Tube:Plastic vial Specimen Volume:0.5 mL for every 5 allergens requested Collection Instructions:Centrifuge and aliquot serum into a plastic vial. | For 1 allergen: 0.3 mL For more than 1 allergen: (0.05 mL x number of allergens) + 0.25 mL deadspace | Clinical manifestations of immediate hypersensitivity (allergic) diseases are caused by the release of proinflammatory mediators (histamine, leukotrienes, and prostaglandins) from IgE-sensitized effector cells (mast cells and basophils) when cell-bound IgE antibodies interact with an allergen. In vitro serum testing for IgE antibodies provides an indication of the immune response to allergens that may be associated with allergic disease. The allergens chosen for testing often depend upon the age of the patient, history of allergen exposure, season of the year, and clinical manifestations. In individuals predisposed to develop allergic disease, the sequence of sensitization and clinical manifestations proceed as follows: eczema and respiratory disease (rhinitis and bronchospasm) in infants and children less than 5 years due to food sensitivity (milk, egg, soy, and wheat proteins) followed by respiratory disease (rhinitis and asthma) in older children and adults due to sensitivity to inhalant allergens (dust mite, mold, and pollen inhalants). | Class,IgE kU/L,Interpretation, 0,<0.10,Negative, 0/1,0.10-0.34,Borderline/equivocal, 1,0.35-0.69,Equivocal, 2,0.70-3.49,Positive, 3,3.50-17.4,Positive, 4,17.5-49.9,Strongly positive, 5,50.0-99.9,Strongly positive, 6,> or =100,Strongly positive, | Detection of IgE antibodies in serum (class 1 or greater) indicates an increased likelihood of allergic disease as opposed to other etiologies and defines the allergens that may be responsible for eliciting signs and symptoms. The level of IgE antibodies in serum varies directly with the concentration of IgE antibodies expressed as a class score or kU/L. | Testing for IgE antibodies is not useful in patients previously treated with immunotherapy to determine if residual clinical sensitivity exists or in patients in whom the medical management does not depend upon identification of allergen specificity. Some individuals with clinically insignificant sensitivity to allergens may have measurable levels of IgE antibodies in serum, and test results must be interpreted in the clinical context. False-positive results for IgE antibodies may occur in patients with markedly elevated serum IgE (>2500 kU/L) due to nonspecific binding to allergen solid phases. | Homburger HA, Hamilton RG: Allergic diseases. In: McPherson RA, Pincus MR, eds. Henry's Clinical Diagnosis and Management by Laboratory Methods. 23rd ed.Elsevier; 2017:1057-1070 | Specific IgE from the patient's serum reacts with the allergen of interest, which is covalently coupled to an ImmunoCAP. After washing away nonspecific IgE, enzyme-labeled anti-IgE antibody is added to form a complex. After incubation, unbound anti-IgE is washed away, and the bound complex incubated with a developing agent. After stopping the reaction, the fluorescence of the eluate is measured. Fluorescence is proportional to the amount of specific IgE present in the patient's sample (ie, the higher the fluorescence value, the more IgE antibody is present).(Package insert: ImmunoCAP System Specific IgE FEIA. Phadia; Rev 06/2020) | Same day/1 to 3 days | 14 days | This test has been cleared, approved, or is exempt by the US Food and Drug Administration and is used per manufacturer's instructions. Performance characteristics were verified by Mayo Clinic in a manner consistent with CLIA requirements. | 86003 | House Dust/Greer Lab, IgE | 9828-5 | HDG | House Dust/Greer Lab, IgE | 9828-5
HDHS | House Dust/H-S Lab, IgE, Serum | Establishing a diagnosis of an allergy to house dust/H-S lab Defining the allergen responsible for eliciting signs and symptoms Identifying allergens: -Responsible for allergic response and/or anaphylactic episode -To confirm sensitization prior to beginning immunotherapy -To investigate the specificity of allergic reactions to insect venom allergens, drugs, or chemical allergens | Fluorescence Enzyme Immunoassay (FEIA) | Yes | House Dust/H-S Lab, IgE | Serum | Collection Container/Tube: Preferred:Serum gel Acceptable:Red top Submission Container/Tube:Plastic vial Specimen Volume:0.5 mL for every 5 allergens requested Collection Instructions:Centrifuge and aliquot serum into a plastic vial. | For 1 allergen: 0.3 mL For more than 1 allergen: (0.05 mL x number of allergens) + 0.25 mL deadspace | Clinical manifestations of immediate hypersensitivity (allergic) diseases are caused by the release of proinflammatory mediators (histamine, leukotrienes, and prostaglandins) from IgE-sensitized effector cells (mast cells and basophils) when cell-bound IgE antibodies interact with an allergen. In vitro serum testing for IgE antibodies provides an indication of the immune response to allergens that may be associated with allergic disease. The allergens chosen for testing often depend upon the age of the patient, history of allergen exposure, season of the year, and clinical manifestations. In individuals predisposed to develop allergic disease, the sequence of sensitization and clinical manifestations proceed as follows: eczema and respiratory disease (rhinitis and bronchospasm) in infants and children less than 5 years due to food sensitivity (milk, egg, soy, and wheat proteins) followed by respiratory disease (rhinitis and asthma) in older children and adults due to sensitivity to inhalant allergens (dust mite, mold, and pollen inhalants). | Class,IgE kU/L,Interpretation, 0,<0.10,Negative, 0/1,0.10-0.34,Borderline/equivocal, 1,0.35-0.69,Equivocal, 2,0.70-3.49,Positive, 3,3.50-17.4,Positive, 4,17.5-49.9,Strongly positive, 5,50.0-99.9,Strongly positive, 6,> or =100,Strongly positive, | Detection of IgE antibodies in serum (class 1 or greater) indicates an increased likelihood of allergic disease as opposed to other etiologies and defines the allergens that may be responsible for eliciting signs and symptoms. The level of IgE antibodies in serum varies directly with the concentration of IgE antibodies expressed as a class score or kU/L. | Testing for IgE antibodies is not useful in patients previously treated with immunotherapy to determine if residual clinical sensitivity exists or in patients in whom the medical management does not depend upon identification of allergen specificity. Some individuals with clinically insignificant sensitivity to allergens may have measurable levels of IgE antibodies in serum, and test results must be interpreted in the clinical context. False-positive results for IgE antibodies may occur in patients with markedly elevated serum IgE (>2500 kU/L) due to nonspecific binding to allergen solid phases. | Homburger HA, Hamilton RG: Allergic diseases. In: McPherson RA, Pincus MR, eds. Henry's Clinical Diagnosis and Management by Laboratory Methods. 23rd ed.Elsevier; 2017:1057-1070 | Specific IgE from the patient's serum reacts with the allergen of interest, which is covalently coupled to an ImmunoCAP. After washing away nonspecific IgE, enzyme-labeled anti-IgE antibody is added to form a complex. After incubation, unbound anti-IgE is washed away, and the bound complex incubated with a developing agent. After stopping the reaction, the fluorescence of the eluate is measured. Fluorescence is proportional to the amount of specific IgE present in the patient's sample (ie, the higher the fluorescence value, the more IgE antibody is present).(Package insert: ImmunoCAP System Specific IgE FEIA. Phadia; Rev 06/2020) | Same day/1 to 3 days | 14 days | This test has been cleared, approved, or is exempt by the US Food and Drug Administration and is used per manufacturer's instructions. Performance characteristics were verified by Mayo Clinic in a manner consistent with CLIA requirements. | 86003 | House Dust/H-S Lab, IgE | 7425-2 | HDHS | House Dust/H-S Lab, IgE | 7425-2
FHTL | HTLV I/II DNA, Qualitative Real-Time PCR |  | Real-Time Polymerase Chain Reaction (RT-PCR) | Yes | HTLV-I/II DNA, Qual Real-Time PCR | Whole blood | Collection Container/Tube: Preferred:Lavender-top (EDTA) Acceptable:Yellow top (ACD, solution A) Specimen Volume:1 mL Collection Instructions:Draw blood in a lavender-top (EDTA) tube(s), or yellow-top (ACD solution A) tube(s). Send 1 mL EDTA or ACD whole blood refrigerate. | 0.5 mL |  | ReferenceRange:Not Detected |  |  |  |  | 3 to 6 days |  | This test was developed and its analytical performance characteristics have been determined by Quest Diagnostics. It has not been cleared or approved by FDA. This assay has been validated pursuant to the CLIA regulations and is used for clinical purposes. | 87798 x 2 | HTLV-I/II DNA, Qual Real-Time PCR | Not Provided | Z0501 | HTLV-II DNA | 44542-9
FHAM | Human Anti-mouse Antibody (HAMA) |  | Enzyme Linked Immunosorbent Assay (ELISA) | No | Human Anti-mouse AB (HAMA) | Serum Red | Draw blood in a plain, red-top tube(s),serum gel tube is not acceptable. Spin down and send 2 mL of serum frozen in a plastic vial. | 0.5 mL |  | < or = 74 ng/mL |  |  |  |  | 7 to 25 days |  |  | 83520 | Human Anti-mouse AB (HAMA) | 14975-7 | FHAM | Human Anti-mouse AB (HAMA) | 14975-7
HCG | Human Chorionic Gonadotropin (hCG) Immunostain, Technical Component Only | Identification human chorionic gonadotropin expression in neoplasms | Immunohistochemistry (IHC) | Yes | Chorion Gonadotropin IHC, Tech Only | For the initial technical component only immunohistochemical (IHC) stain performed, the appropriate bill-only test ID will be reflexed and charged (IHTOI). For each additional technical component only IHC stain performed, an additional bill-only test ID will be reflexed and charged (IHTOA). | Supplies:Immunostain Technical Only Envelope (T693) Specimen Type:Tissue Container/Tube:Immunostain Technical Only Envelope Preferred:2 Unstained positively charged glass slide (25- x 75- x 1-mm) per test ordered; sections 4-microns thick Acceptable:Formalin-fixed, paraffin-embedded tissue block |  | Human chorionic gonadotropin (hCG) is produced by the syncytiotrophoblasts of the placenta and has the same biologic properties as pituitary luteinizing hormone (LH). hCG stimulates androgen and progesterone production in women and helps maintain the corpus luteum of pregnancy. hCG is a heterodimeric hormone of 36kD with subunits designated alpha and beta. Many neoplasms including choriocarcinomas and adenocarcinomas may express hCG. |  | This test does not include pathologist interpretation, only technical performance of the stain. If interpretation is required, order PATHC / Pathology Consultation for a full diagnostic evaluation or second opinion of the case. The positive and negative controls are verified as showing appropriate immunoreactivity. If a control tissue is not included on the slide, a scanned image of the relevant quality control tissue is available upon request; call 855-516-8404. Interpretation of this test should be performed in the context of the patient's clinical history and other diagnostic tests by a qualified pathologist. | Age of a cut paraffin section can affect immunoreactivity. Stability thresholds vary widely among published literature and are antigen dependent. Best practice is for paraffin sections to be cut within 6 weeks. | 1. Lenhard M, Tsvilina A, Schumacher L, et al. Human chorionic gonadotropin and its relation to grade, stage and patient survival in ovarian cancer. BMC Cancer. 2012;12:2. doi:10.1186/1471-2407-12-2 2. Mustafa A, Bozdag Z, Tepe NB, Ozcan HC. An unexpected reason for elevated human chorionic gonadotropin in a young woman. Cervical squamous carcinoma. Saudi Med J. 2016;37(8):905-907. doi:10.15537/2016.8.14529 3. Khattri S, Vivekanandarajah A, Varma S, Kong F. Secretion of beta-human chorionic gonadotropin by non-small cell lung cancer: a case report. J Med Case Rep. 2011;5:19. doi:10.1186/1752-1947-5-19 4. Magaki S, Hojat SA, Wei B, So A, Yong WH. An Introduction to the Performance of Immunohistochemistry. Methods Mol Biol. 2019;1897:289-298. doi:10.1007/978-1-4939-8935-5_25 | Immunohistochemistry on sections of paraffin-embedded tissue.(Unpublished Mayo method) | 1 to 3 days | Until staining is complete. | This test has been cleared, approved, or is exempt by the US Food and Drug Administration and is used per manufacturer's instructions. Performance characteristics were verified by Mayo Clinic in a manner consistent with CLIA requirements. | 88342-TC, primary88341-TC, if additional IHC | Chorion Gonadotropin IHC, Tech Only | Order only;no result | 70768 | Chorion Gonadotropin IHC, Tech Only | Bill only; no result
THCG | Human Chorionic Gonadotropin (hCG), Quantitative, Pregnancy, Serum | Early detection of pregnancy Investigation of suspected ectopic pregnancy or other pregnancy-related complications Monitoring in vitro fertilization patients This test isnot useful fordetecting or monitoring tumors or gestational trophoblastic disease. | Electrochemiluminescent Immunoassay | Yes | HCG, Quantitative, Pregnancy, S | Serum | Patient Preparation: For 12 hours before specimen collection do nottake multivitamins or dietary supplements containing biotin (vitamin B7), which is commonly found in hair, skin, and nail supplements and multivitamins. Collection Container/Tube: Preferred:Serum gel Acceptable:Red top Submission Container/Tube:Plastic vial Specimen Volume:0.5 mL Collection Instructions: 1. Serum gel tubes should be centrifuged within 2 hours of collection. 2. Red-top tubes should be centrifuged and serum aliquoted into a plastic vial within 2 hours of collection. | 0.4 mL | Human chorionic gonadotropin (hCG) is a glycoprotein hormone that consists of 2 subunits (alpha and beta chains) that are associated to comprise the intact hormone. The alpha subunit is similar to those of luteinizing hormone, follicle-stimulating hormone, and thyrotropin (formerly thyroid-stimulating hormone). The beta subunit of hCG differs from other pituitary glycoprotein hormones, which results in its unique biochemical and immunological properties. This method quantitates the sum of intact hCG plus the beta subunit. hCG is produced in the placenta during pregnancy. In nonpregnant individuals, it can also be produced by tumors of the trophoblast, germ cell tumors with trophoblastic components, and some nontrophoblastic tumors. The biological action of hCG serves to maintain the corpus luteum during pregnancy. It also influences steroid production. The serum in pregnant individuals containsmainly intact hCG. Measurement of the hCG concentration permits the diagnosis of pregnancy as early as 1 week after conception. | Negative: <5 IU/L | Values in pregnancy should double every 2 to 3 days for the first 6 weeks. Elevated concentrations of human chorionic gonadotropin (hCG) measured in the first trimester of pregnancy are observed in normal pregnancy but may serve as an indication of chorionic carcinoma, hydatiform mole, or multiple pregnancy. Decreasing hCG concentrations indicate threatened or missed abortion, recent termination of pregnancy, ectopic pregnancy, gestosis, or intrauterine death. Both normal and ectopic pregnancies generally yield positive results of pregnancy tests. The comparison of quantitative hCG measurements with the results of transvaginal ultrasonography (TVUS) may aid in the diagnosis of ectopic pregnancy. When an embryo is first large enough for the gestation sac to be visible on TVUS, the patient generally will have hCG concentrations between 1000 and 2000 IU/L. (These are literature values. Definitive values for this method have not been established at this time.) If the hCG value is this high and no sac is visible in the uterus, ectopic pregnancy is suggested. Elevated values will also be seen with choriocarcinoma and hydatiform mole. Peri- and postmenopausal females may have detectable hCG concentrations (< or = to 14 IU/L) due to pituitary production of hCG. Serum follicle-stimulating hormone measurement may aid in ruling-out pregnancy in this population. Cutoffs of greater than 20 to 45 IU/L have been suggested and are method dependent. | False elevations (called phantom human chorionic gonadotropin [hCG]) may occur with patients who have human anti-animal or heterophilic antibodies. Some specimens may not dilute linearly due to abnormal forms of hCG. Elevated hCG concentrations not associated with pregnancy are found in patients with other diseases such as tumors of the germ cells, ovaries, bladder, pancreas, stomach, lungs, and liver.However,this test is not intended for the detection of or to monitor for tumors or gestational trophoblastic disease. | 1. Snyder JA, Haymond S, Parvin CA, et al: Diagnostic considerations in the measurement of human chorionic gonadotropin in aging women. Clin Chem. 2005 Oct;51(10):1830-1835. doi: 10.1373/clinchem.2005.053595 2. Nerenz RD, Braga JA: Pregnancy and its disorders. In: Rifai N, Chiu RWK, Young I, Burnham ACD, Wittwer CT eds. Tietz Textbook of Laboratory Medicine. 7th ed. Elsevier; 2023:chap 59 | This method employs 2 monoclonal antibodies specifically directed against human chorionic gonadotropin (hCG). A biotinylated monoclonal antibody and a second monoclonal antibody labeled with a ruthenium complex react with hCG to form a sandwich complex. After the addition of streptavidin-coated microparticles, the complex becomes bound to the solid phase via interaction of biotin and streptavidin. The reaction mixture is aspirated into the measuring cell where the microparticles are magnetically captured onto the surface of the electrode. Application of a voltage to the electrode then induces chemiluminescent emission, which is measured by a photo-multiplier.(Package insert: HCG+B. Roche Diagnostics; 11/2018) | Same day/1 day | 7 days | This test has been cleared, approved, or is exempt by the US Food and Drug Administration and is used per manufacturer's instructions. Performance characteristics were verified by Mayo Clinic in a manner consistent with CLIA requirements. | 84702 | HCG, Quantitative, Pregnancy, S | 83086-9 | THCG | HCG, Quantitative, Pregnancy, S | 83086-9
HE4 | Human Epididymis Protein 4, Serum | Aiding in monitoring patients with treated epithelial ovarian cancer for recurrence or progression This test shouldnot be usedas a screening test for ovarian cancer. | Electrochemiluminescence Immunoassay (ECLIA) | Yes | HE4, S | Serum | Patient Preparation:For 12 hours before specimen collection, patientshould nottake multivitamins or dietary supplements (eg, hair, skin, and nail supplements) containing biotin (vitamin B7). Supplies:Sarstedt Aliquot Tube, 5 mL (T914) Collection Container/Tube: Preferred:Serum gel Acceptable:Red top Submission Container: Plastic vial Specimen Volume:1 mL Collection Instructions:Centrifuge and aliquot serum into a plastic vial. | 0.75 mL | Human epididymis (HE) protein 4 belongs to the family of whey acidic four-disulfide core (WFDC) proteins. Currently, the biologic function of HE4 is unknown. Human epididymis protein 4 has been shown to be overexpressed in 93% of serous, 100% of endometrioid, and 50% of clear cell ovarian carcinomas. In a study of 233 patients with a pelvic mass, including 67 with epithelial ovarian cancer, HE4 had a higher sensitivity for ovarian cancer detection than cancer antigen (CA) 125, 72.9% versus 43.3%, respectively, at a specificity of 95%. Researchers also foundHE4 to be elevated in more than half of the ovarian cancer patients who did not have elevated CA 125levels; therefore, the combination of markers provided slightly improved cancer diagnostic sensitivity for the detection of ovarian cancer. The main established application of HE4 is in post-therapy monitoring of ovarian cancer patients, who had elevated pretreatment levels. In this setting, it complements CA 125 measurement and facilitates follow-up of patients with little or no CA 125 pretreatment elevations. Certain histological types of ovarian cancer (mucinous or germ cell tumors) rarely express HE4, therefore the use of HE4 is not recommended for monitoring of patients with these types of ovarian cancer. | Females: <or =140 pmol/L Males: Not applicable | Increase in human epididymis protein 4 (HE4) suggests recurrence or disease progression, while a decrease suggests therapeutic response. A change in serum HE4 concentration of greater than or equal to 20% is considered significant. | Results cannot be interpreted as absolute evidence of the presence or absence of malignant ovarian disease, because mild elevations of human epididymis protein 4 (HE4) might also be present in individuals with benign gynecologic conditions (ovarian cysts, cystadenomas, leiomyomas, myomas, fibromas, and endometriosis), hypertension, congestive heart failure, and kidney or liver disease. Serial testing for patient HE4 results should be used in conjunction with other clinical methods for monitoring ovarian cancer. The use of this test in disease states other than ovarian cancer has not been clinically validated. Serum markers are not specific for malignancy and values may vary by method. Values obtained with different assay methods cannot be used interchangeably. Correlation studies between this method and the previous enzyme-linked immunosorbent assay method show good correlation (correlation coefficient =0.92). However, this method will, on average, give 28% higher HE4 concentrations and individual patient results may vary more than would be calculated from the correlation equation. Ideally, when changing methods, parallel testing using the old and new method allows for establishing the patient's HE4 baseline levels with the new method (rebaseline). In rare cases, some individuals can develop antibodies to mouse or other animal antibodies (often referred to as human anti-mouse antibodies [HAMA] or heterophile antibodies), which may cause interference in some immunoassays. The presence of antibodies to streptavidin or ruthenium can rarely occur and may also interfere in this assay. Caution should be used in interpretation of results, and the laboratory should be alerted if the result does not correlate with the clinical presentation. | 1. Moore RG, Brown AK, Miller MC, et al. The use of multiple novel tumor biomarkers for the detection of ovarian carcinoma in patients with a pelvic mass. Gynecol Oncol. 2008;108(2):402-408 2. Ferraro S, Braga F, Lanzoni M, Boracchi P, Biganzoli EM, Panteghini M. Serum human epididymis protein 4 vs carbohydrate antigen 125 for ovarian cancer diagnosis: a systematic review. J Clin Pathol. 2013;66(4):273-281 3. Dochez V, Caillon H, Vaucel E, Dimet J, Winer N, Ducarme G. Biomarkers and algorithms for diagnosis of ovarian cancer: CA125, HE4, RMI and ROMA, a review. J Ovarian Res. 2019;12(1):28. Published 2019 Mar 27. doi:10.1186/s13048-019-0503-7 | The Roche Elecsys HE4 (human epididymal protein 4) assay is a sandwich electrochemiluminescence immunoassay that employs a biotinylated monoclonal HE4-specific antibody and a monoclonal HE4-specific antibody labeled with ruthenium complex. HE4 in the specimen reacts with both the biotinylated monoclonal HE4-specific antibody (mouse) and the monoclonal HE4-specific antibody (mouse) labeled with ruthenium, forming a sandwich complex. Streptavidin-coated microparticles are added and the mixture is aspirated into the measuring cell where the microparticles are magnetically captured onto the surface of the electrode. Unbound substances are then removed. Application of voltage to the electrode induces the chemiluminescent emission, which is then measured against a calibration curve to determine the amount of HE4 in the patient specimen.(Package insert: Roche Elecsys HE4. Roche Diagnostics; V 3.0, 06/2024) | 1 to 3 days | 2 weeks | This test has been cleared, approved, or is exempt by the US Food and Drug Administration and is used per manufacturer's instructions. Performance characteristics were verified by Mayo Clinic in a manner consistent with CLIA requirements. | 86305 | HE4, S | 55180-4 | HE4 | HE4, S | 55180-4
HRPV8 | Human Herpes Virus, Type 8 (HHV-8) Immunostain, Technical Component Only | Identification of human herpes virus type 8 infection | Immunohistochemistry (IHC) | Yes | Herpes Virus type 8 IHC, Tech Only | For the initial technical component only immunohistochemical (IHC) stain performed, the appropriate bill-only test ID will be reflexed and charged (IHTOI). For each additional technical component only IHC stain performed, an additional bill-only test ID will be reflexed and charged (IHTOA). | Supplies:Immunostain Technical Only Envelope (T693) Specimen Type:Tissue Container/Tube:Immunostain Technical Only Envelope Preferred:2 Unstained positively charged glass slide (25- x 75- x 1-mm) per test ordered; sections 4-microns thick. Acceptable:Formalin-fixed, paraffin-embedded tissue block |  | Human herpes virus type 8 infection can lead to the development of lymphoproliferative diseases or other neoplasms, especially in the setting of HIV. These neoplasms include the plasma cell variant of Castleman disease, Kaposi sarcoma, and primary effusion lymphoma. |  | This test does not include pathologist interpretation, only technical performance of the stain. If interpretation is required, order PATHC / Pathology Consultation for a full diagnostic evaluation or second opinion of the case. The positive and negative controls are verified as showing appropriate immunoreactivity. If a control tissue is not included on the slide, a scanned image of the relevant quality control tissue is available upon request; call 855-516-8404. Interpretation of this test should be performed in the context of the patient's clinical history and other diagnostic tests by a qualified pathologist. | Age of a cut paraffin section can affect immunoreactivity. Stability thresholds vary widely among published literature and are antigen dependent. Best practice is for paraffin sections to be cut within 6 weeks. | 1. Beukes CA, Thiart J. The incidence of human herpes virus-8 expression in lymph node biopsies from human immunodeficiency virus-positive patients. Histopathology. 2012;61(5):942-944. doi:10.1111/j.1365-2559.2012.04291.x 2. Roe CJ, Siddiqui MT, Lawson D, Cohen C. RNA In Situ Hybridization for Epstein-Barr Virus and Cytomegalovirus: Comparison With In Situ Hybridization and Immunohistochemistry. Appl Immunohistochem Mol Morphol. 2019;27(2):155-159. doi:10.1097/PAI.0000000000000568 3. Speicher DJ, Wanzala P, D'Lima M, et al. Diagnostic challenges of oral and cutaneous Kaposi's sarcoma in resource-constrained settings. J Oral Pathol Med. 2015;44(10):842-849. doi:10.1111/jop.12315 4. Magaki S, Hojat SA, Wei B, So A, Yong WH. An introduction to the performance of immunohistochemistry. Methods Mol Biol. 2019;1897:289-298. doi:10.1007/978-1-4939-8935-5_25 | Immunohistochemistry on sections of paraffin-embedded tissue.(Unpublished Mayo method) | 1 to 3 days | Until staining is complete. | This test has been cleared, approved, or is exempt by the US Food and Drug Administration and is used per manufacturer's instructions. Performance characteristics were verified by Mayo Clinic in a manner consistent with CLIA requirements. | 88342-TC, primary88341-TC, if additional IHC | Herpes Virus type 8 IHC, Tech Only | Order only;no result | 70771 | Herpes Virus type 8 IHC, Tech Only | Bill only; no result
FH6AB | Human Herpesvirus 6 (HHV-6A and HHV-6B) by Quantitative PCR |  | Quantitative Polymerase Chain Reaction | Yes | HHV-6A and HHV-6B | Varies | Submit onlyone of the following: CSF: Collect 1 mL spinal fluid (CSF) in sterile plastic container and ship frozen. Serum: Draw blood in serum gel tube(s). Spin down and send 1 mL of serum frozen in a plastic vial. Plasma: Draw blood in lavender (EDTA), pink (K2EDTA) tube(s), or (yellow ACD) tube(s). Spin down and send 1 mL of plasma frozen in a plastic vial. Note: 1.Source required. 2.Separate orders required for each specimen. | 0.5 mL |  | Not detected The quantitative range of this assay is 3.0 – 6.0 log copies/mL (1,000 - 999,000 copies/mL). A negative result (less than 3.0 log copies/mL or less than 1,000 copies/mL) does not rule out the presence of PCR inhibitors in the patient specimen or HHV6 DNA in concentrations below the level of detection of the test. Inhibition may also lead to underestimation of viral quantitation. |  | No international standard is currently available for calibration of this assay.Caution should be taken when interpreting results generated by different assay methodologies. |  |  | 1 to 8 days |  | Analyte specific reagents (ASR) are used in many laboratory tests necessary for standard medical care and generally do notrequire U.S. Food and Drug Administration (FDA) approval or clearance. This test was developed and its performance characteristics determined by ARUP Laboratories. The U.S. Food and Drug Administration has not approved or cleared this test; however, FDA clearance or approval is not currently required for clinical use. The results are not intended to be used as the sole means for clinical diagnosis or patient management decisions. This test should not be regarded as investigational or for research use. | 87533 | HHV-6A and HHV-6B | 38351-3 | Z4279 | HHV6 by PCR interp | 51730-0
HHV6 | Human Herpesvirus-6, Molecular Detection, PCR, Plasma | As an adjunct in the rapid diagnosis of human herpesvirus-6 infection using plasma specimens This testshould not be usedto screen asymptomatic patients. | Real-Time Polymerase Chain Reaction (PCR)/DNA Probe Hybridization | Yes | HHV-6 PCR, P | Plasma EDTA | Supplies:Sarstedt Aliquot Tube, 5 mL (T914) Collection Container/Tube:Lavender top (EDTA) Submission Container/Tube: Preferred:Plastic vial Acceptable:Screw-capped, sterile container Specimen Volume:1 mL Collection Instructions:Centrifuge and aliquot plasma into plastic vial. | 0.3 mL | Herpesvirus-6 (HHV-6) is a member of the Herpesviridae family. These viruses contain DNA surrounded by a lipid envelope. Among members of this group, this virus is most closely related to cytomegalovirus (CMV) and HHV-7. As with other members of the herpesvirus group (herpes simplex virus [HSV] 1, HSV 2, varicella-zoster virus, CMV, Epstein-Barr virus, HHV-7, HHV-8), HHV-6 may cause primary and reactivated infections subsequent to latent association with cells.(1) Infection with HHV-6 occurs early in childhood. Most adults (80%-90%) have been infected with this virus. HHV-6 was first linked with exanthem subitum (roseola infantum) in 1998; since then, the virus has been associated with central nervous system disease almost exclusively in patients who are immunocompromised.(1) HHV-6 is commonly detected in patients posttransplantation. Clinical symptoms associated with this viral infection include febrile illness, pneumonitis, hepatitis, encephalitis, and bone marrow suppression. However, the majority of HHV-6 infections are asymptomatic.(2) The incidence of HHV-7 infection and its clinical manifestations posttransplantation are less well characterized. HHV-6 is designated as variant A (HHV-6A) or variant B (HH6-B) depending on restriction enzyme digestion patterns and its reaction with monoclonal antibodies. Generally, variant B has been associated with exanthem subitum, whereas variant A has been found in many immunosuppressed patients.(3) | Negative | A positive result indicates the presence of specific DNA fromhuman herpesvirus-6 (HHV-6) and supports the diagnosis of infection with this virus. A negative result indicates the absence of detectable DNA from HHV-6 in the specimen, but it does not negate the presence of the virus or active or recent disease. | The sensitivity of the assay is very dependent upon the quality of the specimen submitted. A negative test does not exclude human herpesvirus-6 (HHV-6) virus infection. Therefore, the results obtained should be used in conjunction with clinical findings to make an accurate diagnosis. This assay detects nucleic acid and, therefore, cannot distinguish between viable and nonviable virus. Test performance depends on viral load in the specimen and may not correlate with cell culture performed on the same specimen. | 1. Agut H, Bonnafous P, Gautheret-Dejean A: Laboratory and clinical aspects of human herpesvirus 6 infections. Clin Microbiol Rev. 2015 Apr;28(2):313-335 2. De Bolle L, Naesens L, De Clercq E: Update on human herpesvirus 6 biology, clinical features, and therapy. Clin Microbiol Rev. 2005 Jan;18(1):217-245 3. Dockrell DH, Paya CV: Human herpesvirus-6 and -7 in transplantation. Rev Med Virol. 2001 Jan-Feb;11(1):23-36 4. Abdel-Haq NM, Asmar BI: Human herpesvirus 6 (HHV6) infection. Indian J Pediatr. 2004 Jan;71(1):89-96 5. Dockrell DH, Smith TF, Paya CV: Human herpesvirus 6. Mayo Clin Proc. 1999 Feb;74(2):163-170 | Viral nucleic acid is extracted by the MagNA Pure automated instrument (Roche Applied Science) from clinical specimens. Primers directed to the immediate early gene of human herpesvirus-6 (HHV-6) produce a 195-base pairs amplicon. The LightCycler instrument (Roche Applied Science) amplifies and monitors the development of target nucleic acid sequences after the annealing step during polymerase chain reaction (PCR) cycling. This automated PCR system can rapidly (1 hour) detect amplicon development through stringent air-controlled temperature cycling and capillary cuvettes. The detection of amplified products is based on the fluorescence resonance energy transfer (FRET) principle. For FRET product detection, a hybridization probe with a donor fluorophore, fluorescein, on the 3'-end is excited by an external light source and emits light that is absorbed by a second hybridization probe with an acceptor fluorophore, LC-Red 640, at the 5'-end. The acceptor fluorophore then emits light of a different wavelength that can be measured with a signal that is proportional to the amount of specific PCR product. LightCycler hybridization probes are designed for exact homology to HHV-6.(Cockerill FR III, Uhl JR: Applications and challenges of real-time PCR for the clinical microbiology laboratory. In: Reischel U, Wittwer C, Cockerill F. Rapid Cycle Real-Time PCR - Methods and Applications.Springer-Verlag;2002: 3-30) | 2 to 5 days | 1 week | This test was developed and its performance characteristics determined by Mayo Clinic in a manner consistent with CLIA requirements. It has not been cleared or approved by the US Food and Drug Administration. | 87532 | HHV-6 PCR, P | 29495-9 | 87532 | HHV-6 PCR, P | 29495-9
HHV6V | Human Herpesvirus-6, Molecular Detection, PCR, Spinal Fluid | As an adjunct in the rapid diagnosis of human herpesvirus-6 infection using cerebrospinal fluid specimens This testshould not be usedto screen asymptomatic patients. | Real-Time Polymerase Chain Reaction (PCR)/DNA Probe Hybridization | Yes | HHV-6 PCR, Varies | CSF | Supplies:Sarstedt Aliquot Tube, 5 mL (T914) Container/Tube: Preferred:Aliquot tube Acceptable:Sterile vial Specimen Volume:0.5 mL Collection Instructions:Collect specimen from second collection vial.Do not centrifuge. | 0.3 mL | Human herpesvirus-6 (HHV-6) is a member of the Herpesviridae family. These viruses contain DNA surrounded by a lipid envelope. Among members of this group, this virus is most closely related to cytomegalovirus (CMV) and HHV-7. As with other members of the herpesvirus group (herpes simplex virus [HSV] 1, HSV 2, varicella-zoster virus, CMV, Epstein-Barr virus, HHV-7, HHV-8), HHV-6 may cause primary and reactivated infections subsequent to latent association with cells.(1) Infection with HHV-6 occurs early in childhood. Most adults (80%-90%) have been infected with this virus. HHV-6 was first linked with exanthem subitum (roseola infantum) in 1998; since then, the virus has been associated with central nervous system disease almost exclusively in patients who are immunocompromised.(1) HHV-6 is commonly detected in patients posttransplantation. Clinical symptoms associated with this viral infection include febrile illness, pneumonitis, hepatitis, encephalitis, and bone marrow suppression. However, the majority of HHV-6 infections are asymptomatic.(2) The incidence of HHV-7 infection and its clinical manifestations posttransplantation are less well characterized. HHV-6 is designated as variant A (HHV-6A) or variant B (HH6-B) depending on restriction enzyme digestion patterns and its reaction with monoclonal antibodies. Generally, variant B has been associated with exanthem subitum, whereas variant A has been found in many immunosuppressed patients.(3) | Negative | A positive result indicates the presence of specific DNA fromhuman herpesvirus-6 (HHV-6) and supports the diagnosis of infection with this virus. A negative result indicates the absence of detectable DNA from HHV-6 in the specimen, but it does not negate the presence of the virus or active or recent disease. | The sensitivity of the assay is very dependent upon the quality of the specimen submitted. A negative test does not exclude human herpesvirus-6 virus infection. Therefore, the results obtained should be used in conjunction with clinical findings to make an accurate diagnosis. This assay detects nucleic acid and, therefore, cannot distinguish between viable and nonviable virus. Test performance depends on viral load in the specimen and may not correlate with cell culture performed on the same specimen. | 1. Agut H, Bonnafous P, Gautheret-Dejean A: Laboratory and clinical aspects of human herpesvirus 6 infections. Clin Microbiol Rev. 2015 Apr:28(2):313-335 2. De Bolle L, Naesens L, De Clercq E: Update on human herpesvirus 6 biology, clinical features, and therapy. Clin Microbiol Rev. 2005 Jan;18(1):217-245 3. Dockrell DH, Paya CV: Human herpesvirus-6 and -7 in transplantation. Rev Med Virol. 2001 Jan-Feb;11(1):23-36 4. Abdel-Haq NM, Asmar BI: Human herpesvirus 6 (HHV6) infection. Indian J Pediatr. 2004 Jan;71(1):89-96 5. Dockrell DH, Smith TF, Paya CV: Human herpesvirus 6. Mayo Clin Proc. 1999 Feb;74(2):163-170 | Viral nucleic acid is extracted by the MagNA Pure automated instrument (Roche Applied Science) from clinical specimens. Primers directed to the immediate early gene of human herpesvirus-6 (HHV-6) produce a 195 base pairs amplicon. The LightCycler instrument (Roche Applied Science) amplifies and monitors the development of target nucleic acid sequences after the annealing step during polymerase chain reaction (PCR) cycling. This automated PCR system can rapidly (1 hour) detect amplicon development through stringent air-controlled temperature cycling and capillary cuvettes. The detection of amplified products is based on the fluorescence resonance energy transfer (FRET) principle. For FRET product detection, a hybridization probe with a donor fluorophore, fluorescein, on the 3'-end is excited by an external light source and emits light that is absorbed by a second hybridization probe with an acceptor fluorophore, LC-Red 640, at the 5'-end. The acceptor fluorophore then emits light of a different wavelength that can be measured with a signal that is proportional to the amount of specific PCR product. LightCycler hybridization probes are designed for exact homology to HHV-6.(Cockerill FR III, Uhl JR: Applications and challenges of real-time PCR for the clinical microbiology laboratory. In: Reischel U, Wittwer C, Cockerill F. Rapid Cycle Real-Time PCR - Methods and Applications.Springer-Verlag; 2002:3-30) | 2 to 5 days | 1 week | This test was developed and its performance characteristics determined by Mayo Clinic in a manner consistent with CLIA requirements. It has not been cleared or approved by the US Food and Drug Administration. | 87532 | HHV-6 PCR, Varies | 33942-4 | 56092 | HHV-6 PCR, Varies | 33942-4
1DIS | Human Leukocyte Antigens (HLA) A-B-C Disease Association Typing Low Resolution, Blood | Determining class I human leukocyte antigens(HLA) on specimens for those patients who have become refractory to platelet transfusions and identify potential disease associations or markers for drug hypersensitivity | Polymerase Chain Reaction (PCR)/Next-Generation Sequencing (NGS) | Yes | HLA-A-B-C DisAssoc Typing LowRes,B | Whole Blood ACD | Container/Tube:Yellow top (ACD solution A or B) Specimen Volume:6 mL Collection Instructions:Send whole blood in original tube.Do notaliquot. Additional Information:Specimen acceptability is based on extracted DNA concentration and not sample age. | 3 mL | Human leukocyte antigens (HLA) are regulators of the immune response. HLA class I typing is used to identify HLA-matched platelets for alloimmunized refractory patients and identify presence of HLA antigens associated with a number of diseases or as drug hypersensitivity markers Class I HLA antigens include A, B, and C loci. This assay is designed to provide low-to-medium resolution for HLA class I typing (A, B, C). Low-to-medium resolution defines the typing at the antigen level (first field). This contrasts with high-resolution typing, which defines typing at the allele (molecular) level (second field or higher). | Not applicable | Interpretation depends on the rationale for ordering the test. | No significant cautionary statements | 1. Terasaki PI, Bernoco D, Park MS, Ozturk G, Iwaki K. Microdroplet testing for HLA-A, -B, -C, and -D antigens. The Phillip Levine Award Lecture. Am J Clin Pathol. 1978;69(2):103-120 2. Colinas RJ, Bellisario R, Pass KA. Multiplexed genotyping of beta-globin variants from PCR-amplified newborn blood spot DNA by hybridization with allele-specific oligodeoxynucleotides coupled to an array of fluorescent microspheres. Clin Chem. 2000;46(7):996-998 3. Kennedy AE, Ozbek U, Dorak MT. What has GWAS done for HLA and disease associations? Int J Immunogenet. 2017;44(5):195-211. doi:10.1111/iji.12332 4. Caillat-Zucman S. New insights into the understanding of MHC associations with immune-mediated disorders. HLA. 2017;89(1):3-13. doi: 10.1111/tan.12947 5. Howell WM. HLA and disease: guilt by association. Int J Immunogenet. 2014;41(1):1-12. doi:10.1111/iji.12088 6.Profaizer T, Pole A, Monds C, Delgado JC, Lazar-Molnar E. Clinical utility of next generation sequencing based HLA typing for disease association and pharmacogenetic testing. Hum Immunol. 2020;81(7):354-360 | Next-generation sequencing is used to type for Class I alleles (A, B, and C) from genomic DNA. This method uses strictly controlled polymerase chain reaction (PCR) conditions for DNA amplification. The PCR amplicons are processed and sequenced via the Illumina MiSeq instrument. The output files are analyzed in provided software, which compares the data against the IMGT/HLA database to assign the molecular typing.(Package inserts: Holotype HLA Kit. Omixon; v3.0.1, 08/16/2019; NGSgo HLA Kit. GenDx; v2, 02/2021) For resolution of an allelic ambiguity or in select cases, the following additional methodologies may be utilized: -Sequence-based typing (SBT) by Sanger sequencing(Package insert: SeCore Sequencing and GSSP Kits. One Lambda, Inc; Rev 3, 02/06/2021) -SBT by sequence-specific primers (SSP)(Package insert: Olerup SSP HLA typing kits including Taq Polymerase. CareDx; Rev 04, 12/2020) -Reverse sequence-specific oligonucleotides (SSO)(Package insert: LABType SSO Typing Test. One Lambda, Inc.; Rev 04, 11/11/2019) | 7 to 17 days | 14 days | This test was developed and its performance characteristics determined by Mayo Clinic in a manner consistent with CLIA requirements. It has not been cleared or approved by the US Food and Drug Administration. | 81372 | HLA-A-B-C DisAssoc Typing LowRes,B | 96629-1 | LRTM1 | Test Method | 85069-3
DIS | Human Leukocyte Antigens (HLA) Class I and II Disease Association Typing, Low Resolution, Blood | Identifying class I and II human leukocyte antigens (HLA) for potential disease associations or markers for drug hypersensitivity | Polymerase Chain Reaction (PCR)/Next-Generation Sequencing (NGS) | Yes | HLA CI-CII DisAssoc Typing LowRes,B | Whole Blood ACD | Container/Tube:Yellow top (ACD solution A or B) Specimen Volume:6 mL Collection Instructions:Send whole blood in original tube.Do notaliquot. Additional Information:Specimen acceptability is based on extracted DNA concentration and not sample age. | 3 mL | Human leukocyte antigens (HLA) class I and II genes (A,B,C,DRB1,DRB3/4/5,DQB1,DQA1,DPB1,DPA1)are a part of the major histocompatibility gene complex that encodes for proteins involved in immune recognition and are regulators of the immune response. This assay is designed to provide low-to-medium resolution typing. Low-to-medium resolution defines the typing at first field (antigen or allele group level). This is in contrast to high-resolution typing, which defines typing at second field or higher (allele level). | Not applicable | Interpretation depends on the rationale for ordering the test. | No significant cautionary statements | 1. Terasaki PI, Bernoco D, Park MS, Ozturk G, Iwaki Y. Microdroplet testing for HLA-A, -B, -C, and -D antigens. The Phillip Levine Award Lecture. Am J Clin Pathol. 1978;69(2):103-120 2. Colinas RJ, Bellisario R, Pass KA. Multiplexed genotyping of beta-globin variants from PCR-amplified newborn blood spot DNA by hybridization with allele-specific oligodeoxynucleotides coupled to an array of fluorescent microspheres. Clin Chem. 2000;46(7):996-998 3. Kennedy AE, Ozbek U, Dorak MT. What has GWAS done for HLA and disease associations? Int J Immunogenet. 2017;44(5):195-211. doi:10.1111/iji.12332 4. Caillat-Zucman S. New insights into the understanding of MHC associations with immune-mediated disorders. HLA. 2017;89(1):3-13. doi: 10.1111/tan.12947 5. Howell WM. HLA and disease: guilt by association. Int J Immunogenet. 2014;41(1):1-12. doi:10.1111/iji.12088 6.Profaizer T, Pole A, Monds C, Delgado JC, Lazar-Molnar E. Clinical utility of next generation sequencing based HLA typing for disease association and pharmacogenetic testing. Hum Immunol. 2020;81(7):354-360 | Next-generation sequencing is used to type for Class I alleles (A, B, and C) and Class II alleles (DRB1, DRB3/4/5, DQB1, DQA1, DPB1, and DPA1) from genomic DNA. This method uses strictly controlled polymerase chain reaction (PCR) conditions for DNA amplification. The PCR amplicons are processed and sequenced via the Illumina MiSeq instrument. The output files are analyzed in provided software, which compares the data against the IMGT/HLA database to assign the molecular typing.(Package inserts: Holotype HLA Kit. Omixon; v3.0.1, 08/16/2019; NGSgo HLA Kit. GenDx; v2, 02/2021) For resolution of an allelic ambiguity or in select cases, the following additional methodologies may be utilized: -Sequence-based typing (SBT) by Sanger sequencing(Package insert: SeCore Sequencing and GSSP Kits. One Lambda, Inc; Rev 3, 02/06/2021) -SBT by sequence-specific primers (SSP)(Package insert: Olerup SSP HLA typing kits including Taq Polymerase. CareDx; Rev 04, 12/2020) -Reverse sequence-specific oligonucleotides (SSO)(Package insert: LABType SSO Typing Test. One Lambda, Inc.; Rev 04, 11/11/2019) | 7 to 17 days | 14 days | This test was developed and its performance characteristics determined by Mayo Clinic in a manner consistent with CLIA requirements. It has not been cleared or approved by the US Food and Drug Administration. | 8137081376 x3 | HLA CI-CII DisAssoc Typing LowRes,B | 98005-2 | LRTM2 | Test Method | 85069-3
2DIS | Human Leukocyte Antigens (HLA)-DR-DQ Disease Association Typing Low Resolution, Blood | Determining class II human leukocyte antigens (HLA) to identify potential disease associations or markers for drug hypersensitivity | Polymerase Chain Reaction (PCR)/Next-Generation Sequencing (NGS) | Yes | HLA-DR-DQ DisAssoc Typing LowRes,B | Whole Blood ACD | Container/Tube:Yellow top (ACD solution A or B) Specimen Volume:6 mL Collection Instructions:Send whole blood in original tube.Do not aliquot. Additional Information:Specimen acceptability is based on extracted DNA concentration and not sample age. | 3 mL | Human leukocyte antigen (HLA) class II genes (HLA-DRB1, -DRB3/4/5, -DQA1, -DQB1, -DPA1, -DPB1) are a part of the major histocompatibility gene complex that encodes for proteins involved in immune recognition. This assay is designed to provide low-to-medium resolution for HLA class II typing. Low-to-medium resolution defines the typing at first field (antigen or allele group level). This contrasts with high-resolution typing, which defines typing at second field or higher (allele level). | Not applicable | Interpretation depends on the rationale for ordering the test. | No significant cautionary statements. | 1. Terasaki PI, Bernoco D, Park MS, Ozturk G, Iwaki Y. Microdroplet testing for HLA-A, B, C and D antigens. The Phillip Levine Award Lecture. Am J Clin Pathol. 1978;69(2):103-120 2. Colinas RJ, Bellisario R, Pass KA. Multiplexed genotyping of beta-globin variants form PCR-amplified newborn blood spot DNA by hybridization with allele-specific oligodeoxynucleotides coupled to an array of fluorescent microspheres. Clin Chem. 2000;46(7):996-998 3. Kennedy AE, Ozbek U, Dorak MT. What has GWAS done for HLA and disease associations? Int J Immunogenet. 2017;44(5):195-211. doi:10.1111/iji.12332 4. Caillat-Zucman S. New insights into the understanding of MHC associations with immune-mediated disorders. HLA. 2017;89(1):3-13. doi:10.1111/tan.12947 5. Howell WM. HLA and disease: guilt by association. Int J Immunogenet. 2014;41(1):1-12. doi:10.1111/iji.12088 6. Profaizer T, Pole A, Monds C, Delgado JC, Lazar-Molnar E. Clinical utility of next generation sequencing based HLA typing for disease association and pharmacogenetic testing. Hum Immunol. 2020;81(7): 354-360 | Next-generation sequencing is used to type for Class II alleles (DRB1, DRB3/4/5, DQB1, DQA1, DPB1, and DPA1) from genomic DNA. This method uses strictly controlled polymerase chain reaction (PCR) conditions for DNA amplification. The PCR amplicons are processed and sequenced via the Illumina MiSeq instrument. The output files are analyzed in provided software, which compares the data against the IMGT/HLA database to assign the molecular typing.(Package inserts: Holotype HLA Kit. Omixon; v3.0.1, 08/16/2019; NGSgo HLA Kit. GenDx; v2, 02/2021) For resolution of an allelic ambiguity or in select cases, the following additional methodologies may be utilized: -Sequence-based typing (SBT) by Sanger sequencing(Package insert: SeCore Sequencing and GSSP Kits. One Lambda, Inc; Rev 3, 02/06/2021) -SBT by sequence-specific primers (SSP)(Package insert: Olerup SSP HLA typing kits including Taq Polymerase. CareDx; Rev 04, 12/2020) -Reverse sequence-specific oligonucleotides (SSO)(Package insert: LABType SSO Typing Test. One Lambda, Inc.; Rev 04, 11/11/2019) | 7 to 17 days | 14 days | This test was developed and its performance characteristics determined by Mayo Clinic in a manner consistent with CLIA requirements. It has not been cleared or approved by the US Food and Drug Administration. | 8137581376 x3 | HLA-DR-DQ DisAssoc Typing LowRes,B | 96640-8 | LRTM2 | Test Method | 85069-3
HPVP | Human Papillomavirus (HPV) DNA Detection with Genotyping, High Risk Types by PCR with Papanicolaou Smear Reflex, ThinPrep, Varies | Screening for infection with high-risk human papillomavirus(HPV)associated with the development of cervical cancer Individual genotyping of HPV-16 and/or HPV-18 if present This testing is intended for use in clinical monitoring and management of patients. It is not intended for use in medical-legal applications. This test isnotintended forwomen who have undergone hysterectomy. This test isnotintended foruse with samples other than those collected by a clinician using an endocervical brush or spatula and placed in the ThinPrep Pap test PreservCyt solution. This test isnotintended foruse in determining the need for treatment (ie, excisional or ablative treatment of the cervix) in the absence of high-grade cervical dysplasia. Patients who are HPV16/18 positive should be monitored carefully for the development of high-grade cervical dysplasia according to current practice guidelines. | HPVP: Real-Time Polymerase Chain Reaction (PCR) TPRCY: Light Microscopy | Yes | HPV PCR w/ Pap Reflex, ThinPrep | If the patient is 25 years of age or older and this test (HPVP / Human Papillomavirus (HPV) DNA Detection with Genotyping, High Risk Types by PCR with Papanicolau Smear Reflex, ThinPrep, Varies with genotyping by PCR) is positive for high-risk types, then TPRCY / Primary Human Papillomavirus (HPV) Reflex, ThinPrep, Varies and TPSPC / Physician Interpretation Screen, Varies will be performed at an additional charge. | Original ThinPrep/PreservCyt collection vial is required for testing. Only 1 aliquot may be removed from PreservCyt sample vial priorto performing the ThinPrep Pap Test, regardless of the volume of the aliquot (maximum aliquot volume=3 mL). For optimal interpretation, Pap smears should be collected near the middle of the menstrual cycle. Avoid douching, lubricant use, and sexual intercourse for 24 hours prior to specimen collection. Specimen source is required. Submit only 1 of the following specimens: Broom Collection Device: Specimen Type:Cervical(endocervical or ectocervical) Supplies:Thin Prep Media with Broom Kit (T056) Container/Tube:ThinPrep/PreservCytvial Specimen Volume:20 mL of solution inThinPrep/PreservCytvial Collection Instructions: 1.Obtain adequate sampling from cervix using a broom-like collection device. If desired, use lukewarm water to warm and lubricate the speculum. Insert the central bristles of the broom into the endocervical canal deep enough to allow the shorter bristles to fully contact the ectocervix. Push gently and rotate the broom in a clockwise direction 5 times. 2. Rinse the broom as quickly as possible into the PreservCyt solution vial by pushing broom into bottom of vial 10 times, forcing the bristles apart. 3. As a final step, swirl broom vigorously to further release material. Discard the broom collection device. 4. Tighten cap on vial so that the torque line on the cap passes the torque line on the vial. 5.Specimen vial must be labeled with a minimum of 2 unique identifiers(patient's name and medical record number or date of birth). 6. Bag ThinPrep specimens individually as they have a tendency to leak during transport. 7. Place labels on the vial and on the bag. Endocervical Brush/Spatula Collection Device: Specimen Type:Ectocervix and endocervix Supplies:Thin Prep Media with Spatula and Brush Kit (T434) Container/Tube:ThinPrep/PreservCytvial Specimen Volume:20 mL of solution inThinPrep/PreservCytvial Collection Instructions: 1. Obtain an adequate sampling from the ectocervix using a plastic spatula. If desired, use lukewarm water to warm and lubricate the speculum. Select contoured end of plastic spatula and rotate it 360 degrees around the entire exocervix while maintaining tight contact with exocervical surface. 2. Rinse spatula as quickly as possible into the PreservCyt solution vial by swirling spatula vigorously in vial 10 times. Discard the spatula. 3. Next, obtain an adequate specimen from endocervix using an endocervical brush device. Insert the brush into the cervix until only the bottommost fibers are exposed. Slowly rotate 1/4 or 1/2 turn in one direction.Do not over-rotate. 4. Rinse the brush as quickly as possible in the PreservCyt solution by rotating the device in the solution 10 times while pushing against the PreservCyt vial wall. 5. Swirl brush vigorously as final step to further release material. Discard the brush. 6. Tighten the cap so that the torque line on the cap passes the torque line on the vial. 7.Specimen vial must be labeled with a minimum of 2 unique identifiers(patient's name and medical record number or date of birth). 8. Bag ThinPrep specimens individually as they have a tendency to leak during transport. 9. Place labels on the vial. | 17 mL | Persistent infection with human papillomavirus (HPV) is the principal cause of cervical cancer. The presence of HPV has been implicated in more than 99% of cervical cancers worldwide, including both cervical squamous cell carcinoma and cervical adenocarcinoma. Before the development of invasive cancer, HPV infects the squamous mucosa cells and/or the glandular cells of the endocervix, leading to clonal expansion and morphologic changes. While the HPV-infected cells are restricted to their normal anatomic location, these changes are classified as cervical intraepithelial neoplasia (CIN). The severity of the morphologic changes and the degree to which those changes resemble the morphology of an invasive carcinoma are used to "grade" CIN. In general, high-grade CIN more closely resembles invasive carcinoma morphologically. HPV can also infect other mucosal cells in the anogenital region, such as the vaginal mucosa, leading to the development of HPV-associated intraepithelial neoplasia as well as invasive carcinoma not involving the cervix itself, although this is less common. HPV is a small, nonenveloped, double-stranded DNA virus, with a genome of approximately 8000 nucleotides. There are more than 118 different types of HPV and approximately 40 different HPVs can infect the human anogenital mucosa. Only a very small percentage of patients who are exposed to HPV will develop CIN. Of those patients who develop CIN, only a small percentage will progress to invasive cervical cancer. Sexual transmission of HPV is extremely common, with estimates of up to 75% of all women being exposed to HPV at some point. However, almost all infected women will mount an effective immune response and clear the infection within 2 years without long-term health consequences. Both high-risk HPV genotypes (especially HPV-16 and 18) and persistent HPV infection (eg, an infection that is not cleared by the patient's immune system over time) are associated with an increased chance of progressing to high-grade CIN and invasive cancer. Data suggest that certain HPV genotypes (eg, HPV types 16, 18, 31, 33, 35, 39, 45, 51, 52, 56, 58, 59, 66, and 68) are high-risk (HR) for the development of cervical cancer and its precursor lesions. Furthermore, HPV types 16 and 18 have been regarded as the genotypes most closely associated with progression to cervical cancer. HPV-16 is the most carcinogenic and is associated with approximately 60% of all cervical cancers, while HPV-18 accounts for approximately 10% to 15% of cervical cancers. In developed countries with cervical cancer screening programs, the Pap smear has been used since the mid-1950s as the primary tool to morphologically detect CIN, the precursor to cervical cancer. Pap smear screening has decreased death rates due to cervical cancer dramatically, since in many cases CIN can be treated and eliminated (eg, by local excision) before it progresses to invasive carcinoma. Although Pap smears and other liquid-based cytology methods have many advantages, they also have limitations: they require subjective interpretation by a highly trained cytopathologist and misinterpretation can occur, morphologic changes that resemble HIV-associated CIN can be caused by other conditions (eg, inflammation), and Pap smear does not sample every cell within the cervix/anogenital region potentially leading to false-negative results. Perhaps most importantly, a Pap smear does not differentiate between HPV genotypes that are high or low risk for progression to cervical cancer, and it does not detect very early infections, which may lack a morphological phenotype. Nucleic acid (DNA) testing by polymerase chain reaction has become a standard, noninvasive method for determining the presence of a cervical HPV infection. Proper implementation of nucleic acid testing for HPV may: 1) increase the sensitivity of cervical cancer screening programs by detecting high-risk lesions earlier in women 30 years and older with normal cytology 2) reduce the need for unnecessary colposcopy and treatment in patients 21 and older with cytology results showing atypical squamous cells of undetermined significance Data suggest that individual genotyping for HPV types 16 and 18 can assist in determining appropriate follow-up testing and triaging women at risk for progression to cervical cancer. Studies have shown that the absolute risk of CIN-2 or worse in HPV-16 and/or HPV-18 positive women is 11.4% (95% CI, 8.4%-14.8%) compared with 6.1% (95% CI, 4.9%-7.2%) of women positive for "other" HR-HPV genotypes and 0.8% (95% CI, 0.3%-1.5%) in HR-HPV negative women. Based in part on these data, the American Society for Colposcopy and Cervical Pathology now recommends that HPV 16/18 genotyping be performed on women who are positive for HR-HPV but negative by routine cytology/Pap smear. Women who are found to be positive for HPV-16 and/or -18 may be referred to colposcopy, while women who are negative for genotypes 16 and/or 18 may have repeat cytology and HR-HPV testing in 12 months. Recently, the US Food and Drug Administration approved the use of the Roche cobas HPV test for primary screening of cervical and endocervical samples collected in ThinPrep/PreservCyt media. In addition, the age at which patients may be screened by the HPV test has dropped from 30 to 25 years old. | Human papillomavirus (HPV) with Genotyping polymerase chain reaction: Negative for HPV genotypes 16, 18, 31, 33, 35, 39, 45, 51, 52, 56, 58, 59, 66, and 68 ThinPrep Pap Test: Satisfactory for evaluation. Negative for intraepithelial lesion or malignancy. | Human papillomaviruswith Genotyping Polymerase Chain Reaction: A positive result indicates the presence of human papillomavirus (HPV) DNA due to 1 or more of the following genotypes: 16, 18, 31, 33, 35, 39, 45, 51, 52, 56, 58, 59, 66, and 68. A negative result indicates the absence of HPV DNA of the targeted genotypes. For patients with atypical squamous cells of undetermined significance Pap smear result and who are positive for high-risk-HPV, consider referral for colposcopy, if clinically indicated. For women 25 years and older who are positive for HPV-16 and/or HPV-18 but negative by Pap smear, consider referral for colposcopy, if clinically indicated. Cytology: Standard reporting, as defined by the Bethesda System (TBS) is utilized. | When used as a primary screening assay, the cobas human papillomavirus (HPV) test isUSFoodandDrugAdministration (FDA)-approved for cervical and endocervical samples collected in PreservCyt (ThinPrep) media. Primary screening of vaginal sources by the cobas HPV test cannot be performed. The cobas HPV test detects DNA from high-risk genotypes 16, 18, 31, 33, 35, 39, 45, 51, 52, 56, 58, 59, 66, and 68. This test does not detect DNA of HPV low-risk types (eg, 6, 11, 42, 43, 44) since these are not associated with cervical cancer and its precursor lesions. Prevalence of HPV infection in a population may affect performance. Positive predictive values decrease when testing populations with low prevalence or individuals with no risk of infection. Infection with HPV is not an indicator of cytologic high-grade intraepithelial lesion (HSIL) or underlying high-grade cervical intraepithelial neoplasia (CIN), nor does it imply that CIN2-3 or cancer will develop. Most women infected with 1 or more high-risk (HR)-HPV types do not develop CIN2-3 or cancer. A negative HR-HPV result does not exclude the possibility of future cytologic HSIL or underlying CIN2-3 or cancer. Cervical specimens often show visibly detectable levels of whole blood as a pink or light brown coloration. These specimens are processed normally on the cobas systems. If concentrations of whole blood exceed 10% (dark red or brown coloration) in PreservCyt solution, there is a possibility of obtaining an invalid or false-negative result. Human beta-globin amplification and detection is included in the cobas HPV test to differentiate HPV negative specimens from those that do not exhibit HPV signal due to insufficient cell mass in the specimen. All HPV negative specimens must have a valid beta-globin signal within a pre-defined range to be identified as valid negatives. HPV-negative cancers of the cervix do occur in rare circumstances. Also, no cancer screening test is 100% sensitive. Use of this device for primary cervical cancer screening should be undertaken after carefully considering the performance characteristics put forth in the cobas HPV Test label, as well as recommendations of professional guidelines. The use of this test has not been evaluated for the management of women with prior ablative or excisional therapy, hysterectomy, who are pregnant, or who have other risk factors (eg, HIV-positive, immunocompromised, history of sexually transmitted infection). The effects of other potential variables (eg, vaginal discharge, use of tampons, douching) and specimen collection variables have not been evaluated. The cobas HPV test performance has been validated with PreservCyt specimens that have been treated with up to 5% glacial acetic acid for removal of red blood cells. Addition of glacial acetic acid over 5% in PreservCyt specimens prior to HPV testing would invalidate the cobas HPV test results. The cobas HPV test performance has not been validated with PreservCyt specimens that have been manually filled past the maximum fill line of the primary vial. ThinPrep vials that have had any dissimilar fluid volume added to the initial specimen should not be submitted for testing. The presence of polymerase chain reaction inhibitors may cause false-negative or invalid results. | 1. Perkins RB, Guido RS, Castle PE, et al: 2019 ASCCP Risk-Based Management Consensus Guidelines for Abnormal Cervical Cancer Screening Tests and Cancer Precursors [published correction appears in J Low Genit Tract Dis. 2020 Oct;24(4):427]. J Low Genit Tract Dis. 2020;24(2):102-131. doi:10.1097/LGT.0000000000000525 2. Wright TC Jr, Stoler MH, Behrens CM, Apple R, Derion T, Wright TL. The ATHENA human papillomavirus study: design, methods, and baseline results. Am J Obstet Gynecol. 2012;206(1):46.e1-46.e11. doi:10.1016/j.ajog.2011.07.024 3. Wright TC, Stoler MH, Behrens CM, Sharma A, Zhang G, Wright TL. Primary cervical cancer screening with human papillomavirus: end of study results from the ATHENA study using HPV as the first-line screening test. Gynecol Oncol. 2015;136(2):189-197. doi:10.1016/j.ygyno.2014.11.076 | The cobas HPV test is a qualitative real-time PCR test that detects 14 high-risk HPV genotypes. The test uses primers to define a sequence of approximately 200 nucleotides within the polymorphic L1 region of the HPV genome. A pool of HPV primers present in the Master Mix is designed to amplify HPV DNA from 14 high-risk types (16, 18, 31, 33, 35, 39, 45, 51, 52, 56, 58, 59, 66, and 68). An additional primer pair targets the human beta-globin gene (330 base pair amplicon) as an internal control to monitor the entire sample preparation and PCR amplification process. Fluorescent oligonucleotide probes bind to polymorphic regions within the sequence defined by these primers. The test utilizes a low titer positive and a negative control.(Package insert: cobas HPV: Qualitative nucleic acid test for the cobas 6800/8800 Systems. Roche Diagnostics, Inc; Rev. 2.0 03/2021) The ThinPrep Pap specimen is processed on a T2000 or T5000 processor, producing a slide that is stained with a Papanicolaou stain. The stained slides are examined microscopically.(Instruction manuals: ThinPrep 2000 System. Hologic; 2017; ThinPrep 5000 Processor. Hologic; 2016) | 3 to 14 days | If Pap test has not been performed: 14 days; If Pap test has been performed: 14 days after Cytology report has been issued | This test has been cleared, approved, or is exempt by the US Food and Drug Administration and is used per manufacturer's instructions. Performance characteristics were verified by Mayo Clinic in a manner consistent with CLIA requirements. | 87624G0476 (if appropriate)88142 (if appropriate) | HPV PCR w/ Pap Reflex, ThinPrep | 71432-9 | 37310 | Interpretation | 77379-6
SHPV | Human Papillomavirus (HPV) DNA Detection with Genotyping, High-Risk Types by PCR, SurePath, Varies | Detection of high-risk (HR) genotypes associated with the development of cervical cancer An aid in triaging women with abnormal Pap smear test results Individual genotyping of human papillomavirus (HPV)-16 and/or HPV-18, if present This testing is intended for use in clinical monitoring and management of patients. It is not intended for use in medical-legal applications. | Real-Time Polymerase Chain Reaction (PCR) | Yes | HPV with Genotyping, PCR, Surepath | Varies | Supplies:Cobas PCR Media Tube w/Cap (T945) Specimen Type:Cervical (endocervical or ectocervical) or vaginal Specimen Volume:3.0 mL Collection Instructions: 1. Aliquot 3 mL SurePath specimen into Cobas PCR Media Tube w/Cap tube. 2.Bag specimens individually as they have a tendency to leak during transport. 3. Place labels on the vial and on the bag. | 1 mL | Persistent infection with human papillomavirus (HPV) is the principal cause of cervical cancer. The presence of HPV has been implicated in more than 99% of cervical cancers worldwide, including both cervical squamous cell carcinoma and cervical adenocarcinoma. Before the development of invasive cancer, HPV infects the squamous mucosa cells and/or the glandular cells of the endocervix, leading to clonal expansion and morphologic changes. While the HPV-infected cells are restricted to their normal anatomic location, these changes are classified as cervical intraepithelial neoplasia (CIN). The severity of the morphologic changes and the degree to which those changes resemble the morphology of an invasive carcinoma are used to "grade" CIN. In general, high-grade CIN more closely resembles invasive carcinoma morphologically. HPV can also infect other mucosal cells in the anogenital region, such as the vaginal mucosa, leading to the development of HPV-associated intraepithelial neoplasia as well as invasive carcinoma not involving the cervix itself, although this is less common. HPV is a small, nonenveloped, double-stranded DNA virus, with a genome of approximately 8000 nucleotides. There are more than 118 different types of HPV and approximately 40 different HPVs can infect the human anogenital mucosa. Only a very small percentage of patients who are exposed to HPV will develop CIN. Of those patients, only a small percentage will progress to invasive cervical cancer. Sexual transmission of HPV is extremely common, with estimates of up to 75% of all women being exposed to HPV at some point. However, almost all infected women will mount an effective immune response and clear the infection within 2 years without long-term health consequences. Both high-risk HPV genotypes (especially HPV-16 and 18), as well as persistent HPV infection (eg, an infection that is not cleared by the patient's immune system over time), are associated with an increased chance of progressing to high-grade CIN and invasive cancer. Data suggest that certain HPV genotypes (eg, HPV types 16, 18, 31, 33, 35, 39, 45, 51, 52, 56, 58, 59, 66, and 68) are high risk (HR) for the development of cervical cancer and its precursor lesions. Furthermore, HPV types 16 and 18 have been regarded as the genotypes most closely associated with progression to cervical cancer. HPV-16 is the most carcinogenic and is associated with approximately 60% of all cervical cancers, while HPV-18 accounts for approximately 10% to 15% of cervical cancers. In developed countries with cervical cancer screening programs, the Pap smear has been used since the mid-1950s as the primary tool to morphologically detect CIN, the precursor to cervical cancer. Pap smear screening has decreased death rates due to cervical cancer dramatically, since in many cases CIN can be treated and eliminated (eg, by local excision) before it progresses to invasive carcinoma. Although Pap smears and other liquid-based cytology methods have many advantages, they also have limitations: they require subjective interpretation by a highly trained cytopathologist and misinterpretation can occur, morphologic changes that resemble HIV-associated CIN can be caused by other conditions (eg, inflammation), and Pap smear does not sample every cell within the cervix/anogenital region potentially leading to falsely negative results. Perhaps most importantly, Pap smear does not differentiate between HPV genotypes that are high or low risk for progression to cervical cancer and it does not detect very early infections, which may lack a morphological phenotype. Nucleic acid (DNA) testing by polymerase chain reaction has become a standard, noninvasive method for determining the presence of a cervical HPV infection. Proper implementation of nucleic acid testing for HPV may: 1) increase the sensitivity of cervical cancer screening programs by detecting high-risk lesions earlier in women 30 years and older with normal cytology and 2) reduce the need for unnecessary colposcopy and treatment in patients 21 and older with cytology results showing atypical squamous cells of undetermined significance. Data suggest that individual genotyping for HPV types 16 and 18 can assist in determining appropriate follow-up testing and triaging women at risk for progression to cervical cancer. Studies have shown that the absolute risk of CIN-2 or worse in HPV-16 and/or HPV-18 positive women is 11.4% (95% CI, 8.4%-14.8%) compared with 6.1% (95% CI, 4.9%-7.2%) of women positive for "other" HR-HPV genotypes and 0.8% (95% CI, 0.3%-1.5%) in HR-HPV negative women. Based in part on these data, the American Society for Colposcopy and Cervical Pathology now recommends that HPV 16/18 genotyping be performed on women who are positive for HR-HPV, but negative by routine cytology/Pap smear. Women who are found to be positive for HPV-16 and/or -18 may be referred to colposcopy, while women who are negative for genotypes 16 and/or 18 may have repeat cytology and HR HPV testing in 12 months. | Negative for HPV genotypes 16, 18, 31, 33, 35, 39, 45, 51, 52, 56, 58, 59, 66, and 68 | A positive result indicates the presence of human papillomavirus (HPV) DNA from one or more of the following genotypes: 16, 18, 31, 33, 35, 39, 45, 51, 52, 56, 58, 59, 66, and 68. For patients with atypical squamous cells of undetermined significance Pap smear test result and who are positive for high-risk (HR) HPV, consider referral for colposcopy, if clinically indicated. A negative result indicates the absence of HPV DNA of the targeted genotypes. For women aged 30 years and older with a negative Pap smear test result but who are positive for HPV-16 and/or HPV-18, consider referral for colposcopy, if clinically indicated. For women aged 30 years and older with a negative Pap smear test result, positive HR HPV test result, but who are negative for HPV-16 and HPV-18, consider repeat testing by both cytology and a HR HPV test in 12 months. | The cobas human papillomavirus (HPV) test is USFoodandDrugAdministration (FDA)-approved for cervical/endocervical samples collected in PreservCyt (ThinPrep) media. Other sample types (eg, vaginal) collected in media, such as SurePath, are not considered FDA-approved sources; however, verification studies have been completed in compliance with CLIA-regulations by Mayo Clinic Laboratories. Prolonged storage (>42 days) of clinical samples in SurePath media may impact the detection of high-risk (HR) HPV, especially if the amount of nucleic acid present in the sample is initially at a low concentration. Therefore, samples should be submitted for testing as soon as possible following collection. Cervical specimens often show visibly detectable levels of whole blood as a pink or light brown coloration. These specimens are processed normally on the cobas systems. If concentrations of whole blood exceed 10% (dark-red or brown coloration) in PreservCyt solution, there is a likelihood of obtaining a false-negative result. The cobas HPV test performance has been validated with PreservCyt specimens that have been treated with up to 5% glacial acetic acid for removal of red blood cells. Addition of glacial acetic acid over 5% in PreservCyt specimens prior to HPV testing would invalidate the cobas HPV Test results. Human beta-globin amplification and detection is included in cobas HPV to differentiate HPV negative specimens from those that do not exhibit HPV signal due to insufficient cell mass in the specimen. All HPV negative specimens must have a valid beta-globin signal within a pre-defined range to be identified as valid negatives. The cobas HPV test detects DNA from high-risk genotypes 16, 18, 31, 33, 35, 39, 45, 51, 52, 56, 58, 59, 66, and 68. This test does not detect DNA of low-risk HPV types (eg, 6, 11, 42, 43, 44), which are not associated with invasive cervical cancer and its precursor lesions. Low-risk HPV types are associated with noninvasive genital warts and laryngeal papillomatosis. Prevalence of HPV infection in a population may affect performance. Positive predictive values decrease when testing populations with low prevalence or individuals with no risk of infection. Infection with HPV is not an indicator of cytologic high grade intraepithelial lesion (HSIL) or high-grade cervical intraepithelial neoplasia (CIN), nor does it indicate that a high-grade intraepithelial lesion (eg, HSIL or CIN2-3) or cancer will develop. Most women infected with 1 or more HR HPV types do not develop CIN2-3 or cancer. A negative HR HPV result does not exclude the possibility of a patient developing a high-grade intraepithelial lesion (eg, HSIL or CIN2-3) or cancer in the future. | 1. Saslow D, Solomon D, Lawson HW, et al. American Cancer Society, American Society for Colposcopy and Cervical Pathology, and American Society for Clinical Pathology screening guidelines for the prevention and early detection of cervical cancer. J Low Genit Tract Dis. 2012;16(3):175-204. doi: 10.1097/LGT.0b013e31824ca9d5 2. Walboomers JM, Jacobs MV, Manos MM, et al. Human papillomavirus is a necessary cause of invasive cervical cancer worldwide. J Pathol. 1999;189:12-19. doi:10.1002/(SICI)1096-9896(199909)189:1 3. de Sanjose S, Quint WG, Alemany L, et al. Human papillomavirus genotype attribution in invasive cervical cancer: a retrospective cross-sectional worldwide study. Lancet Oncol. 2010;11:1048-1056. doi:10.1016/S1470-2045(10)70230-8 4. Wright TC Jr, Stoler MH, Sharma A, et al. Evaluation of HPV-16 and HPV-18 genotyping for the triage of women with high-risk HPV positive, cytology-negative results. Am J Clin Pathol. 2011;136(4):578-586. doi:10.1309/AJCPTUS5EXAS6DKZ | The cobas HPV test is a qualitative real-time PCR test that detects 14 high-risk HPV genotypes. The test uses primers to define a sequence of approximately 200 nucleotides within the polymorphic L1 region of the HPV genome. A pool of HPV primers present in the Master Mix is designed to amplify HPV DNA from 14 high-risk types (16, 18, 31, 33, 35, 39, 45, 51, 52, 56, 58, 59, 66, and 68). An additional primer pair targets the human beta-globin gene (330 base pair amplicon) as an internal control to monitor the entire sample preparation and PCR amplification process. Fluorescent oligonucleotide probes bind to polymorphic regions within the sequence defined by these primers. The test utilizes a low titer positive and a negative control.(Package insert: cobas HPV: Qualitative nucleic acid test for the cobas 6800/8800 Systems. Roche Diagnostics, Inc; Rev. 2.0, 03/2021) | 3 to 6 days | 2 weeks | This test has been modified from the manufacturer's instructions. Its performance characteristics were determined by Mayo Clinic in a manner consistent with CLIA requirements. This test has not been cleared or approved by the US Food and Drug Administration. | 87624G0476 (if appropriate) | HPV with Genotyping, PCR, Surepath | 77378-8 | 36005 | HPV other High Risk types, PCR | 77375-4
HPV | Human Papillomavirus (HPV) DNA Detection with Genotyping, High-Risk Types by PCR, ThinPrep, Varies | Detecting high-risk (HR) genotypes associated with the development of cervical cancer Aiding in triaging women with abnormal Pap smear test results Individual genotyping of human papillomavirus (HPV)-16 and/or HPV-18 if present Results of HPV-16 and HPV-18 genotyping can aid in triaging women with positive HR-HPV but negative Pap smear results This testing is intended for use in clinical monitoring and management of patients. It isnot intended foruse in medical-legal applications. This test isnotintended foruse in determining the need for treatment (ie, excisional or ablative treatment of the cervix) in the absence of high-grade cervical dysplasia. Patients who are HPV16/18 positive should be monitored carefully for the development of high-grade cervical dysplasia according to current practice guidelines. This test isnotintended forwomen who have undergone hysterectomy. This test isnotintended foruse with samples other than those collected by a clinician using an endocervical brush or spatula and placed in the ThinPrep Pap test PreservCyt solution. | Real-Time Polymerase Chain Reaction (PCR) | Yes | HPV with Genotyping, PCR, ThinPrep | Varies | Specimen Type:Cervical (endocervical or ectocervical) Container/Tube:ThinPrep/PreservCyt solution vial Specimen Volume:3 mL of solution in ThinPrep/PreservCyt vial Collection Instructions: 1. Bag ThinPrep specimens individually as they have a tendency to leak during transport. 2. Place labels on the vial and on the bag. | 1 mL | Persistent infection with human papillomavirus (HPV) is the principal cause of cervical cancer. The presence of HPV has been implicated in more than 99% of cervical cancers worldwide, including both cervical squamous cell carcinoma and cervical adenocarcinoma. Before the development of invasive cancer, HPV infects the squamous mucosa cells and/or the glandular cells of the endocervix, leading to clonal expansion and morphologic changes. While the HPV-infected cells are restricted to their normal anatomic location, these changes are classified as cervical intraepithelial neoplasia (CIN). The severity of the morphologic changes and the degree to which those changes resemble the morphology of an invasive carcinoma are used to "grade" CIN. In general, high-grade CIN more closely resembles invasive carcinoma morphologically. HPV can also infect other mucosal cells in the anogenital region, such as the vaginal mucosa, leading to the development of HPV-associated intraepithelial neoplasia as well as invasive carcinoma not involving the cervix itself, although this is less common. HPV is a small, nonenveloped, double-stranded DNA virus with a genome of approximately 8000 nucleotides. There are more than 118 different types of HPV, and approximately 40 different HPVs can infect the human anogenital mucosa. Only a very small percentage of patients exposed to HPV will develop CIN. Of those patients who develop CIN, only a small percentage will progress to invasive cervical cancer. Sexual transmission of HPV is extremely common, with estimates of up to 75% of all women being exposed to HPV at some point. However, almost all infected women will mount an effective immune response and clear the infection within 2 years without long-term health consequences. Both high-risk HPV genotypes (especially HPV-16 and 18) and persistent HPV infection (eg, an infection that is not cleared by the patient's immune system over time) are associated with an increased chance of progressing to high-grade CIN and invasive cancer. Data suggest that certain HPV genotypes (eg, HPV types 16, 18, 31, 33, 35, 39, 45, 51, 52, 56, 58, 59, 66, and 68) are high-risk (HR) for the development of cervical cancer and its precursor lesions. Furthermore, HPV types 16 and 18 have been regarded as the genotypes most closely associated with progression to cervical cancer. HPV-16 is the most carcinogenic and is associated with approximately 60% of all cervical cancers, while HPV-18 accounts for approximately 10% to 15% of cervical cancers. In developed countries with cervical cancer screening programs, the Pap smear has been used since the mid-1950s as the primary tool to morphologically detect CIN, the precursor to cervical cancer. Pap smear screening has decreased death rates due to cervical cancer dramatically, since in many cases CIN can be treated and eliminated (eg, by local excision) before it progresses to invasive carcinoma. Although Pap smears and other liquid-based cytology methods have many advantages, they also have limitations: they require subjective interpretation by a highly trained cytopathologist and misinterpretation can occur, morphologic changes that resemble HIV-associated CIN can be caused by other conditions (eg, inflammation), and Pap smear does not sample every cell within the cervix/anogenital region potentially leading to falsely negative results. Perhaps most importantly, a Pap smear does not differentiate between HPV genotypes that are high or low risk for progression to cervical cancer, and it does not detect very early infections, which may lack a morphological phenotype. Nucleic acid (DNA) testing by polymerase chain reaction has become a standard, noninvasive method for determining the presence of a cervical HPV infection. Proper implementation of nucleic acid testing for HPV may: 1) increase the sensitivity of cervical cancer screening programs by detecting high-risk lesions earlier in women 30 years and older with normal cytology. 2) reduce the need for unnecessary colposcopy and treatment in patients 21 and older with cytology results showing atypical squamous cells of undetermined significance. Data suggest that individual genotyping for HPV types 16 and 18 can assist in determining appropriate follow-up testing and triaging women at risk for progression to cervical cancer. Studies have shown that the absolute risk of CIN-2 or worse in HPV-16 and/or HPV-18 positive women is 11.4% (95% CI 8.4%-14.8%) compared with 6.1% (95% CI, 4.9%-7.2%) of women positive for other HR-HPV genotypes, and 0.8% (95% CI, 0.3%-1.5%) in HR-HPV-negative women.(4) Based on these data, the American Society for Colposcopy and Cervical Pathology now recommends that HPV 16/18 genotyping be performed on women who are positive for HR-HPV but negative by routine cytology. Women who are found to be positive for HPV-16 and/or -18 may be referred to colposcopy, while women who are negative for genotypes 16 and 18 may have repeat cytology and HR-HPV testing in 12 months. | Negative for human papillomavirus (HPV) genotypes 16, 18, 31, 33, 35, 39, 45, 51, 52, 56, 58, 59, 66, and 68 | A positive result indicates the presence of human papillomavirus (HPV) DNA from one or more of the following genotypes: 16, 18, 31, 33, 35, 39, 45, 51, 52, 56, 58, 59, 66, and 68. A negative result indicates the absence of HPV DNA of the targeted genotypes. For patients with atypical squamous cells of undetermined significance Pap smear result and who are positive for high-risk (HR) HPV, consider referral for colposcopy, if clinically indicated. For women 25 years and older with a negative Pap smear result but who are positive for HPV-16 and/or HPV-18, consider referral for colposcopy, if clinically indicated. For women 25 years and older with a negative Pap smear, positive-HR-HPV test result, but who are negative for HPV-16 and HPV-18, consider repeat testing by both cytology and a HR-HPV test in 12 months. | The cobas human papillomavirus (HPV) test is US Food and Drug Administration (FDA)-approved for cervical and endocervical samples collected in PreservCyt (ThinPrep) media. The cobas HPV test detects DNA from high-risk genotypes 16, 18, 31, 33, 35, 39, 45, 51, 52, 56, 58, 59, 66, and 68. This test does not detect DNA of HPV low-risk types (eg, 6, 11, 42, 43, 44) since these are not associated with cervical cancer and its precursor lesions. Prevalence of HPV infection in a population may affect performance. Positive-predictive values decrease when testing populations with low prevalence or individuals with no risk of infection. Infection with HPV is not an indicator of cytologic high-grade squamous intraepithelial lesion (HSIL) or underlying high-grade cervical intraepithelial neoplasia (CIN), nor does it imply that CIN2-3 or cancer will develop. Most women infected with 1 or more high-risk (HR) HPV types do not develop CIN2-3 or cancer. A negative-HR-HPV result does not exclude the possibility of future cytologic HSIL or underlying CIN2-3 or cancer. Cervical specimens often show visibly detectable levels of whole blood as a pink or light brown coloration. These specimens are processed normally on the cobas Systems. If concentrations of whole blood exceed 10% (dark-red or brown coloration) in PreservCyt solution, there is a likelihood of obtaining a false-negative result. The cobas HPV Test performance has not been validated with PreservCyt specimens that have been treated with glacial acetic acid for removal of red blood cells over 5%. Addition of glacial acetic acid over 5% in PreservCyt specimens prior to HPV testing would invalidate the cobas HPV Test results. Human beta-globin amplification and detection is included in cobas HPV to differentiate HPV negative specimens from those that do not exhibit HPV signal due to insufficient cell mass in the specimen. All HPV negative specimens must have a valid beta-globin signal within a pre-defined range to be identified as valid negatives. The cobas HPV Test performance has not been validated with PreservCyt specimens that have been filled past the maximum fill line of the primary vial. ThinPrep vials that have had any additional PreservCyt fluid volume added or any dissimilar fluid volume added to the initial specimen should not be submitted for testing. The presence of polymerase chain reaction inhibitors may cause false-negative or invalid results. HPV-negative cancers of the cervix do occur in rare circumstances. Also, no cancer screening test is 100% sensitive. Use of this device for primary cervical cancer screening should be undertaken after carefully considering the performance characteristics put forth in the cobas HPV Test label, as well as recommendations of professional guidelines. The use of this test has not been evaluated for the management of women with prior ablative or excisional therapy, hysterectomy, who are pregnant, or who have other risk factors (eg, HIV positive, immunocompromised, history of sexually transmitted infections). The effects of other potential variables (eg, vaginal discharge, use of tampons, douching) and specimen collection variables have not been evaluated. | 1. Saslow D, Solomon D, Lawson HW, et al. American Cancer Society, American Society for Colposcopy and Cervical Pathology, and American Society for Clinical Pathology screening guidelines for the prevention and early detection of cervical cancer. J Low Genit Tract Dis. 2012;16(3):175-204. doi: 10.1097/LGT.0b013e31824ca9d5 2. Walboomers JM, Jacobs MV, Manos MM, et al. Human papillomavirus is a necessary cause of invasive cervical cancer worldwide. J Pathol. 1999;189(1):12-19. doi: 10.1002/(SICI)1096-9896(199909)189:1 3. de Sanjose S, Quint WG, Alemany L, et al. Human papillomavirus genotype attribution in invasive cervical cancer: a retrospective cross-sectional worldwide study. Lancet Oncol. 2010;11(11):1048-1056. doi: 10.1016/S1470-2045(10)70230-8 4. Wright TC Jr, Stoler MH, Sharma A, Zhang G, Behrens C, Wright TL: Evaluation of HPV-16 and HPV-18 genotyping for the triage of women with high-risk HPV positive, cytology-negative results. Am J Clin Pathol. 2011;136(4):578-586. doi: 10.1309/AJCPTUS5EXAS6DKZ | The cobas HPV test is a qualitative real-time PCR test that detects 14 high-risk HPV genotypes. The test uses primers to define a sequence of approximately 200 nucleotides within the polymorphic L1 region of the HPV genome. A pool of HPV primers present in the Master Mix is designed to amplify HPV DNA from 14 high-risk types (16, 18, 31, 33, 35, 39, 45, 51, 52, 56, 58, 59, 66, and 68). An additional primer pair targets the human beta-globin gene (330 base pair amplicon) as an internal control to monitor the entire sample preparation and PCR amplification process. Fluorescent oligonucleotide probes bind to polymorphic regions within the sequence defined by these primers. The test utilizes a low titer positive and a negative control.(Package insert: cobas HPV: Qualitative nucleic acid test for the cobas 6800/8800 Systems. Roche Diagnostics, Inc; Rev. 2.0 03/2021) | 3 to 6 days | 2 weeks | This test has been cleared, approved, or is exempt by the US Food and Drug Administration and is used per manufacturer's instructions. Performance characteristics were verified by Mayo Clinic in a manner consistent with CLIA requirements. | 87624G0476 (if appropriate) | HPV with Genotyping, PCR, ThinPrep | 71432-9 | 35926 | HPV other High Risk types, PCR | 71431-1
HPVE6 | Human Papillomavirus (HPV) High-Risk E6/E7, RNA In Situ Hybridization | Stratification of oropharyngeal squamous cell carcinoma | In Situ Hybridization (ISH) | Yes | HPV E6/E7 ISH | Special | Supplies:Pathology Packaging Kit (T554) Specimen Type:Tissue Container/Tube:Immunostain Technical Only Envelope Collection Instructions:Formalin-fixed, paraffin-embedded tissue block; or 5 unstained glass, "positively charged" slides with 4-microns, formalin-fixed, paraffin-embedded tissue |  | This assay is intended to identify the presence of human papillomavirus (HPV) E6/E7 transcripts from high-risk genotypes. Patients with HPV-related oropharyngeal squamous cell carcinoma (OPSCC) have shown better disease-specific survival and overall survival when compared to HPV-negative cases of OPSCC. An indication for this test is p16 expression by immunohistochemistry. | Results are reported as positive or negative for types 16, 18, 26, 31, 33, 35, 39, 45, 51, 52, 53, 56, 58, 59, 66, 68, 73, and 82. | This test, when not accompanied by a pathology consultation request, will be answered as either positive or negative. If additional interpretation or analysis is needed, request PATHC / Pathology Consultation along with this test. | Age of a cut paraffin section can affect staining quality. Stability thresholds vary widely among published literature. Best practice is for paraffin sections to be cut within 6 weeks. | 1. Lindemann ML, Dominguez MJ, de Antonio JC, et al. Analytical comparison of the cobas HPV test with hybrid capture 2 for the detection of high-risk HPV genotypes. J Mol Diagn. 2012;14(1):65-70 2. Bishop JA, Ma XJ, Wang H, et al. Detection of transcriptionally active high-risk HPV in patients with head and neck squamous cell carcinoma as visualized by a novel E6/E7 mRNA in situ hybridization method. Am J Surg Pathol. 2012;36(12):1874-1882 3.Mirghani H, Casiraghi O, Guerlain J, et al. Diagnosis of HPV driven oropharyngeal cancers: Comparing p16 based algorithms with the RNAscope HPV-test. Oral oncology. 2016;62:101-108 4. Magaki S, Hojat SA, Wei B, So A, Yong WH. An introduction to the performance of immunohistochemistry. Methods Mol Biol. 2019;1897:289-298. doi:10.1007/978-1-4939-8935-5_25 | In situ hybridization on sections of paraffin-embedded tissue.(Unpublished Mayo method) | 5 to 7 days | Until staining is complete. | This test was developed and its performance characteristics determined by Mayo Clinic in a manner consistent with CLIA requirements. It has not been cleared or approved by the US Food and Drug Administration. | 88365-Primary88364-If additional ISH | HPV E6/E7 ISH | Obsolete | 72114 | Case Number | 80398-1
HPVHL | Human Papillomavirus (HPV) High/Low Risk, In Situ Hybridization | Detecting human papillomavirus for both low-risk (6, 11) and high-risk(16, 18, 26, 31, 33, 35, 39, 45, 51, 52, 53, 56, 58, 59, 66, 68, 73, and 82.) genotypes | In Situ Hybridization (ISH) | Yes | HPV High/Low Risk ISH | Special | Supplies:Pathology Packaging Kit (T554) Specimen Type:Formalin-fixed, paraffin-embedded tissue block Specimen Volume:Entire block Specimen Type:Slides Slides:6 Unstained glass, positively charged slides with 5 (+ or - 1)-microns formalin-fixed, paraffin-embedded tissue |  | Human papillomavirus (HPV) infections with low-risk genotypes (6, 11) can cause benign hyperplasia such as condylomas and papillomas. Persistent infections with high-risk genotypes (16, 18, 26, 31, 33, 35, 39, 45, 51, 52, 53, 56, 58, 59, 66, 68, 73, and 82) are associated with cervical, vaginal, vulvar, and head and neck malignancies. Patients with HPV-related oropharyngeal squamous cell carcinoma (OPSCC) have shown better disease-specific survival and overall survival when compared to HPV-negative cases of OPSCC. | Results are reported as positive or negative for types 6 and 11 (low risk), and 16, 18, 26, 31, 33, 35, 39, 45, 51, 52, 53, 56, 58, 59, 66, 68, 73, and 82(high risk). | This test, when not accompanied by a pathology consultation request, will be answered as either positive or negative.If additional interpretation or analysis is needed, request PATHC / Pathology Consultation along with this test. | Age of a cut paraffin section can affect staining quality. Stability thresholds vary widely among published literature. Best practice is for paraffin sections to be cut within 6 weeks. | 1. Lindemann ML, Dominguez MJ, de Antonio JC, et al: Analytical comparison of the cobas HPV test with hybrid capture 2 for the detection of high-risk HPV genotypes. J Mol Diagn. 2012 Jan;14(1):65-70 2. Bishop JA, Ma XJ, Wang H, et al: Detection of transcriptionally active high-risk HPV in patients with head and neck squamous cell carcinoma as visualized by a novel E6/E7 mRNA in situ hybridization method. Am J Surg Pathol. 2012 Dec;36(12):1874-1882 3. Mirghani H, Casiraghi O, Guerlain J, et al: Diagnosis of HPV driven oropharyngeal cancers: Comparing p16 based algorithms with the RNAscope HPV-test. Oral oncology. 2016;62:101-108 | In situ hybridization on sections of paraffin-embedded tissue.(Unpublished Mayo method) | 5 to 7 days | Until staining is complete. | This test was developed and its performance characteristics determined by Mayo Clinic in a manner consistent with CLIA requirements. It has not been cleared or approved by the US Food and Drug Administration. | 88365-Primary88364-If additional ISH | HPV High/Low Risk ISH | In Process | 71201 | Report electronically signed by | 19139-5
HPVLR | Human Papillomavirus (HPV) Low Risk, In Situ Hybridization | Detection of human papillomavirus from low-risk genotypes (6, 11) | In Situ Hybridization (ISH) | Yes | HPV Low-Risk ISH | Special | Supplies:Pathology Packaging Kit (T554) Specimen Type:Tissue Container/Tube:Immunostain Technical Only Envelope Collection Instructions:Formalin-fixed, paraffin-embedded tissue block; or 5 unstained glass,"positively charged" slides with 4-microns, formalin-fixed, paraffin-embedded tissue |  | Human papillomavirus infections with low-risk genotypes (6, 11) can cause benign hyperplasia, such as condylomas and papillomas. | Results are reported as positive or negative for types 6 and 11. | This test, when not accompanied by a pathology consultation request, will be answered as either positive or negative.If additional interpretation or analysis is needed, request PATHC / Pathology Consultation along with this test. | Age of a cut paraffin section can affect staining quality. Stability thresholds vary widely among published literature. Best practice is for paraffin sections to be cut within 6 weeks. | 1. Lindemann ML, Dominguez MJ, de Antonio JC, et al. Analytical comparison of the cobas HPV test with hybrid capture 2 for the detection of high-risk HPV genotypes. J Mol Diagn. 2012;14(1):65-70 2. Bishop JA, Ma XJ, Wang H, et al. Detection of transcriptionally active high-risk HPV in patients with head and neck squamous cell carcinoma as visualized by a novel E6/E7 mRNA in situ hybridization method. Am J Surg Pathol. 2012;36(12):1874-1882 3.Mirghani H, Casiraghi O, Guerlain J, et al. Diagnosis of HPV driven oropharyngeal cancers: Comparing p16 based algorithms with the RNAscope HPV-test. Oral oncology. 2016;62:101-108 4. Magaki S, Hojat SA, Wei B, So A, Yong WH. An introduction to the performance of immunohistochemistry. Methods Mol Biol. 2019;1897:289-298. doi:10.1007/978-1-4939-8935-5_25 | In situ hybridization on sections of paraffin-embedded tissue.(Unpublished Mayo method) | 5 to 7 days | Until staining is complete. | This test was developed and its performance characteristics determined by Mayo Clinic in a manner consistent with CLIA requirements. It has not been cleared or approved by the US Food and Drug Administration. | 88365-Primary88364-If additional in situ hybridization | HPV Low-Risk ISH | In Process | 72113 | Case Number | 80398-1
VHPV | Human Papillomavirus (HPV) Vaginal Detection with Genotyping for High-Risk Types by PCR | Detection of high-risk (HR) genotypes associated with the development of cervical cancer Aids in triaging women with abnormal Pap smear results Individual genotyping of human papillomavirus (HPV)-16 and/or HPV-18 if present Results of HPV-16 and HPV-18 genotyping can aid in triaging women with positive HR-HPV but negative Pap smear results This testing is intended for use in clinical monitoring and management of patients. It is not intended for use in medical-legal applications. This test isnotintended foruse in determining the need for treatment (ie, excisional or ablative treatment of the cervix) in the absence of high-grade cervical dysplasia. Patients who are HPV16/18 positive should be monitored carefully for the development of high-grade cervical dysplasia according to current practice guidelines. This test isnotintended foruse with samples other than those collected by a clinician using an endocervical brush or spatula and placed in the ThinPrep Pap test PreservCyt solution. | Real-Time Polymerase Chain Reaction (PCR) | Yes | HPV Vaginal Detect / Genotyping PCR | Vaginal | Specimen Type:Vaginal Container/Tube:ThinPrep/PreservCyt solution vial Specimen Volume:3 mL of solution in ThinPrep/PreservCyt vial Collection Instructions: 1. Bag ThinPrep specimens individually as they have a tendency to leak during transport. 2. Place labels on the vial and on the bag. | 1 mL | Persistent infection with human papillomavirus (HPV) is the principal cause of cervical cancer. The presence of HPV has been implicated in more than 99% of cervical cancers worldwide, including both cervical squamous cell carcinoma and cervical adenocarcinoma. Before the development of invasive cancer, HPV infects the squamous mucosa cells and/or the glandular cells of the endocervix, leading to clonal expansion and morphologic changes. While the HPV-infected cells are restricted to their normal anatomic location, these changes are classified as cervical intraepithelial neoplasia (CIN). The severity of the morphologic changes and the degree to which those changes resemble the morphology of an invasive carcinoma are used to "grade" CIN. In general, high-grade CIN more closely resembles invasive carcinoma morphologically. HPV can also infect other mucosal cells in the anogenital region, such as the vaginal mucosa, leading to the development of HPV-associated intraepithelial neoplasia as well as invasive carcinoma not involving the cervix itself, although this is less common. HPV is a small, nonenveloped, double-stranded DNA virus, with a genome of approximately 8000 nucleotides. There are more than 118 different types of HPV and approximately 40 different HPVs can infect the human anogenital mucosa. Only a very small percentage of patients who are exposed to HPV will develop CIN. Of those patients who develop CIN, only a small percentage will progress to invasive cervical cancer. Sexually transmission of HPV is extremely common, with estimates of up to 75% of all women being exposed to HPV at some point. However, almost all infected women will mount an effective immune response and clear the infection within 2 years without long-term health consequences. Both high-risk HPV genotypes (especially HPV-16 and 18), as well as persistent HPV infection (eg, an infection that is not cleared by the patient's immune system over time), are associated with an increased chance of progressing to high-grade CIN and invasive cancer. Data suggest that certain HPV genotypes (eg, HPV types 16, 18, 31, 33, 35, 39, 45, 51, 52, 56, 58, 59, 66, and 68) are high-risk (HR) for the development of cervical cancer and its precursor lesions. Furthermore, HPV types 16 and 18 have been regarded as the genotypes most closely associated with progression to cervical cancer. HPV-16 is the most carcinogenic and is associated with approximately 60% of all cervical cancers, while HPV-18 accounts for approximately 10% to 15% of cervical cancers. In developed countries with cervical cancer screening programs, the Pap smear has been used since the mid-1950s as the primary tool to morphologically detect CIN, the precursor to cervical cancer. Pap smear screening has decreased death rates due to cervical cancer dramatically, since in many cases CIN can be treated and eliminated (eg, by local excision) before it progresses to invasive carcinoma. Although Pap smears and other liquid-based cytology methods have many advantages, they also have limitations: they require subjective interpretation by a highly trained cytopathologist and misinterpretation can occur, morphologic changes that resemble HIV-associated CIN can be caused by other conditions (eg, inflammation), and Pap smear does not sample every cell within the cervix/anogenital region potentially leading to falsely negative results. Perhaps most importantly, Pap smear does not differentiate between HPV genotypes that are high or low risk for progression to cervical cancer and it does not detect very early infections, which may lack a morphological phenotype. Nucleic acid (DNA) testing by polymerase chain reaction has become a standard, noninvasive method for determining the presence of a cervical HPV infection. Proper implementation of nucleic acid testing for HPV may: 1) increase the sensitivity of cervical cancer screening programs by detecting high-risk lesions earlier in women 30 years and older with normal cytology. 2) reduce the need for unnecessary colposcopy and treatment in patients 21 and older with cytology results showing atypical squamous cells of undetermined significance. Data suggest that individual genotyping for HPV types 16 and 18 can assist in determining appropriate follow-up testing and triaging women at risk for progression to cervical cancer. Studies have shown that the absolute risk of CIN-2 or worse in HPV-16 and/or HPV-18 positive women is 11.4% (95% confidence interval [CI] 8.4%-14.8%) compared with 6.1% (95% CI, 4.9%-7.2%) of women positive for other HR-HPV genotypes, and 0.8% (95% CI, 0.3%-1.5%) in HR-HPV-negative women. Based in part on these data, the American Society for Colposcopy and Cervical Pathology now recommends that HPV 16/18 genotyping be performed on women who are positive for HR-HPV but negative by routine cytology. Women who are found to be positive for HPV-16 and/or -18 may be referred to colposcopy, while women who are negative for genotypes 16 and 18 may have repeat cytology and HR-HPV testing in 12 months. | Negative for human papillomavirus (HPV) genotypes 16, 18, 31, 33, 35, 39, 45, 51, 52, 56, 58, 59, 66, and 68 | A positive result indicates the presence of human papillomavirus (HPV) DNA from one or more of the following genotypes: 16, 18, 31, 33, 35, 39, 45, 51, 52, 56, 58, 59, 66, and 68. For patients with atypical squamous cells of undetermined significance Pap smear result and who are positive for high-risk (HR) HPV, consider referral for colposcopy, if clinically indicated. A negative result indicates the absence of HPV DNA of the targeted genotypes. For women aged 30 years and older with a negative Pap smear test result but who are positive for HPV-16 and/or HPV-18, consider referral for colposcopy, if clinically indicated. For women aged 30 years and older with a negative Pap smear test result, positive-HR-HPV test result, but who are negative for HPV-16 and HPV-18, consider repeat testing by both cytology and a HR-HPV test in 12 months. | The cobas human papillomavirus (HPV) test is US Food and Drug Administration (FDA)-approved for cervical and endocervical samples collected in PreservCyt (ThinPrep) media. Other sample types (eg, vaginal) are not considered FDA-approved sources; however, verification studies have been completed by Mayo Clinic Laboratories and Mayo Clinic in compliance with CLIA regulations. The cobas HPV test detects DNA from high-risk genotypes 16, 18, 31, 33, 35, 39, 45, 51, 52, 56, 58, 59, 66, and 68. This test does not detect DNA of HPV low-risk types (eg, 6, 11, 42, 43, 44) since these are not associated with cervical cancer and its precursor lesions. Prevalence of HPV infection in a population may affect performance. Positive-predictive values decrease when testing populations with low prevalence or individuals with no risk of infection. Infection with HPV is not an indicator of cytologic high-grade squamous intraepithelial lesion (HSIL) or underlying high-grade cervical intraepithelial neoplasia (CIN), nor does it imply that CIN2-3 or cancer will develop. Most women infected with 1 or more high-risk (HR) HPV types do not develop CIN2-3 or cancer. A negative-HR-HPV result does not exclude the possibility of future cytologic HSIL or underlying CIN2-3 or cancer. Cervical specimens often show visibly detectable levels of whole blood as a pink or light brown coloration. These specimens are processed normally on the cobas systems. If concentrations of whole blood exceed 10% (dark-red or brown coloration) in PreservCyt solution, there is a likelihood of obtaining a false-negative result. The cobas HPV Test performance has not been validated with PreservCyt specimens that have been treated with up to 5% glacial acetic acid for removal of red blood cells. Addition of glacial acetic acid over 5% in PreservCyt specimens prior to HPV testing would invalidate the cobas HPV Test results. Human beta-globin amplification and detection is included in cobas HPV to differentiate HPV negative specimens from those that do not exhibit HPV signal due to insufficient cell mass in the specimen. All HPV negative specimens must have a valid beta-globin signal within a pre-defined range to be identified as valid negatives. The cobas HPV Test performance has not been validated with PreservCyt specimens that have been filled past the maximum fill line of the primary vial. ThinPrep vials that have had any additional PreservCyt fluid volume added or any dissimilar fluid volume added to the initial specimen should not be submitted for testing. The presence of polymerase chain reaction inhibitors may cause false-negative or invalid results. HPV-negative cancers of the cervix do occur in rare circumstances. Also, no cancer screening test is 100% sensitive. Use of this device for primary cervical cancer screening should be undertaken after carefully considering the performance characteristics put forth in the cobas HPV Test label, as well as recommendations of professional guidelines. The use of this test has not been evaluated for the management of women with prior ablative or excisional therapy, hysterectomy, who are pregnant or who have other risk factors (eg, HIV-positive, immunocompromised, history of sexually transmitted infections). The effects of other potential variables (eg, vaginal discharge, use of tampons, and douching), and specimen collection variables have not been evaluated. | 1. Saslow D, Solomon D, Lawson HW, et al: American Cancer Society, American Society for Colposcopy and Cervical Pathology, and American Society for Clinical Pathology screening guidelines for the prevention and early detection of cervical cancer. J Low Genit Tract Dis. 2012 Jul;16(3):175-204. doi: 10.1097/LGT.0b013e31824ca9d5 2. Walboomers JM, Jacobs MV, Manos MM, et al: Human papillomavirus is a necessary cause of invasive cervical cancer worldwide. J Pathol. 1999 Sep;189(1):12-19. doi: 10.1002/(SICI)1096-9896(199909)189:1 3. de Sanjose S, Quint WG, Alemany L, et al: Human papillomavirus genotype attribution in invasive cervical cancer: a retrospective cross-sectional worldwide study. Lancet Oncol. 2010 Nov;11(11):1048-1056. doi: 10.1016/S1470-2045(10)70230-8 4. Wright TC Jr, Stoler MH, Sharma A, Zhang G, Behrens C, Wright TL: Evaluation of HPV-16 and HPV-18 genotyping for the triage of women with high-risk HPV positive, cytology-negative results. Am J Clin Pathol. 2011 Oct;136(4):578-586. doi: 10.1309/AJCPTUS5EXAS6DKZ | The cobas human papillomavirus (HPV) test is a qualitative real-time polymerase chain reaction (PCR) test that detects 14 high-risk HPV genotypes. The test uses primers to define a sequence of approximately 200 nucleotides within the polymorphic L1 region of the HPV genome. A pool of HPV primers present in the Master Mix is designed to amplify HPV DNA from 14 high-risk types (16, 18, 31, 33, 35, 39, 45, 51, 52, 56, 58, 59, 66, and 68). An additional primer pair targets the human beta-globin gene (330 base pair amplicon) as an internal control to monitor the entire sample preparation and PCR amplification process. Fluorescent oligonucleotide probes bind to polymorphic regions within the sequence defined by these primers. The test utilizes a low titer positive and a negative control.(Package insert: cobas HPV: Qualitative nucleic acid test for the cobas 6800/8800 Systems. Roche Diagnostics, Inc; Rev. 2.0, 03/2021) | 3 to 6 days | 2 weeks | This test has been modified from the manufacturer's instructions. Its performance characteristics were determined by Mayo Clinic in a manner consistent with CLIA requirements. This test has not been cleared or approved by the US Food and Drug Administration. | 87624G0476 (if appropriate) | HPV Vaginal Detect / Genotyping PCR | 77378-8 | 619405 | HPV other High Risk types, PCR | 77375-4
FHPL | Human Placental Lactogen (HPL) |  | Enzyme-Linked Immunosorbent Assay (ELISA) | No | Human Placental Lactogen | Serum Red | Specimen Type:Serum Container/Tube:Red Top Specimen Volume:1 mL Collection Instructions:Draw blood in a red top tube(s). Separate and send 1 mL of serum frozen. | 0.5 mL | Human placental lactogen (hPL; chorionic somatomammotropin) is a 21,000 KD polypeptide produced during pregnancy by placental trophoblastic cells. The level of hPL in maternal serum is directly related to placental function and fetal well-being. hPL is detected at about 6 weeks after conception and its concentration increases gradually to peak levels (without decreases) until about the 34thweek where it remains stable for the remainder of the pregnancy. Consistently low levels throughout pregnancy or a sudden drop in serial determinations are an indication of fetal distress. After normal delivery, the hPL concentration falls rapidly to an undetectable level. The hPL levels in serum of women with multiple placenta pregnancies generally exceeds that of single placenta pregnancies. This is generally noted from the 2ndtrimester to delivery. | Males and nonpregnant Woman: 0.00 - 0.10 mcg/mL 1st Trimester of Pregnancy: 0.20 - 2.10 mcg/mL 2nd Trimester of Pregnancy: 0.50 - 6.70 mcg/mL 3rd Trimester of Pregnancy: 4.50 - 12.80 mcg/mL |  |  |  |  | 3 to 11 days |  | The performance characteristics of the listed assay was validatedbyBioAgilytix Diagnostics. The US FDA has not approved or clearedthis test.The results of this assay can be used for clinical diagnosis withoutFDA approval.BioAgilytix Diagnostics is a CLIA certified, CAP accredited laboratoryfor performing high complexity assays such as this one. | 83632 | Human Placental Lactogen | 2104-8 | Z0146 | Human Placental Lactogen | 2104-8
HPL | Human Placental Lactogen Immunostain, Technical Component Only | Aids in the identification of placenta-related tumors | Immunohistochemistry (IHC) | Yes | Placental Lactogen IHC, Tech Only | For the initial technical component only immunohistochemical (IHC) stain performed, the appropriate bill-only test ID will be reflexed and charged (IHTOI). For each additional technical component only IHC stain performed, an additional bill-only test ID will be reflexed and charged (IHTOA). | Supplies:Immunostain Technical Only Envelope (T693) Specimen Type:Tissue Container/Tube:Immunostain Technical Only Envelope Preferred:2 Unstained positively charged glass slide (25- x 75- x 1-mm) per test ordered; sections 4-microns thick. Acceptable:Formalin-fixed, paraffin-embedded tissue block |  | Human placental lactogen (HPL) is a hormone secreted by the placenta during normal pregnancy. Detection of this hormone may help in diagnosis of placenta-related tumors such as trophoblastic tumors and choriocarcinomas. |  | This test does not include pathologist interpretation, only technical performance of the stain. If interpretation is required, order PATHC / Pathology Consultation for a full diagnostic evaluation or second opinion of the case. The positive and negative controls are verified as showing appropriate immunoreactivity. If a control tissue is not included on the slide, a scanned image of the relevant quality control tissue is available upon request; call 855-516-8404. Interpretation of this test should be performed in the context of the patient's clinical history and other diagnostic tests by a qualified pathologist. | Age of a cut paraffin section can affect immunoreactivity. Stability thresholds vary widely among published literature and are antigen dependent. Best practice is for paraffin sections to be cut within 6 weeks. | 1. Huang F, Zheng W, Liang Q, Yin T. Diagnosis and treatment of placental site trophoblastic tumor. Int J Clin Exp Pathol. 2013;6(7):1448-1451 2. Sung WJ, Shin HC, Kim MK, Kim MJ. Epithelioid trophoblastic tumor: clinicopathologic and immunohistochemical analysis of three cases. Korean J Pathol. 2013;47(1):67-73 3. Luiza JW, Taylor SE, Gao FF, Edwards RP. Placental site trophoblastic tumor: Immunohistochemistry algorithm key to diagnosis and review of literature. Gynecol Oncol Case Rep. 2014;7:13-15 4.Magaki S, Hojat SA, Wei B, So A, Yong WH. An Introduction to the Performance of Immunohistochemistry. Methods Mol Biol. 2019;1897:289-298. doi:10.1007/978-1-4939-8935-5_25 | Immunohistochemistry on sections of paraffin-embedded tissue.(Unpublished Mayo method) | 1 to 3 days | Until staining is complete. | This test has been cleared, approved, or is exempt by the US Food and Drug Administration and is used per manufacturer's instructions. Performance characteristics were verified by Mayo Clinic in a manner consistent with CLIA requirements. | 88342-TC, primary88341-TC, if additional IHC | Placental Lactogen IHC, Tech Only | Order only;no result | 70778 | Placental Lactogen IHC, Tech Only | Bill only; no result
HBZ | Human T-cell Lymphotropic Virus Type 1 (HTLV-1) bZIP Factor (HBZ), In Situ Hybridization, Technical Component Only | Diagnosing adult T-cell leukemia/lymphoma | In Situ Hybridization (ISH) | Yes | HBZ ISH, Tech Only | For the initial technical component only in situ hybridization (ISH) stain performed, the appropriate bill only test ID will be reflexed and charged (ISTOI). For each additional technical component only ISH stain performed, an additional bill only test ID will be reflexed and charged (ISTOA). | Supplies:Immunostain Technical Only Envelope (T693) Specimen Type:Tissue Container/Tube:Immunostain Technical Only Envelope Preferred:4 Unstained positively charged glass slide (25- x 75- x 1-mm) per test ordered; sections 4-microns thick. Acceptable:Formalin-fixed, paraffin-embedded (FFPE) tissue block |  | Adult T-cell leukemia/lymphoma (ATLL) is a T-cell malignancy induced by human T-cell lymphotropic virus 1 (HTLV-1) infection.This test is intended to identify the presence ofHTLV-1 in formalin-fixed, paraffin-embedded tissue, which may be useful in the diagnosis of ATLL. |  | This test does not include pathologist interpretation, only technical performance of the stain. If interpretation is required, order PATHC / Pathology Consultation for a full diagnostic evaluation or second opinion of the case. The positive and negative controls are verified as showing appropriate immunoreactivity and documentation is retained at Mayo Clinic Rochester. If a control tissue is not included on the slide, a scanned image of the relevant quality control tissue is available upon request; call 855-516-8404. Interpretation of this test should be performed in the context of the patient's clinical history and other diagnostic tests by a qualified pathologist. | Age of a cut paraffin section can affect immunoreactivity. Stability thresholds vary widely among published literature and are antigen dependent. Best practice is for paraffin sections to be cut within 6 weeks. | 1. Shimizu-Kohno K, Satou Y, Arakawa F, et al:Detection of HTLV-1 by means of HBZ gene in situ hybridization in formalin-fixed and paraffin-embedded tissues. Cancer Sci. 2011 Jul;102(7):1432-1436 2. Takatori M, Sakihama S, Miyara M, et al:A new diagnostic algorithm using biopsy specimens in adult T-cell leukemia/lymphoma: combination of RNA in situ hybridization and quantitative PCR for HTLV-1. Mod Pathol. 2021 Jan;34(1):51-58 3. Yamada K, Miyoshi H, Takeuchi M, et al: In situ hybridization of HBZ and Tax in FFPE samples from ATLL patients and its association with clinicopathological characteristics. Blood. 2018;132(Supplement 1):1643. doi: 10.1182/blood-2018-99-112082 | In situ hybridization on sections of paraffin-embedded tissue.(Unpublished Mayo method) | 1 to 3 days | Until staining is complete | This test was developed and its performance characteristics determined by Mayo Clinic in a manner consistent with CLIA requirements. It has not been cleared or approved by the US Food and Drug Administration. | 88365-TC, Primary88364-TC, if additional ISH | HBZ ISH, Tech Only | No LOINC Needed | 618482 | HBZ ISH, Tech Only | No LOINC Needed
HTLLC | Human T-Cell Lymphotropic Virus Types 1 and 2 (HTLV-1/-2) Antibody Confirmation, Spinal Fluid | Confirmatory detection of human T-cell lymphotropic virus types 1 and 2 (HTLV-1 and HTLV-2)-specific IgG antibodies in spinal fluid specimens that are consistently reactive by initial screening tests Differentiating between HTLV-1- and HTLV-2-specific IgG antibodies present in spinal fluid | Line Immunoassay (LIA) | Yes | HTLV -1/-2 Ab Confirmation, CSF | CSF | Collection Container/Tube:Sterile vial Specimen Volume:0.5 mL | 0.2 mL | Human T-cell lymphotropic virus types 1 and 2 (HTLV-1 and HTLV-2) are closely related exogenous human retroviruses. HTLV-1 was first isolated in 1980 from a patient with a cutaneous T-cell lymphoma, while HTLV-2 was identified from a patient with hairy cell leukemia in 1982. HTLV-1 infection is endemic in southwestern Japan, Caribbean basin, Melanesia, and parts of Africa, where HTLV-1 seroprevalence rates are as high as 15% in the general population. In the United States, the combined HTLV-1 and HTLV-2 seroprevalence rate is about 0.016% among voluntary blood donors. About half of these infected blood donors are infected with HTLV-1, with most of them reporting a history of birth in HTLV-1-endemic countries or sexual contact with persons from the Caribbean or Japan. Smaller percentages report a history of either injection drug use or blood transfusion. Transmission of HTLV-1 occurs from mother to fetus, sexual contact, blood transfusion, and sharing of contaminated needles. Two diseases are known to be caused by HTLV-1 infection: adult T-cell leukemia or lymphoma and a chronic degenerative neurologic disease known as HTLV-1-associated myelopathy or tropical spastic paraparesis. Cases of polymyositis, chronic arthropathy, panbronchiolitis, and uveitis have also been reported in patients infected with HTLV-1. HTLV-2 is prevalent among injection drug users in the United States and Europe. More than 80% of HTLV infections in drug users in the United States are due to HTLV-2. HTLV-2 also appears to be endemic in Native American populations, including the Guaymi in Panama and Native Americans in Florida and New Mexico. HTLV-2-infected blood donors most often report either a history of injection drug use or a history of sexual contact with an injection drug user. A smaller percentage of infected individuals report a history of blood transfusion. HTLV-2 is transmitted similarly to HTLV-1, but much less is known about the specific modes and efficiency of transmission of HTLV-2. The virus can be transmitted by transfusion of cellular blood products (whole blood, red blood cells, and platelets). HTLV-2 infection has been associated with hairy-cell leukemia, but definitive evidence is lacking on a viral etiologic role. HTLV-2 has also been linked with neurodegenerative disorders characterized by spastic paraparesis and variable degrees of ataxia. Infection by these viruses results in the appearance of specific antibodies against the viruses that can be detected by serologic tests, such as enzyme immunoassay. For accurate diagnosis of HTLV-1 or HTLV-2 infection, all initial screening test-reactive results should be verified by a confirmatory test, such as Western blot or line immunoassay. | Negative | Negative confirmatory test results indicate the absence of both human T-cell lymphotropic virus types 1 and 2 (HTLV-1 and HTLV-2)-specific IgG antibodies in spinal fluid and a low probability of an HTLV-1/-2-associated neurologic disorder. A reactive screening (enzyme immunoassay) result with a negative or indeterminate confirmatory (line immunoassay) test result suggests either a false-reactive screening test result or a seroconverting HTLV infection. Repeat testing with a new specimen can clarify the final infection status. Persistently indeterminate confirmatory test results indicate an absence of HTLV infection. Positive results for HTLV-1 antibodies indicate the confirmed presence of HTLV-1 IgG antibodies in spinal fluid, based on 2 visible antibody bands that include gp21-I/-II band, or 3 or more bands, and the sum of the gp46-I and p19-I band intensity is greater than the gp46-II band intensity. Positive results for HTLV-2 antibodies indicate the confirmed presence of HTLV-2 IgG antibodies in spinal fluid, based on 2 visible antibody bands that include gp21-I/-II band, or 3 or more bands, and the gp46-II band intensity is a) greater than the gp46-I band intensity and b) greater than or equal to the sum of the gp46-I and p19-I band intensity. Indeterminate results indicate the presence of the gp21-I/-II band only or combination of any 2 bands without a detectable gp21-I/-II band. Patients with indeterminate test results with known risk factors for HTLV-1 or HTLV-2 infection should undergo repeat confirmatory antibody testing with a new specimen to determine final infection status. Differentiation of HTLV-1 and HTLV-2 infection is not possible (ie, nontypeable HTLV antibodies) when the band intensity pattern does not meet the criteria of positive HTLV-1 or HTLV-2 antibody band intensity pattern. Unreadable results indicate the presence of nonspecific background reactivity that is inhibiting the visualization of specific bands on the test strip. Repeat testing with a new specimen is recommended. Invalid results indicate that nonspecific band reactivity is present. Submit another specimen for retesting if clinically indicated. | A negative line immunoassay result does not preclude the possibility of exposure to human T-cell lymphotropic virus types 1 and 2. Results from this confirmatory assay should always be interpreted together with the reactive screening test result on a given specimen. | 1. Mahieux R, Gessain A. Adult T-cell leukemia/lymphoma and HTLV-I. Curr Hematol Malig Rep. 2007;2(4):257-264. doi:10.3390/v8060161 2. Yamano Y, Sato T. Clinical pathophysiology of human T-lymphotropic virus-type I-associated myelopathy/tropical spastic paraparesis. Front Microbiol. 2012;3:389. doi:10.3389/fmicb.2012.00389 3. Marrero Rolon RM, Yao JDC. Laboratory diagnosis of HTLV-1-associated myelopathy. Clin Microbiol Newslett. 2020;42(16)129-134. doi:10.1016/j.clinmicnews.2020.07.004 | INNO-LIA HTLV I/II Score is a line immunoassay based on the enzyme immunoassay principle. The assay uses well-defined antigens derived from human T-cell lymphotropic virus types 1 and 2 (HTLV-1 and HTLV-2) immunodominant proteins. The antigens used are either recombinant proteins or synthetic peptides, highly purified and fixed on a nylon membrane strip. The sequences are selected to allow the detection of antibodies with a wide specificity to all known isolates of the HTLV strains. The antigenicity exhibited by these proteins and peptides is either common to both HTLV-1 and HTLV-2, or type-specific to 1 of the 2 viruses to allow confirmation and discrimination in a single assay. Twogag(p19-I/II, p24-I/II) and 2env(gp46-I/II, gp21-I/II) bands are applied as non-type-specific antigens, which are used to confirm the presence of antibodies against HTLV-1/2. The type-specific antigens for HTLV-1 (gagp19-I,envgp46-I) and for HTLV-2 (envgp46-II) are applied to differentiate between HTLV-1 and HTLV-2 infections. In addition, 4 control lines are coated: 1 negative control (streptavidin), and 3 positive control lines: a strong (antihuman IgG), a moderate (human IgG), and a weak (human IgG) line. A test sample is incubated in a test trough together with the multiple antigen-coated strip. Specific HTLV antibodies, if present in the sample, will bind to the HTLV antigen lines on the strip. Subsequently, goat-antihuman IgG labeled with alkaline phosphatase is added and will bind to any HTLV antigen-antibody complex previously formed. Incubation with a chromogenic substrate produces a dark brown color in proportion to the amount of specific antibodies present in the sample. The color development is stopped with sulfuric acid. If the sample contains no HTLV-specific antibodies, only a low background color develops.(Unpublished Mayo method) | 2 to 15 days | 14 days | This test was developed and its performance characteristics determined by Mayo Clinic in a manner consistent with CLIA requirements. It has not been cleared or approved by the US Food and Drug Administration. | 86689 | HTLV -1/-2 Ab Confirmation, CSF | 93744-1 | 604946 | HTLV-1/-2 Discrimination | 93742-5
HTLVC | Human T-Cell Lymphotropic Virus Types 1 and 2 (HTLV-1/-2) Antibody Screen with Confirmation, Spinal Fluid | Qualitative screening detection of human T-cell lymphotropic virus types 1 and 2 (HTLV-1/-2) specific antibodies with confirmation and differentiation between HTLV-1 and HTLV-2 infection This testshould not be usedas a screening or confirmatory test for anyspecimen other than spinal fluid. | Enzyme Immunoassay (EIA) | Yes | HTLV-1/-2 Ab Screen, CSF | If human T-cell lymphotropic virus types 1 and 2 (HTLV-1/-2) antibody is reactive, then HTLV-1/-2 antibody confirmation by line immunoassay will be performedat an additional charge. | Collection Container/Tube:Sterile vial Specimen Volume:1 mL Collection Instructions: Submit spinal fluid specimen from collection vial 1. | 0.6 mL | Human T-cell lymphotropic virus types 1 and 2 (HTLV-1/-2) are closely related exogenous human retroviruses. HTLV-1 was first isolated in 1980 from a patient with a cutaneous T-cell lymphoma, while HTLV-2 was identified from a patient with hairy cell leukemia in 1982. HTLV-1 infection is endemic in southwestern Japan, the Caribbean basin, Melanesia, and parts of Africa, where HTLV-1 seroprevalence rates are as high as 15% in the general population. In the United States, the combined HTLV-1 and HTLV-2 seroprevalence rate is about 0.016% among voluntary blood donors. About half of these infected blood donors are infected with HTLV-1, with most of them reporting a history of birth in HTLV-1-endemic countries or sexual contact with persons from the Caribbean or Japan. Smaller percentages report a history of either injection drug use or blood transfusion. Transmission of HTLV-1 occurs from mother to fetus, sexual contact, blood transfusion, and sharing of contaminated needles. Two diseasesare known to be caused byHTLV-1 infection: adult T-cell leukemia or lymphoma, and a chronic degenerative neurologic disease known as HTLV-1-associated myelopathy or tropical spastic paraparesis. Cases of polymyositis, chronic arthropathy, panbronchiolitis, and uveitis also have been reported in patients with a HTLV-I infection. In the United States and Europe, HTLV-2 is prevalent among persons who inject drugs (PWID). In the United States, over 80% of HTLV infections in drug users are due to HTLV-2. HTLV-2 appears to be endemic in American indigenous populations, including the Guaymi tribe in Panama and Native Americans in Florida and New Mexico. HTLV-2-infected blood donors most often report either a history of injection drug use or a history of sexual contact with a PWID. A smaller percentage of infected individuals report a history of blood transfusion. HTLV-2 is transmitted similarly to HTLV-1, but much less is known about the specific modes and efficiency of transmission of HTLV-2. The virus can be transmitted by transfusion of cellular blood products (whole blood, red blood cells, and platelets). HTLV-2 infection has been associated with hairy-cell leukemia, but definitive evidence is lacking on a viral etiologic role. HTLV-2 has also been linked with neurodegenerative disorders characterized by spastic paraparesis and variable degrees of ataxia. Infection by these viruses results in the appearance of specific antibodies against the viruses that can be detected by serologic testssuch as enzyme immunoassay. For accurate diagnosis of HTLV-1 or HTLV-2 infection, all initially screening test-reactive results should be verified by a confirmatory test, such as Western blot or line immunoassay. | Negative | Negative screening results indicate the absence of both human T-cell lymphotropic virus types 1 and 2 (HTLV-1/-2)-specific IgG antibodies in spinal fluid. A reactive screening test result is suggestive of infection with either HTLV-1 or HTLV-2. However, this result does not confirm infection (eg, low specificity), and it cannot differentiate between HTLV-1 and HTLV-2 infection. Specimens with reactive screening test results will be tested automatically by the line immunoassay (LIA) confirmatory test. Positive LIA results provide confirmatory evidence of infection with HTLV-1 or HTLV-2. A reactive screening result with a negative or indeterminate confirmatory test result suggests either a false-reactive screening test result or a seroconverting HTLV infection. Repeat testing in 1 to 2 months can clarify the final infection status. Persistently indeterminate confirmatory test results indicate absence of HTLV infection. | A negative test result does not exclude the possibility of exposure to human T-cell lymphotropic virus types 1 and 2 (HTLV-1/-2). Levels of total antibodies to these viruses may be undetectable in early infection. Performance characteristics have not been established for the following specimen characteristics: -Grossly icteric (total bilirubin level of >20 mg/dL) -Grossly lipemic (triolein level of >3000 mg/dL) -Grossly hemolyzed (hemoglobin level of >3051 mg/dL) -Containing particulate matter -Cadaveric specimens | 1. Yamano Y, Sato T: Clinical pathophysiology of human T-lymphotropic virus-type I-associated myelopathy/tropical spastic paraparesis. Front Microbiol. 2012 Nov 9;3:389 2. Gessain A, Mahieux R: Tropical spastic paraparesis and HTLV-I associated myelopathy: clinical, epidemiological, virological, and therapeutic aspects. Rev Neurol (Paris). 2012 Mar;168(3):257-269 3. Marrero Rolon RM, Yao JDC: Laboratory diagnosis of HTLV-1-associated myelopathy. Clin Microbiol Newsl. 2020 Aug 15;42(16):129-134 | The Avioq HTLV-I/II Microelisa System is an enzyme-linked immunosorbent assay in which the solid phase (microwells) is coated with a purifiedhuman T-cell lymphotropic virus (HTLV) type 1viral lysate, a purified HTLV-2 viral lysate, and a recombinant HTLV-1 p21E antigen. With the addition of a diluted test sample containing antibodies to either HTLV-1 or HTLV-2, complexes are formed by the interaction of the antibodies in the sample and the solid phase antigens. Following incubation, the sample is aspirated, and the well is washed with buffer. Subsequently, antihuman immunoglobulin (goat) conjugated with horseradish peroxidase (HRP) is added, which binds the antibody-antigen complex during a second incubation. Following a wash and incubation with TMB (tetramethylbenzidine) substrate, a blue color is produced. The enzyme reaction is stopped by the addition of a sulfuric acid solution, which changes the color to yellow. The amount of HTLV-1/-2 specific antibodies present in the sample is proportional to color development.(Package insert:Avioq HTLV-I/II Microelisa System. Avioq, Inc; 05/2019) | 1 to 4 days | 14 days | This test has been modified from the manufacturer's instructions. Its performance characteristics were determined by Mayo Clinic in a manner consistent with CLIA requirements. This test has not been cleared or approved by the US Food and Drug Administration. | 8679086689 (if appropriate) | HTLV-1/-2 Ab Screen, CSF | 22361-0 | 604934 | HTLV-1/-2 Ab Screen, CSF | 22361-0
HTLVL | Human T-Cell Lymphotropic Virus Types I and II (HTLV-I/-II) Antibody Confirmation, Serum | Confirmatory detection of human T-cell lymphotropic virus types I and II (HTLV-I and HTLV-II)-specific IgG antibodiesin human serum specimens that are consistently reactive byinitial screening tests Differentiating between HTLV-I- and HTLV-II-specific IgG antibodies | Line Immunoassay (LIA) | Yes | HTLV-I/-II Ab Confirmation, S | Serum SST | Collection Container/Tube:Serum gel Submission Container/Tube:Plastic vial Specimen Volume:0.5 mL Collection Instructions: 1. Centrifuge blood collection tube per collection tube manufacturer's instructions (eg, centrifuge and aliquot within 2 hours of collection for BD Vacutainer tubes). 2. Aliquot serum into plastic vial. | 0.2 mL | Human T-cell lymphotropic virus types I and II (HTLV-I and HTLV-II) are closely related exogenous human retroviruses. HTLV-I was first isolated in 1980 from a patient with a cutaneous T-cell lymphoma, while HTLV-II was identified from a patient with hairy cell leukemia in 1982. HTLV-I infection is endemic in southwestern Japan, the Caribbean basin, Melanesia, and parts of Africa, where HTLV-I seroprevalence rates are as high as 15% in the general population. In the United States, the combined HTLV-I and HTLV-II seroprevalence rate is about 0.016% among voluntary blood donors. About half of these infected blood donors are infected with HTLV-I, with most of them reporting a history of birth in HTLV-I-endemic countries or sexual contact with persons from the Caribbean or Japan. Smaller percentages report a history of either injection drug use or blood transfusion. Transmission of HTLV-I occurs from mother to fetus, sexual contact, blood transfusion, and sharing of contaminated needles. Two diseases are known to be caused by HTLV-I infection: adult T-cell leukemia or lymphoma and a chronic degenerative neurologic disease known as HTLV-I-associated myelopathy or tropical spastic paraparesis. Cases of polymyositis, chronic arthropathy, panbronchiolitis, and uveitis have also been reported in patients infected with HTLV-I. HTLV-II is prevalent among injection drug users in the United States and Europe. More than 80% of HTLV infections in drug users in the United States are due to HTLV-II. HTLV-II also appears to be endemic in Native American populations, including the Guaymi in Panama and Native Americans in Florida and New Mexico. HTLV-II-infected blood donors most often report either a history of injection drug use or a history of sexual contact with an injection drug user. A smaller percentage of infected individuals report a history of blood transfusion. HTLV-II is transmitted similarly to HTLV-I, but much less is known about the specific modes and efficiency of transmission of HTLV-II. The virus can be transmitted by transfusion of cellular blood products (whole blood, red blood cells, and platelets). HTLV-II infection has been associated with hairy-cell leukemia, but definitive evidence is lacking on a viral etiologic role. HTLV-II has also been linked with neurodegenerative disorders characterized by spastic paraparesis and variable degrees of ataxia. Infection by these viruses results in the appearance of specific antibodies against the viruses that can be detected by serologic tests, such as enzyme immunoassay. For accurate diagnosis of HTLV-I or HTLV-II infection, all initially screening test-reactive results should be verified by a confirmatory test, such as Western blot or line immunoassay. | Negative | Negative confirmatory test results indicate the absence of both human T-cell lymphotropic virus types I and II (HTLV-I and HTLV-II)-specific IgG antibodies in serum. A reactive screening (enzyme immunoassay) result with a negative or indeterminate confirmatory (line immunoassay) test result suggests either a false-reactive screening test result or a seroconverting HTLV infection. Repeat testing with a new specimen can clarify the final infection status. Persistently indeterminate confirmatory test results indicate absence of HTLV infection. Positive results for HTLV-I antibodies indicate the confirmed presence of HTLV-I IgG antibodies in serum, based on 2 visible antibody bands that include gp21-I/-II band, or 3 or more bands, and the sum of the gp46-I and p19-I band intensity is greater than the gp46-II band intensity. Positive results for HTLV-II antibodies indicate the confirmed presence of HTLV-II IgG antibodies in serum, based on 2 visible antibody bands that include gp21-I/-II band, or 3 or more bands, and the gp46-II band intensity is a) greater than the gp46-I band intensity and b) greater than or equal to the sum of the gp46-I and p19-I band intensity. Indeterminate results indicate the presence of gp21-I/-II band only or combination of any 2 bands without a detectable gp21-I/-II band. Patients with indeterminate test results with known risk factors for HTLV-I or HTLV-II infection should undergo repeat confirmatory antibody testing with a new specimen to determine final infection status. Differentiation of HTLV-I and HTLV-II infection is not possible (ie, nontypeable HTLV antibodies) when the band intensity pattern does not meet the criteria of positive HTLV-I or HTLV-II antibody band intensity pattern. Unreadable results indicate the presence of nonspecific background reactivity that is inhibiting the visualization of specific bands on the test strip. Repeat testing with a new specimen is recommended. Invalid results indicate that nonspecific band reactivity is present. Submit another serum specimen for retesting if clinically indicated. | A negative line immunoassay result does not preclude the possibility of exposure to human T-cell lymphotropic virus types I and II. Results from this confirmatory assay should always be interpretedtogether with the reactive screening test result on a given specimen. | 1. Gessain A, Mahieux R. Tropical spastic paraparesis and HTLV-I associated myelopathy: clinical, epidemiological, virological, and therapeutic aspects. Rev Neurol (Paris). 2012;168(3):257-269. doi:10.1016/j.neurol.2011.12.006 2. Mahieux R, Gessain A. Adult T-cell leukemia/lymphoma and HTLV-I. Curr Hematol Malig Rep. 2007;2(4):257-264. doi:10.3390/v8060161 3. Yamano Y, Sato T. Clinical pathophysiology of human T-lymphotropic virus-type I-associated myelopathy/tropical spastic paraparesis. Front Microbiol. 2012;3:389. doi:10.3389/fmicb.2012.00389 4. Marrero Rolon RM, Yao JDC. Laboratory diagnosis of HTLV-1-associated myelopathy. Clin Microbiol Newslett. 2020;42(16)129-134. doi:10.1016/j.clinmicnews.2020.07.004 | INNO-LIA HTLV I/II Score is a line immunoassay based on the enzyme immunoassay principle. The assay uses well-defined antigens derived from human T-cell lymphotropic virus types 1 and 2 (HTLV-1 and HTLV-2) immunodominant proteins. The antigens used are either recombinant proteins or synthetic peptides, highly purified and fixed on a nylon membrane strip. The sequences are selected to allow the detection of antibodies with a wide specificity to all known isolates of the HTLV strains. The antigenicity exhibited by these proteins and peptides is either common to both HTLV-1 and HTLV-2, or type-specific to 1 of the 2 viruses to allow confirmation and discrimination in a single assay. Twogag(p19-I/II, p24-I/II) and 2env(gp46-I/II, gp21-I/II) bands are applied as non-type-specific antigens, which are used to confirm the presence of antibodies against HTLV-1/2. The type-specific antigens for HTLV-1 (gagp19-I,envgp46-I) and for HTLV-2 (envgp46-II) are applied to differentiate between HTLV-1 and HTLV-2 infections. In addition, 4 control lines are coated: 1 negative control (streptavidin), and 3 positive control lines: a strong (antihuman IgG), a moderate (human IgG), and a weak (human IgG) line. A test sample is incubated in a test trough together with the multiple antigen-coated strip. Specific HTLV antibodies, if present in the sample, will bind to the HTLV antigen lines on the strip. Subsequently, goat-antihuman IgG labeled with alkaline phosphatase is added and will bind to any HTLV antigen-antibody complex previously formed. Incubation with a chromogenic substrate produces a dark brown color in proportion to the amount of specific antibodies present in the sample. The color development is stopped with sulfuric acid. If the sample contains no HTLV-specific antibodies, only a low background color develops.(Unpublished Mayo method) | 2 to 15 days | 14 days | This test was developed and its performance characteristics determined by Mayo Clinic in a manner consistent with CLIA requirements. It has not been cleared or approved by the US Food and Drug Administration. | 86689 | HTLV-I/-II Ab Confirmation, S | 55162-2 | 23899 | HTLV-I/-II Discrimination | 77744-1
HTLVI | Human T-Cell Lymphotropic Virus Types I and II Antibody Screen with Confirmation, Serum | Qualitative detection of human T-cell lymphotropic virus types I and II (HTLV-I and HTLV-II)-specific antibodies with confirmation and differentiation between HTLV-I and HTLV-II infection This testshould not be usedto screen blood, human cells, tissues, or solid-organ donors. This test isnot intended for use on cord blood specimens. | Enzyme Immunoassay (EIA) | Yes | HTLV-I/-II Ab Screen, S | If the human T-cell lymphotropic virus types I and II (HTLV-I/-II) antibody screen is reactive, then HTLV-I/-II antibody confirmation by line immunoassay will be performed at an additional charge. | Collection Container/Tube: Preferred:Serum gel Acceptable:Red top Submission Container/Tube:Plastic vial Specimen Volume:1 mL Collection Instructions: 1. Centrifuge blood collection tube per collection tube manufacturer's instructions(eg, centrifuge within 2 hours of collection for BD Vacutainer tubes). 2. Aliquot serum into plastic vial. | 0.6 mL | Human T-cell lymphotropic virus types I and II (HTLV-I and HTLV-II) are closely related exogenous human retroviruses. HTLV-I was first isolated in 1980 from a patient with a cutaneous T-cell lymphoma, while HTLV-II was identified from a patient with hairy cell leukemia in 1982. HTLV-I infection is endemic in southwestern Japan, the Caribbean basin, Melanesia, and parts of Africa, where HTLV-I seroprevalence rates are as high as 15% in the general population. In the United States, the combined HTLV-I and HTLV-II seroprevalence rate is about 0.016% among voluntary blood donors. About half of these infected blood donors are infected with HTLV-I, with most of them reporting a history of birth in HTLV-I-endemic countries or sexual contact with persons from the Caribbean or Japan. Smaller percentages report a history of either injection drug use or blood transfusion. Transmission of HTLV-I occurs from mother to fetus, sexual contact, blood transfusion, and sharing of contaminated needles. Two diseasesare known to be caused byHTLV-I infection: adult T-cell leukemia or lymphoma, and a chronic degenerative neurologic disease known as HTLV-I-associated myelopathy or tropical spastic paraparesis. Cases of polymyositis, chronic arthropathy, panbronchiolitis, and uveitis also have been reported in patients with a HTLV-I infection. In the United States and Europe, HTLV-II is prevalent among persons who inject drugs (PWID). In the United States, over 80% of HTLV infections in drug users are due to HTLV-II. HTLV-II appears to be endemic in American indigenous populations, including the Guaymi tribe in Panama and Native Americans in Florida and New Mexico. HTLV-II-infected blood donors most often report either a history of injection drug use or a history of sexual contact with a PWID. A smaller percentage of infected individuals report a history of blood transfusion. HTLV-II is transmitted similarly to HTLV-I, but much less is known about the specific modes and efficiency of transmission of HTLV-II. The virus can be transmitted by transfusion of cellular blood products (whole blood, red blood cells, and platelets). HTLV-II infection has been associated with hairy-cell leukemia, but definitive evidence is lacking on a viral etiologic role. HTLV-II has also been linked with neurodegenerative disorders characterized by spastic paraparesis and variable degrees of ataxia. Infection by these viruses results in the appearance of specific antibodies against the viruses that can be detected by serologic testssuch as enzyme immunoassay. For accurate diagnosis of HTLV-I or HTLV-II infection, all initially screening test-reactive results should be verified by a confirmatory test, such as Western blot or line immunoassay. | Negative | Negative screening results indicate the absence of both human T-cell lymphotropic virus types I and II (HTLV-I- and HTLV-II)-specific IgG antibodies in serum. A reactive screening test result is suggestive of infection with either HTLV-I or HTLV-II. However, this result does not confirm infection (eg, low specificity), and it cannot differentiate between HTLV-I and HTLV-II infection. Specimens with reactive screening test results will be tested automatically by the line immunoassay (LIA) confirmatory test. Positive LIA results provide confirmatory evidence of infection with HTLV-I or HTLV-II. A reactive screening result with a negative or indeterminate confirmatory test result suggests either a false-reactive screening test result or a seroconverting HTLV infection. Repeat testing in 1 to 2 months can clarify the final infection status. Persistently indeterminate confirmatory test results indicate absence of HTLV infection. | A negative test result does not exclude the possibility of exposure to human T-cell lymphotropic virus types I and II (HTLV-I or HTLV-II). Levels of total antibodies to these viruses may be undetectable in early infection. Performance characteristics have not been established for the following specimen characteristics: -Grossly icteric (total bilirubin level of >20 mg/dL) -Grossly lipemic (triolein level of >3000 mg/dL) -Grossly hemolyzed (hemoglobin level of >3051 mg/dL) -Containing particulate matter -Cadaveric specimens | 1. Yamano Y, Sato T: Clinical pathophysiology of human T-lymphotropic virus-type I-associated myelopathy/tropical spastic paraparesis. Front Microbiol. 2012 Nov 9;3:389 2. Gessain A, Mahieux R: Tropical spastic paraparesis and HTLV-I associated myelopathy: clinical, epidemiological, virological, and therapeutic aspects. Rev Neurol (Paris). 2012 Mar;168(3):257-269 3. Marrero Rolon RM, Yao JDC: Laboratory diagnosis of HTLV-1-associated myelopathy. Clin Microbiol Newsl. 2020 Aug 15;42(16):129-134. doi: 10.1016/j.clinmicnews.2020.07.004 | The Avioq HTLV-I/II Microelisa System is an enzyme-linked immunosorbent assay in which the solid phase (microwells) is coated with a purified human T-cell lymphotropic virus types I (HTLV-I) viral lysate, a purified HTLV-II viral lysate, and a recombinant HTLV-I p21E antigen. With the addition of a diluted test sample containing antibodies to either HTLV-I or HTLV-II, complexes are formed by the interaction of the antibodies in the sample and the solid phase antigens. Following incubation, the sample is aspirated and the well is washed with buffer. Subsequently, antihuman immunoglobulin (goat) conjugated with horseradish peroxidase (HRP) is added, which binds the antibody-antigen complex during a second incubation. Following a wash and incubation with TMB (tetramethylbenzidine) substrate, a blue color is produced. The enzyme reaction is stopped by the addition of a sulfuric acid solution, which changes the color to yellow. The amount of HTLV-I / HTLV-II specific antibodies present in the sample is proportional to the color intensity.(Package insert:Avioq HTLV-I/II Microelisa System. Avioq, Inc; 05/2019) | 1 to 4 days | 14 days | This test has been cleared, approved, or is exempt by the US Food and Drug Administration and is used per manufacturer's instructions. Performance characteristics were verified by Mayo Clinic in a manner consistent with CLIA requirements. | 8679086689 (if appropriate) | HTLV-I/-II Ab Screen, S | 29901-6 | 9539 | HTLV-I/-II Ab Screen, S | 29901-6
FHTGF | Human Transforming Growth Factor beta 1 (TGF-b1) |  | ELISA | Yes | Human Transforming Growth Factor b1 | Plasma EDTA | Specimen Type:Platelet-free Plasma Container/Tube:lavender top EDTA Specimen Volume:1 mL Collection Instructions:Draw blood in a lavender top (EDTA) tube(s). Following centrifuge instructions below, spin down and send 1 mL platelet-free plasma frozen in plastic vial. Centrifuge for 15 minutes at 1000 x g within 30 minutes of collection. Centrifuge plasma again at 3000 x g for 10 minutes for complete platelet removal. Freeze at -20 degrees C or below. For fixed speed centrifuges such as 645e: Collect in lavender top tube using EDTA as an anticoagulant. Centrifuge 3 times for 10 minutes at 1600 x g while decanting the plasma each time before the next spin within 30 minutes of collection. Freeze at -20 degrees C or below. | 0.25 mL | Transforming growth factor (TGF) play a crucial role in tissue regeneration, cell differentiation, embryonic development, and regulation of the immune system. Transforming growth factor beta is found in hematopoietic (blood-forming) tissue and initiates a signaling pathway that suppresses the early development of cancer cells. It enhances the deposition of extracellular matrix and may play potential role in wound healing and cirrhosis formation. Many cells synthesize TGF-b and almost all of them have specific receptors for this peptide. | 344-2382 pg/mL |  |  |  | This quantitative assay employs sandwich ELISA method. Microwells are pre-coated with antibodies against TGF-b1. The diluted patient samples (after activation) are added into the wells and any TGF-b1 present remains bound to the plate. After washing the wells, peroxidase labeled anti-TGF-b1 antibodies are added. Bound conjugate is visualized with TMB substrate and intensity of color is proportional to the concentration of TGF-b1 in the sample. Stop dilution is added to each well to stop the reaction. | 6 to 8 days |  | The performance characteristics of the listed assay was validated by BioAgilytix Diagnostics. The US FDA has not approved or cleared this test. The results of this assay can be used for clinical diagnosis without FDA approval. BioAgilytix Diagnostics is a CLIA certified, CAP accredited laboratory for performing high complexity assays such as this one. | 83520 | Human Transforming Growth Factor b1 | Not Provided | Z6269 | TGF-b1 | Not Provided
MPS2Z | Hunter Syndrome, Full Gene Analysis, Varies | Confirmation of a diagnosis of mucopolysaccharidosis type II (Hunter syndrome) Carrier testing when there is a family history of mucopolysaccharidosis type II (Hunter syndrome), but disease-causing variants have not been previously identified | Polymerase Chain Reaction (PCR) followed by DNA Sequencing | Yes | Hunter Syndrome, Full Gene Analysis | For skin biopsy or cultured fibroblast specimens, fibroblast culture testing will be performed at an additional charge. If viable cells are not obtained, the client will be notified. | Patient Preparation:A previous bone marrow transplant from an allogenic donor will interfere with testing. Call 800-533-1710 for instructions for testing patients who have received a bone marrow transplant. Submit only 1 of the following specimens: Preferred: Specimen Type:Whole blood Container/Tube: Preferred:Lavender top (EDTA) or yellow top (ACD) Acceptable:Any anticoagulant Specimen Volume:3 mL Collection Instructions: 1. Invert several times to mix blood. 2. Send whole blood specimen in original tube.Do not aliquot. Specimen Stability Information:Ambient (preferred)/Refrigerated Specimen Type:Cultured fibroblasts Container/Tube:T-75 or T-25 flask Specimen Volume:1 Full T-75 flask or 2 full T-25 flasks Specimen Stability Information:Ambient (preferred)/Refrigerated <24 hours Additional Information:A separate culture charge will be assessed underCULFB / Fibroblast Culture for Biochemical or Molecular Testing. An additional 3 to 4 weeks is required to culture fibroblasts before genetic testing can occur. Specimen Type:Skin biopsy Supplies:Fibroblast Biopsy Transport Media (T115) Container/Tube:Sterile container with any standard cell culture media (eg, minimal essential media, RPMI 1640). The solution should be supplemented with 1% penicillin and streptomycin. Specimen Volume:4-mm punch Specimen Stability Information:Refrigerated (preferred)/Ambient Additional Information:A separate culture charge will be assessed underCULFB / Fibroblast Culture for Biochemical or Molecular Testing. An additional 3 to 4 weeks is required to culture fibroblasts before genetic testing can occur. Specimen Type:Blood spot Supplies:Card - Blood Spot Collection (Filter Paper) (T493) Container/Tube: Preferred:Collection card (Whatman Protein Saver 903 Paper) Acceptable:PerkinElmer 226 (formerly Ahlstrom 226) filter paper, or blood spot collection card Specimen Volume:2 to 5 Blood spots Collection Instructions: 1. An alternative blood collection option for a patient older than 1 year is a fingerstick. For detailed instructions, seeHow to Collect Dried Blood Spot Samples. 2. Let blood dry on the filter paper at ambient temperature in a horizontal position for a minimum of 3 hours. 3. Do not expose specimen to heat or direct sunlight. 4. Do not stack wet specimens. 5. Keep specimen dry. Additional Information: 1. Due to lower concentration of DNA yielded from blood spot, it is possible that additional specimen may be required to complete testing. 2. For collection instructions, seeBlood Spot Collection Instructions 3. For collection instructions in Spanish, seeBlood Spot Collection Card-Spanish Instructions(T777) 4. For collection instructions in Chinese, seeBlood Spot Collection Card-Chinese Instructions(T800) | Blood: 1 mL Blood Spots: 5 punches, 3-mm diameter | Mucopolysaccharidosis type II (MPS-II), also known as Hunter syndrome, is a rare X-linked condition caused by variants in theIDSgene. MPS-II is characterized byreduced or absent activity of the iduronate 2-sulfatase enzyme. The clinical features and severity of symptoms of MPS-II are widely variable, ranging from severe disease to an attenuated form, which generally presents at a later onset with a milder clinical presentation. In general, symptoms may include coarse facies, short stature, enlarged liver and spleen, joint contractures, cardiac disease, and profound neurologic involvement leading to developmental delays and regression. Female carriers are usually asymptomatic. TheIDSgene is located on the X chromosome and has 9 exons and is the only known gene to be associated with MPS-II. The recommended first-tier test for mucopolysaccharidosis type II is biochemical testing that measuresiduronate 2-sulfatase enzyme activity in blood: I2SW / Iduronate-2-Sulfatase, Whole Blood or blood spots: I2SBS / Iduronate-2-Sulfatase, Blood Spot. Individuals with decreased or absent enzyme activity are more likely to have a variant in theIDSgene identifiable by molecular genetic testing. However, enzymatic testing is not reliable to detect carriers.Additionally, measurement of mucopolysaccharides in blood can aid in diagnosis and ongoing therapeutic monitoring (MPSBS / Mucopolysaccharidosis, Blood Spot). | An interpretive report will be provided. | All detected alterations are evaluated according to American College of Medical Genetics and Genomics (ACMG) recommendations.(1) Variants are classified based on known, predicted, or possible pathogenicity and reported with interpretive comments detailing their potential or known significance. | A small percentage of individuals who are carriers or have a diagnosis of mucopolysaccharidosis type II (MPS-II) may have a variant that is not identified by this method (eg, large genomic deletions, promoter alterations). The absence of a variant, therefore, does not eliminate the possibility of positive carrier status or the diagnosis of MPS-II. The preferred approach to carrier testing is to first document the presence of anIDSgene variant in an affected family member. In some cases, DNA alterations of undetermined significance may be identified. Rare alterations exist that could lead to false-negative or false-positive results. If results obtained do not match the clinical findings, additional testing should be considered. Test results should be interpreted in the context of clinical findings, family history, and other laboratory data. Errors in the interpretation of results may occur if information given is inaccurate or incomplete. | 1. Richards S, Aziz N, Bale S, et al: Standards and guidelines for the interpretation of sequence variants: a joint consensus recommendation of the American College of Medical Genetics and Genomics and the Association for Molecular Pathology. Genet Med. 2015 May;17(5):405-424 2. Martin R, Beck M, Eng C, et al: Recognition and diagnosis of mucopolysaccharidosis II (Hunter syndrome). Pediatrics. 2008;121(2):e377-386 3. Wraith JE, Scarpa M, Beck M, et al: Mucopolysaccharidosis type II (Hunter syndrome): a clinical review and recommendations for treatment in the era of enzyme replacement therapy. Eur J Pediatr. 2008;167(3):267-277 | Bidirectional sequence analysis is performed to test for the presence of a variant in all coding regions and intron/exon boundaries of theIDSgene.(Unpublished Mayo method) In addition, a PCR-based assay is utilized to examine DNA for the presence of rearrangements between theIDSgene and pseudogene,IDSP1.(Lagerstedt K, Karsten SL, Carlberg BM, et al: Double-strand breaks may initiate the inversion mutation causing the Hunter syndrome. Hum Mol Genet. 1997;6[4]:627-633) | 14 to 20 days | Whole Blood: 2 weeks (if available); Extracted DNA: 3 months | This test was developed and its performance characteristics determined by Mayo Clinic in a manner consistent with CLIA requirements. It has not been cleared or approved by the US Food and Drug Administration. | 81405-IDS(iduronate 2-sulfatase) (eg, mucopolysacchridosis, type II), full gene sequence88233-Tissue culture, skin, or solid tissue biopsy (if appropriate)88240-Cryopreservation (if appropriate) | Hunter Syndrome, Full Gene Analysis | 76030-6 | 53532 | Released By | 18771-6
HAD | Huntington Disease, Molecular Analysis, Varies | Molecular confirmation of clinically suspected cases of Huntington disease (HD) Presymptomatic testing for individuals with a family history of HD and a documented expansion in theHTTgene | Polymerase Chain Reaction (PCR) | Yes | Huntington Disease Analysis | Varies | Patient Preparation:A previous bone marrow transplant from an allogenic donor will interfere with testing. Call 800-533-1710 for instructions for testing patients who have received a bone marrow transplant. Specimen Type:Whole blood Container/Tube: Preferred:Lavender top (EDTA) or yellow top (ACD) Acceptable:Any anticoagulant Specimen Volume:3 mL Collection Instructions: 1. Invert several times to mix blood. 2. Send whole blood specimen in original tube.Do not aliquot. | 1 mL | Huntington disease (HD) is an autosomal dominant progressive neurodegenerative disorder caused by a CAG repeat expansion in theHTTgene.HD is associated with cognitive impairment leading to dementia and a wide range of neuropsychiatric problems including apathy, depression, anxiety, and other behavioral disturbances. Additionally, affected individuals typically develop extrapyramidal symptoms (eg, dystonia, dysarthria, chorea, gait disturbance, postural instability, oculomotor dysfunction). | Normal alleles: <27 CAG repeats Intermediate alleles: 27-35 CAG repeats Reduced penetrance: 36-39 CAG repeats Full penetrance: >39 CAG repeats An interpretive report will be provided. | An interpretive report will be provided. | For predictive testing, it is important to first document the presence of a CAG-repeat amplification in theHTTgene in an affected family member to confirm that molecular expansion is the underlying mechanism of disease in the family. It is strongly recommended that patients undergoing predictive testing receive genetic counseling both prior to testing and after results are available. Predictive testing of an asymptomatic child is not recommended. Test results should be interpreted in the context of clinical findings, family history, and other laboratory data. Errors in the interpretation of results may occur if information given is inaccurate or incomplete. | 1. ACMG/ASHG statement. Laboratory guidelines for Huntington disease genetic testing.The American College of Medical Genetics/American Society of Human Genetics Huntington Disease Genetic Testing Working Group. Am J Hum Genet. 1998 May;62(5):1243-1247 2. Potter NT, Spector EB, Prior TW: Technical standards and guidelines for Huntington disease testing. Genet Med. 2004;6(1):61-65. doi: 10.1097/01.gim.0000106165.74751.15 | A polymerase chain reaction-based assay is utilized to detect expansionsof a CAG trinucleotide tract inexon 1 of theHTTgene.(Unpublished Mayo method) | 7 to 11 days upon receipt of sufficient clinical information for testing | Whole Blood: 2 weeks (if available); Extracted DNA: 3 months | This test was developed and its performance characteristics determined by Mayo Clinic in a manner consistent with CLIA requirements. It has not been cleared or approved by the US Food and Drug Administration. | 81271-HTT (huntingtin) (eg, Huntington disease) gene analysis; evaluation to detect abnormal (eg, expanded) alleles | Huntington Disease Analysis | 21763-8 | 52891 | Released By | 18771-6
MPS1Z | Hurler Syndrome, Full Gene Analysis, Varies | Identifying variants within theIDUAgene Confirmation of a diagnosis of mucopolysaccharidosis type I (MPS-I) Carrier testing when there is a family history of MPS- I, but disease-causing variants have not been previously identified | Polymerase Chain Reaction (PCR) followed by DNA Sequencing | Yes | Hurler Syndrome, Full Gene Analysis | For skin biopsy or cultured fibroblast specimens, fibroblast culture testing will be performed at an additional charge. If viable cells are not obtained, the client will be notified. | Patient Preparation:A previous bone marrow transplant from an allogenic donor will interfere with testing. Call 800-533-1710 for instructions for testing patients who have received a bone marrow transplant. Submit only 1 of the following specimens: Preferred: Specimen Type:Whole blood Container/Tube: Preferred:Lavender top (EDTA) or yellow top (ACD) Acceptable:Any anticoagulant Specimen Volume:3 mL Collection Instructions: 1. Invert several times to mix blood. 2. Send whole blood specimen in original tube.Do not aliquot. Specimen Stability Information:Ambient (preferred)/Refrigerated Specimen Type:Cultured fibroblasts Container/Tube:T-75 or T-25 flask Specimen Volume:1 Full T-75 flask or 2 full T-25 flasks Specimen Stability Information:Ambient (preferred)/Refrigerated <24 hours Additional Information:A separate culture charge will be assessed underCULFB / Fibroblast Culture for Biochemical or Molecular Testing. An additional 3 to 4 weeks is required to culture fibroblasts before genetic testing can occur. Specimen Type:Skin biopsy Supplies:Fibroblast Biopsy Transport Media (T115) Container/Tube:Sterile container with any standard cell culture media (eg, minimal essential media, RPMI 1640). The solution should be supplemented with 1% penicillin and streptomycin. Specimen Volume:4-mm punch Specimen Stability Information: Refrigerated (preferred)/Ambient Additional Information:A separate culture charge will be assessed underCULFB / Fibroblast Culture for Biochemical or Molecular Testing. An additional 3 to 4 weeks is required to culture fibroblasts before genetic testing can occur. Acceptable: Specimen Type:Blood spot Supplies:Card - Blood Spot Collection (Filter Paper) (T493) Container/Tube: Preferred:Collection card (Whatman Protein Saver 903 Paper) Acceptable:PerkinElmer 226 (formerly Ahlstrom 226) filter paper, or blood spot collection card Specimen Volume: 2 to 5 Blood spots Collection Instructions: 1. An alternative blood collection option for a patient older than 1 year is a fingerstick. For detailed instructions, seeHow to Collect Dried Blood Spot Samples. 2. Let blood dry on the filter paper at ambient temperature in a horizontal position for a minimum of 3 hours. 3. Do not expose specimen to heat or direct sunlight. 4. Do not stack wet specimens. 5. Keep specimen dry. Specimen Stability Information:Ambient (preferred)/Refrigerated Additional Information: 1. Due to lower concentration of DNA yielded from blood spot, it is possible that additional specimen may be required to complete testing. 2. For collection instructions, seeBlood Spot Collection Instructions 3. For collection instructions in Spanish, seeBlood Spot Collection Card-Spanish Instructions(T777) 4. For collection instructions in Chinese, seeBlood Spot Collection Card-Chinese Instructions(T800) | Blood: 1 mL Blood spots: 5, 3-mm diameter | Mucopolysaccharidosis type I (MPS-I) can be categorized into 3 syndromes, Hurler syndrome, Scheie syndrome, and Hurler-Scheie syndrome. MPS-I, inherited in an autosomal recessive manner, is caused by variants in theIDUAgene. Furthermore, MPS-I is characterized by reduced or absent activity of the alpha-L-iduronidase enzyme. Hurler syndrome (severe MPS-I) has early onset and consists of skeletal deformities, coarse facial features, corneal clouding, hepatosplenomegaly, cardiac involvement, hearing loss, and respiratory tract infections. Developmental delay is noticed as early as 12 months with death occurring usually before 10 years of age. Hurler-Scheie syndrome and Scheie syndrome (attenuated MPS-I) have onset between 3 to 10 years of age and consist of corneal clouding, cardiac involvement, moderate-to-severe hearing loss, and progressive pulmonary disease. Typically skeletal and joint involvement is the most significant source of discomfort for attenuated MPS-I. Intellect with attenuated MPS-I is typically normal or nearly normal. TheIDUAgene is located on chromosome 4 and has 14 exons.IDUAis the only known gene to be associated with MPS-I, and the 3 syndromes appear to be caused by different combinations of variants. The recommended first-tier test for MPS-I is biochemical testing that measures alpha-L-iduronidase enzyme activity in blood: IDUAW / Alpha-L-Iduronidase, Leukocytes or PLSD / Lysosomal and Peroxisomal Storage Disorders Screen, Blood Spot. Individuals with decreased or absent enzyme activity are more likely to have 2 identifiable variants in theIDUAgene by molecular genetic testing. However, enzymatic testing is not reliable to detect carriers. Additionally, measurement of mucopolysaccharides in blood can aid in diagnosis and ongoing therapeutic monitoring (MPSBS / Mucopolysaccharidosis, Blood Spot). | An interpretive report will be provided. | All detected alterations are evaluated according to American College of Medical Genetics and Genomics (ACMG) recommendations.(2) Variants are classified based on known, predicted, or possible pathogenicity and reported with interpretive comments detailing their potential or known significance. | A small percentage of individuals who are carriers or have a diagnosis of mucopolysaccharidosis type I (MPS-I) may have a variant that is not identified by this method (eg, large genomic deletions, promoter alterations). The absence of a variant, therefore, does not eliminate the possibility of positive carrier status or the diagnosis of MPS-I. The preferred approach to carrier testing is to first document the presence of anIDUAgene variant in an affected family member. In some cases, DNA alterations of undetermined significance may be identified. Rare alterations exist that could lead to false-negative or false-positive results. If results obtained do not match the clinical findings, additional testing should be considered. Test results should be interpreted in the context of clinical findings, family history, and other laboratory data. Errors in the interpretation of results may occur if information given is inaccurate or incomplete. | 1. Newborn Screening ACT Sheet [alpha-L-iduronidase deficiency with or without glycosaminoglycan (GAG) accumulation] Mucopolysaccharidosis Type I (MPS I). American College of Medical Genetics and Genomics; 2023. Updated November 2023. Accessed June 10, 2024. Available at www.acmg.net/PDFLibrary/MPSI-ACT-Sheet.pdf 2. Muenzer J, Wraith JE, Clarke LA, International Consensus Panel on Management and Treatment of Mucopolysaccharidosis I: Mucopolysaccharidosis I: management and treatment guidelines. Pediatrics. 2009 Jan;123(1):19-29 3. Scott HS, Bunge S, Gal A, Clarke LA, Morris CP, Hopwood JJ: Molecular genetics of mucopolysaccharidosis type I: diagnostic, clinical, and biological implications. Hum Mutat. 1995;6(4):288-302 4. Terlato NJ, Cox GF: Can mucopolysaccharidosis type I disease severity be predicted based on a patient's genotype? A comprehensive review of the literature. Genet Med. 2003 Jul-Aug;5(4):286-294 5. Vijay S, Wraith JE: Clinical presentation and follow-up of patients with the attenuated phenotype of mucopolysaccharidosis type I. Acta Paediatr. 2005 Jul;94(7):872-877 | Bi-directional sequence analysis is performed to test for the presence of a variant in all coding regions and intron/exon boundaries of theIDUAgene.(Unpublished Mayo method) | 14 to 20 days | Whole Blood: 2 weeks (if available); Extracted DNA: 3 months | This test was developed and its performance characteristics determined by Mayo Clinic in a manner consistent with CLIA requirements. It has not been cleared or approved by the US Food and Drug Administration. | 81406 IDUA (iduronidase, alpha-L-) (eg, mucopolysaccharidosis type I), full gene sequence88233-Tissue culture, skin or solid tissue biopsy (if appropriate)88240-Cryopreservation (if appropriate) | Hurler Syndrome, Full Gene Analysis | 76028-0 | 53956 | Released By | 18771-6
FHMTB | Hydrocodone and metabolites |  | Gas chromatography with Mass Spectrometry (GC/MS) | Yes | Hydrocodone and MTB, Free | Varies | Submit only 1 of the following specimens: Plasma Draw blood in a green-top (sodium heparin) tube(s),plasma gel tube is not acceptable.Spin down and send 5 mL sodium heparin plasma refrigerated in a plastic vial. Serum Draw blood in a plain red-top tube(s),serum gel tube is not acceptable.Spin down and send 5 mL of serum refrigerated in a plastic vial. | 1 mL |  | Reference Range: Hydrocodone, unconjugated: 10-100 ng/mL Hydromorphone, unconjugated: 1-30 ng/mL Dihydrocodeine, unconjugated: Not established ng/mL |  |  |  |  | 5 to 9 days |  |  | 80361 | Hydrocodone and MTB, Free | Not Provided | Z4302 | Dihydrocodeine, unconjugated | 12785-2
HYDCU | Hydrocodone with Metabolite Confirmation, Random, Urine | Detection and quantification of hydrocodone, norhydrocodone, and hydromorphone in urine | Liquid Chromatography-Tandem Mass Spectrometry (LC-MS/MS) | Yes | Hydrocodone w/metabolite Conf, U | Urine | Supplies:Sarstedt 5 mL Aliquot Tube (T914) Collection Container/Tube:Plastic urine container Submission Container/Tube:Plastic, 5-mL tube Specimen Volume:3 mL Collection Instructions: 1. Collect a random urine specimen. 2. No preservative. Additional Information: 1. No specimen substitutions. 2. STATS arenotaccepted for this test. 3. Submitting <1 mL will compromise our ability to perform all necessary testing. | 1 mL | Hydrocodone exhibits a complex pattern of metabolism including O-demethylation, N-demethylation, and 6-keto reduction to the 6-beta hydroxymetabolites. Hydromorphone and norhydrocodone are both metabolites of hydrocodone. Dihydrocodeine is also a minor metabolite. Trace amounts of hydrocodone can also be found in the presence of approximately 100-fold higher concentrations of oxycodone or hydromorphone since it can be a pharmaceutical impurity in these medications. The presence of hydrocodone above 100 ng/mL indicates exposure within 2 to 3 days prior to specimen collection. Hydromorphone is metabolized primarily in the liver and is excreted primarily as the glucuronidated conjugate, with small amounts of parent drug and minor amounts of 6-hydroxy reduction metabolites. The presence of hydromorphone above 100 ng/mL indicates exposure within 2 to 3 days prior to specimen collection. Hydromorphone is also a metabolite of hydrocodone; therefore, the presence of hydromorphone could also indicate exposure to hydrocodone. The detection interval for the opiates is generally 2 to 3 days after last ingestion. | Negative Cutoff concentrations-liquid chromatography-tandem mass spectrometry: Hydrocodone: 25 ng/mL Norhydrocodone: 25 ng/mL Hydromorphone: 25 ng/mL | This procedure reports the total urine concentration; this is the sum of the unconjugated and conjugated forms of the parent drug. | Other drugs in the opioid class, such as fentanyl, meperidine, methadone, and opiate antagonists such as naloxone, are not detected | 1. Gutstein HB, Akil H: Opioid analgesics. In: Brunton LL, Lazo JS, Parker KL, eds. The Pharmacological Basis of Therapeutics. 11th ed. Goodman and Gilman's: McGraw-Hill Companies, Inc. 2006 Available atwww.accessmedicine.com/content.aspx?aID=940653 2. Baselt RC, ed: Dispositition of Toxic Drugs and Chemical in Man. 9th ed.Biomedical Publications; 2011 3. Hackett LP, Dusci LJ, Ilett KF, Chiswell GM: Optimizing thehydrolysisofcodeineand morphine glucuronides in urine. TherDrugMonit. 2002;24(5):652-657. doi: 10.1097/00007691-200210000-00012 4. Langman LJ, et al: Clinical Toxicology. In: Rifai N, Horvath AR, Wittwer CT, eds. Tietz Textbook of Clinical Chemistry and Molecular Diagnostics. 6th ed. Elsevier; 2018:832-887 | Confirmation with quantification by liquid chromatography/mass spectrometry (LC-MS/MS).(Unpublished Mayo method) | 2 to 5 days | 14 days | This test was developed and its performance characteristics determined by Mayo Clinic in a manner consistent with CLIA requirements. It has not been cleared or approved by the US Food and Drug Administration. | 80361G0480 (if appropriate) | Hydrocodone w/metabolite Conf, U | 74760-0 | 41999 | Norhydrocodone-by LC-MS/MS | 61422-2
HYDMU | Hydromorphone Confirmation, Random, Urine | Detection and quantification of hydromorphone in urine | Liquid Chromatography-Tandem Mass Spectrometry (LC-MS/MS) | Yes | Hydromorphone Confirmation, U | Urine | Supplies:Sarstedt 5 mL Aliquot Tube (T914) Collection Container/Tube:Plastic urine container Submission Container/Tube:Plastic, 5-mL tube Specimen Volume:3 mL Collection Instructions: 1. Collect a random urine specimen. 2. No preservative. Additional Information: 1. No specimen substitutions. 2. STAT requests arenotaccepted for this test. 3. Submitting <1 mL will compromise our ability to perform all necessary testing. | 1 mL | Opiates are the natural or synthetic drugs that have a morphine-like pharmacological action. Medically, opiates are used primarily for relief of pain. Opiates include morphine and drugs structurally similar to morphine (eg, codeine, hydrocodone, hydromorphone, oxycodone). Hydrocodone exhibits a complex pattern of metabolism including O-demethylation, N-demethylation, and 6-keto reduction to the 6-beta hydroxymetabolites. Hydromorphone is a metabolite of hydrocodone. The presence of hydrocodone above 100 ng/mL indicates exposure within 2 to 3 days prior to specimen collection. Hydromorphone is metabolized primarily in the liver and is excreted primarily as the glucuronidated conjugate, with small amounts of parent drug and minor amounts of 6-hydroxy reduction metabolites. The presence of hydromorphone above 100 ng/mL indicates exposure within 2 to 3 days prior to specimen collection. Hydromorphone is also a metabolite of hydrocodone; therefore, the presence of hydromorphone could also indicate exposure to hydrocodone. | Negative Cutoff concentration: 25 ng/mL | This procedure reports the total urine concentration; this is the sum of the unconjugated and conjugated forms of the parent drug. | Other drugs in the opioid class, such as fentanyl, meperidine, methadone, and opiate antagonists such as naloxone, are not detected. | 1. Gutstein HB, Akil H: Opioid analgesics. In: Brunton LL, Lazo JS, Parker KL, eds. Goodman and Gilman's: The Pharmacological Basis of Therapeutics. 11th ed. McGraw-Hill; 2006:chap 21 2. Baselt RC, ed: Disposition of Toxic Drugs and Chemical in Man. 9th ed. Biomedical Publications; 2011 3. Hackett LP, Dusci LJ, Ilett KF, Chiswell GM: Optimizing thehydrolysisofcodeineand morphine glucuronides in urine. TherDrugMonit. 2002;24(5):652-657. doi: 10.1097/00007691-200210000-00012 4. Langman LJ, Bechtel LK, Meier BM, Holstege C: Clinical Toxicology. In: Rifai N, Horvath AR, Wittwer CT, eds. Tietz Textbook of Clinical Chemistry and Molecular Diagnostics. 6th ed. Elsevier; 2018:832-887 | Confirmation with quantification by liquid chromatography/mass spectrometry (LC-MS/MS).(Unpublished Mayo method) | 2 to 5 days | 14 days | This test was developed and its performance characteristics determined by Mayo Clinic in a manner consistent with CLIA requirements. It has not been cleared or approved by the US Food and Drug Administration. | 80361G0480 (if appropriate) | Hydromorphone Confirmation, U | 16998-7 | 36025 | Hydromorphone Interpretation | 69050-3
HCQ | Hydroxychloroquine, Serum | Monitoring serum hydroxychloroquine concentrations, assessing compliance, and adjusting dosage in patients | Liquid Chromatography Tandem Mass Spectrometry (LC-MS/MS) | Yes | Hydroxychloroquine, S | Serum Red | Supplies:Sarstedt Aliquot Tube, 5 mL (T914) Collection Container/Tube:Red top (gel tubes/SST arenotacceptable) Submission Container/Tube:Plastic vial Specimen Volume:1 mL Collection Instructions: 1. Collect specimen immediately before next scheduled dose. 2. Within 2 hours of collection, centrifuge, and aliquot serum into a plastic vial. | 0.5 mL | Hydroxychloroquine is an antimalarial drug used to treat or prevent malaria. It is highly effective against erythrocytic forms ofPlasmodiumbut not effective against exoerythrocytic forms of parasites. Hydroxychloroquine is also used to treat symptoms of acute or chronic rheumatoid arthritis and systemic lupus erythematosus (SLE). Adult doses range from 400 mg/week for suppressive therapy to 1200 mg/day for acute malaria attacks. Typical daily doses of 200 to 600 mg are used for SLE and rheumatoid diseases. Hydroxychloroquine has a long terminal elimination half-life in blood (>40 days), which exceeds that in serum. The oral bioavailability averages 75%. Hydroxychloroquine accumulates in several organs, especially melanin-containing retina and skin. Mild to moderate overdose can result in gastrointestinal tract effects (ie, nausea, vomiting, and abdominal pain), headache, visual and hearing disturbances, and neuromuscular excitability. Acute hepatitis, cardiotoxicity, and retinopathy may occur with therapeutic doses. The effects of overdosage with hydroxychloroquine include headache, drowsiness, visual disturbances, convulsions, cardiovascular collapse, and respiratory arrest. Toxic retinopathy has also been associated with higher doses and longer duration of use. | For suppressive treatment of malaria, suggested plasma or serum concentrations should be >10 ng/mL. For systemic lupus erythematosus, proposed serum target concentrations should be > or =500 ng/mL. | The serum concentration should be interpreted in the context of the patient's clinical response and may provide useful information in patients showing poor response, noncompliance, or adverse effects. Concentrations less than 106 ng/mL have been associated with noncompliance. | Specimens that are obtained from serum gel tubes are not acceptable, as the drug can absorb on the gel and lead to falsely decreased concentrations. Hydroxychloroquine is currently under investigational use for the prevention or postexposure prophylaxis and treatment of COVID-19; the safety and efficacy of its use have not been established. | 1. McChesney EW BW, McAuliff JP: Laboratory studies on the 4-aminoquinoline antimalarials: II. Plasma levels of chloroquine and hydroxychloroquine in man after various oral dosage regimens. Antibiot Chemother (Northfield). 1962;12(9):583-594 2. Mok CC, Penn HJ, Chan KL, Tse SM, Langman LJ, Jannetto PJ.Hydroxychloroquine serum concentrations and flares of systemic lupus erythematosus: A longitudinal cohort analysis. Arthritis Care Res. 2016;68(9):1295-1302. doi:10.1002/acr.22837 3. Durcan L, Clarke WA, Magder LS, Petri M. Hydroxychloroquine blood levels in systemic lupus erythematosus: clarifying dosing controversies and improving adherence. J Rheumatol. 2015;42(11):2092-2097. doi:10.3899/jrheum.150379 4. Blanchet B, Jallouli M, Allard M, et al. Whole blood versus serum hydroxychloroquine levels for drug monitoring of patients with systemic lupus erythematosus: preliminary results of a pharmacological study. Ann Rheum Dis. 2019;78(2):1168-1169. Abstract SAT0188 5. Soichot M, Megarbane B, Houze P, et al. Development, validation and clinical application of a LC-MS/MS method for the simultaneous quantification of hydroxychloroquine and its active metabolites in human whole blood. J Pharm Biomed Anal. 2014;100:131-137. doi:10.1016/j.jpba.2014.07.009 6. Wang LZ, Ong RYL, Chin TM, et al. Method development and validation for rapid quantification of hydroxychloroquine in human blood using liquid chromatography-tandem mass spectrometry. J Pharm Biomed Anal. 2012;61:86-92. doi:10.1016/j.jpba.2011.11.034 7. Disposition of Toxic Drugs and Chemicals in Man. 10th ed. Biomedical Publications; 2014 8. Tett SE, Cutler DJ, Day RO, Brown KF. A dose-ranging study of the pharmacokinetics of hydroxy-chloroquine following intravenous administration to healthy volunteers. Brit J Clin Pharmacol. 1988;26(3):303-313 9. Gautret P, Lagier JC, Parola P, et al. Hydroxychloroquine and azithromycin as a treatment of COVID-19: results of an open-label non-randomized clinical trial. Int J Antimicrob Agents. 2020;56(1):105949. doi:10.1016/j.ijantimicag.2020.105949 10. Kim SH: Comparison of lopinavir/ritonavir or hydroxychloroquine in patients with mild coronavirus disease (COVID-19). US National Library of Medicine (NLM). 2020. Accessed April 23, 2024. Available at clinicaltrials.gov/ct2/show/NCT04307693 11. Lu H: Efficacy and safety of hydroxychloroquine for treatment of pneumonia caused by 2019-nCoV (HC-nCoV). US National Library of Medicine (NLM). 2020. Accessed April 23, 2024. Available at clinicaltrials.gov/ct2/show/NCT04261517 12. Post-exposure prophylaxis for SARS-coronavirus-2. US National Library of Medicine (NLM). 2020. Accessed April 23, 2024. Available at clinicaltrials.gov/ct2/show/NCT04308668 | Samples are extracted with analyte detection by tandem mass spectrometry.(Unpublished Mayo method) | 3 to 7 days | 14 days | This test was developed and its performance characteristics determined by Mayo Clinic in a manner consistent with CLIA requirements. It has not been cleared or approved by the US Food and Drug Administration. | 80220 | Hydroxychloroquine, S | 3684-8 | 64947 | Hydroxychloroquine, S | 3684-8
HGEM | Hydroxyglutaric Acids, Glutaric Acid, Ethylmalonic Acid, and Methylsuccinic Acid, Blood Spot | Evaluation of patients with an abnormal newborn screen showing elevations of glutarylcarnitine (C5-DC) using dried blood spot specimens Evaluation of patients with abnormal newborn screens showing elevations of C4-acylcarnitine to aid in the differential diagnosis of short-chain acyl-CoA dehydrogenase and isobutyryl-CoA dehydrogenase deficiencies Diagnosis of glutaric acidemia type 1 Aiding in diagnosis of glutaric acidemia type 2 | Liquid Chromatography Tandem Mass Spectrometry (LC-MS/MS) | Yes | HGEM, BS | Whole blood | Supplies:Card-Blood Spot Collection (Filter Paper) (T493) Container/Tube: Preferred:Card-Blood Spot Collection (Filter Paper) from heel or finger stick Acceptable:PerkinElmer (formerlyAhlstrom 226) filter paper, Munktell filter paper,Whatman Protein Saver 903 paper, available newborn screening card, blood collected in tubes containing sodium heparin or EDTA and dried on filter paper Specimen Volume:2 Blood spots Collection Instructions: 1. Do not use device or capillary tube containing ACD to collect specimen. Sodium heparin or EDTA are acceptable but must be spotted on card the same day as collected. 2. Completely fill at least 2 circles on the filter paper card (approximately 100 microliters blood per circle). 3.Let blood dry on filter paper at room temperaturein a horizontal position for 3 or more hours. 4. Do not stack wet specimens. 5. Do not expose specimen to heat or direct sunlight. 6. Keep specimen dry. Additional Information: 1. For collection instructions, seeBlood Spot Collection Instructions. 2. For collection instructions in Spanish, seeBlood Spot Collection Card-Spanish Instructions(T777). 3. For collection instructions in Chinese, seeBlood Spot Collection Card-Chinese Instructions(T800). | 1 Blood spot | Acylcarnitine analysis is included in newborn screening blood tests and is utilized for detection of several inborn errors of metabolism, including fatty acid oxidation disorders (FAOD) and organic acidemias (OA). A limitation of this analytic method is its inability to differentiate between several isomers. Additional testing of 2-hydroxyglutaric acid (2OH-GA), 3-hydroxyglutaric acid (3OH-GA), glutaric acid (GA), methylsuccinic acid (MSA), and ethylmalonic acid (EMA) by liquid chromatography tandem mass spectrometry allows better differentiation among C4-acylcarnitine and glutarylcarnitine/C10-OH isomers. C4-acylcarnitine represents both butyrylcarnitine and isobutyrylcarnitine and is elevated in short-chain acyl Co-A dehydrogenase (SCAD) deficiency, isobutyryl-CoA dehydrogenase (IBDH) deficiency, and ethylmalonic encephalopathy (EE). SCAD deficiency is a condition affecting fatty acid metabolism with reported symptoms of hypoglycemia, lethargy, developmental delays, and failure to thrive. There is controversy on whether a biochemical diagnosis necessarily confers clinical symptoms. IBDH deficiency is characterized by cardiomyopathy, hypotonia, and developmental delays, although many individuals with IBDH deficiency are asymptomatic. EE is a rare progressive encephalopathy associated with hypotonia, seizures, and abnormal movements. Individuals with SCAD deficiency demonstrate elevated plasma EMA and MSA levels and individuals with EE show only elevations in EMA, while individuals with IBDH deficiency do not typically have elevations in either EMA or MSA. Glutarylcarnitine (C5-DC) is elevated in glutaric acidemia type I (GA1) but is not differentiated from C10-OH acylcarnitine. GA1 is caused by a deficiency of glutaryl-CoA dehydrogenase and is characterized by bilateral striatal brain injury leading to dystonia, often a result of acute neurologic crises triggered by illness. Individuals with GA1 typically show elevations of GA and 3OH-GA, even in those considered to be "low excretors." Glutaric acidemia type II (GA2), also known as multiple acyl-CoA dehydrogenase deficiency (MADD), is caused by defects in either the electron transfer flavoprotein (ETF) or ETF-ubiquinone oxidoreductase. This disease can be severe and is often fatal in the first weeks of life with typical symptoms of hypoglycemia, muscle weakness, metabolic acidosis, dysmorphic features, cardiac defects or arrhythmias, renal cysts, and fatty infiltration of the liver. GA2 can have a milder presentation, also known as ethylmalonic-adipic aciduria, with Reye-like illnesses in childhood and muscle weakness in childhood and adulthood. In addition to elevations in GA, individuals with GA2 can also show increased EMA, MSA, and 2OH-GA. The American College of Medical Genetics and Genomics Newborn Screening Work Group published diagnostic algorithms for the follow-up of infants who had a positive newborn screening result. For more information see www.acmg.net. | 2-OH Glutaric acid: < or =25 nmol/mL 3-OH Glutaric acid: < or =1.5 nmol/mL Glutaric acid: < or =1.5 nmol/mL Methylsuccinic acid: < or =0.45 nmol/mL Ethylmalonic acid: < or =3.5 nmol/mL | Elevations of ethylmalonic acid (EMA) and methylsuccinic acid (MSA) are consistent with a diagnosis of short-chain acyl Co-A dehydrogenase (SCAD) deficiency. Elevation of EMA is consistent with a diagnosis of ethylmalonic encephalopathy. Normal levels of EMA in the context of elevated C4 is consistent with a diagnosis of isobutyryl-CoA dehydrogenase (IBDH) deficiency. Elevation of glutaric acid (GA) and 3-hydroxyglutaric acid (3OH-GA) are consistent with a diagnosis of glutaric acidemia type I (GA1). Elevation of GA, 2-hydroxyglutaric acid (2OH-GA), 3OH-GA, EMA, and MSA are consistent with a diagnosis of glutaric acidemia type II (GA2). | No significant cautionary statements | 1. Rinaldo P, Cowan TM, Matern D. Acylcarnitine profile analysis. Genet Med. 2008;10(2):151-156 2. Vockley J, Zschocke J, Knerr I, Vockley C, Michael Gibson KK.Branched chain organic acidurias.In:Valle DL, Antonarakis S, Ballabio A, Beaudet AL, Mitchell GA.eds.The Online Metabolic and Molecular Bases of Inherited Disease.McGraw-Hill; 2019. Accessed March 30, 2023. Available athttps://ommbid.mhmedical.com/content.aspx?bookid=2709&sectionid=225085758 3. Frerman FE, Goodman SI.Defects of electron transfer flavoprotein and electron transfer flavoprotein-ubiquinone oxidoreductase: Glutaric acidemia type II.In:Valle DL, Antonarakis S, Ballabio A, Beaudet AL, Mitchell GA,eds.The Online Metabolic and Molecular Bases of Inherited Disease.McGraw-Hill; 2019. Accessed March 30, 2023. Available athttps://ommbid.mhmedical.com/content.aspx?bookid=2709&sectionid=225088261 4.Larson A, Goodman S. Glutaric acidemia type 1. In: Adam MP, Mirzaa GM, Pagon RA, et al, eds. GeneReviews [Internet]. University of Washington, Seattle; 2019. Accessed March 30, 2023.Available atwww.ncbi.nlm.nih.gov/books/NBK546575/ 5.Di Meo I, Lamperti C, Tiranti V. Ethylmalonic encephalopathy. In: Adam MP, Mirzaa GM, Pagon RA, et al, eds. GeneReviews [Internet]. University of Washington, Seattle; 2017. Accessed March 30, 2023.Available atwww.ncbi.nlm.nih.gov/books/NBK453432/ 6. Wolfe L, Jethva R, Oglesbee D, Vockley J. Short-chain acyl-CoA dehydrogenase deficiency. In: Adam MP, Mirzaa GM, Pagon RA, et al. eds. GeneReviews [Internet]. University of Washington, Seattle; 2011. Updated August 9, 2018. Accessed March 30, 2023.Available at www.ncbi.nlm.nih.gov/books/NBK63582/ | An aqueous internal standard is added to the specimen.The extract is evaporated and reconstituted prior to injection onto a liquid chromatography tandem mass spectrometry (LC-MS/MS) system. The ratios of the extracted peak areas ofglutaric acid (GA),ethylmalonic acid (EMA), andmethylsuccinic acid (MSA)to their respective internal standards as determined by LC-MS/MS are used to calculate the concentration of each analyte in the sample.(Unpublished Mayo method) | 3 to 7 days | 2 years | This test was developed and its performance characteristics determined by Mayo Clinic in a manner consistent with CLIA requirements. It has not been cleared or approved by the US Food and Drug Administration. | 83918 | HGEM, BS | 92672-5 | 36054 | Reviewed By | 18771-6
HGEMP | Hydroxyglutaric Acids, Glutaric Acid, Ethylmalonic Acid, and Methylsuccinic Acid, Plasma | Evaluation of patients with an abnormal newborn screen showing elevations of glutarylcarnitine (C5-DC) using plasma specimens Evaluation of patients with abnormal newborn screens showing elevations of C4- acylcarnitine to aid in the differential diagnosis of short chain acyl-CoA dehydrogenase and isobutyryl-CoA dehydrogenase deficiencies Diagnosis ofglutaric acidemia type 1 Aiding in diagnosis of glutaric acidemia type 2 | Liquid Chromatography Tandem Mass Spectrometry (LC-MS/MS) | Yes | HGEM, P | Plasma | Collection Container/Tube: Preferred:Green top (sodium heparin) Acceptable:Lavender top (EDTA), green top (lithium heparin) Submission Container/Tube:Plastic vial Specimen Volume:0.1 mL Collection Instructions:Centrifuge and aliquot plasma into a plastic vial. | 0.02 mL | Acylcarnitine analysis is included in newborn screening blood tests and is utilized for detection of several inborn errors of metabolism, including fatty acid oxidation disorders (FAOD) and organic acidemias (OA). A limitation of this analytic method is its inability to differentiate between several isomers. Additional testing of 2-hydroxyglutaric acid (2OH-GA), 3-hydroxyglutaric acid (3OH-GA), glutaric acid (GA), methylsuccinic acid (MSA), and ethylmalonic acid (EMA) by liquid chromatography tandem mass spectrometry allows better differentiation among C4 acylcarnitine and glutarylcarnitine/C10-OH isomers. C4 acylcarnitine represents both butyrylcarnitine and isobutyrylcarnitine and is elevated in short-chain acyl Co-A dehydrogenase (SCAD) deficiency, isobutyryl-CoA dehydrogenase (IBDH) deficiency, and ethylmalonic encephalopathy (EE). SCAD deficiency is a condition affecting fatty acid metabolism with reported symptoms of hypoglycemia, lethargy, developmental delays, and failure to thrive. There is controversy on whether a biochemical diagnosis necessarily confers clinical symptoms. IBDH deficiency is characterized by cardiomyopathy, hypotonia, and developmental delays, although many individuals with IBDH deficiency are asymptomatic. EE is a rare progressive encephalopathy associated with hypotonia, seizures, and abnormal movements. Individuals with SCAD deficiency demonstrate elevated plasma EMA and MSA levels and individuals with EE show only elevations in EMA, while individuals with IBDH deficiency do not typically have elevations in either EMA or MSA. Glutarylcarnitine (C5-DC) is elevated in glutaric acidemia type I (GA1) but is not differentiated from C10-OH acylcarnitine. GA1 is caused by a deficiency of glutaryl-CoA dehydrogenase and is characterized by bilateral striatal brain injury leading to dystonia, often a result of acute neurologic crises triggered by illness. Individuals with GA1 typically show elevations of GA and 3OH-GA, even in those considered to be "low excretors." Glutaric acidemia type II (GA2), also known as multiple acyl-CoA dehydrogenase deficiency (MADD), is caused by defects in either the electron transfer flavoprotein (ETF) or ETF-ubiquinone oxidoreductase. This disease can be severe and is often fatal in the first weeks of life with typical symptoms of hypoglycemia, muscle weakness, metabolic acidosis, dysmorphic features, cardiac defects or arrhythmias, renal cysts, and fatty infiltration of the liver. GA2 can have a milder presentation, also known as ethylmalonic-adipic aciduria, with Reye-like illnesses in childhood and muscle weakness in childhood and adulthood. In addition to elevations in GA, individuals with GA2 can also show increased EMA, MSA, and 2OH-GA. The American College of Medical Genetics and Genomics Newborn Screening Work Group published diagnostic algorithms for the follow-up of infants who had a positive newborn screening result. For more information see www.acmg.net. | 2-OH Glutaric acid < or =4.5 nmol/mL 3-OH Glutaric acid < or =0.7 nmol/mL Glutaric acid < or =0.8 nmol/mL Methylsuccinic acid < or =0.3 nmol/mL Ethylmalonic acid < or =1.5 nmol/mL | Elevations of ethylmalonic acid (EMA) and methylsuccinic acid (MSA) are consistent with a diagnosis of short chain acyl Co-A dehydrogenase (SCAD) deficiency. Elevation of EMA is consistent with a diagnosis of ethylmalonic encephalopathy. Normal levels of EMA in the context of elevated C4 is consistent with a diagnosis of isobutyryl-CoA dehydrogenase (IBDH) deficiency. Elevation of glutaric acid (GA) and 3-hydroxyglutaric acid (3OH-GA) are consistent with a diagnosis of glutaric acidemia type I (GA1). Elevation of GA, 2-hydroxyglutaric acid (2OH-GA), 3OH-GA, EMA, and MSA are consistent with a diagnosis of glutaric acidemia type II (GA2). | No significant cautionary statements | 1. Rinaldo P, Cowan TM, Matern D. Acylcarnitine profile analysis. Genet Med. 2008;10(2):151-156 2. Vockley J, Zschocke J, Knerr I, Vockley C, Michael Gibson KK. Branched chain organic acidurias. In: Valle DL, Antonarakis S, Ballabio A, Beaudet AL, Mitchell GA. eds. The Online Metabolic and Molecular Bases of Inherited Disease. McGraw-Hill; 2019. Accessed March 30, 2023. Available at https://ommbid.mhmedical.com/content.aspx?bookid=2709&sectionid=225085758 3. Frerman FE, Goodman SI. Defects of electron transfer flavoprotein and electron transfer flavoprotein-ubiquinone oxidoreductase: Glutaric acidemia type II. In: Valle DL, Antonarakis S, Ballabio A, Beaudet AL, Mitchell GA, eds. The Online Metabolic and Molecular Bases of Inherited Disease. McGraw-Hill; 2019. Accessed March 30, 2023. Available athttps://ommbid.mhmedical.com/content.aspx?bookid=2709&sectionid=225088261 4.Larson A, Goodman S. Glutaric acidemia type 1. In: Adam MP, Mirzaa GM, Pagon RA, et al, eds. GeneReviews [Internet]. University of Washington, Seattle; 2019. Accessed March 30, 2023. Available atwww.ncbi.nlm.nih.gov/books/NBK546575/ 5. Di Meo I, Lamperti C, Tiranti V. Ethylmalonic encephalopathy. In: Adam MP, Mirzaa GM, Pagon RA, et al, eds. GeneReviews [Internet]. University of Washington, Seattle; 2017. Accessed March 30, 2023. Available atwww.ncbi.nlm.nih.gov/books/NBK453432/ 6. Wolfe L, Jethva R, Oglesbee D, Vockley J. Short-chain acyl-CoA dehydrogenase deficiency. In: Adam MP, Mirzaa GM, Pagon RA, et al. eds. GeneReviews [Internet]. University of Washington, Seattle; 2011. Updated August 9, 2018. Accessed March 30, 2023. Available at www.ncbi.nlm.nih.gov/books/NBK63582/ | An aqueous internal standard is added to the specimen. The supernatant is evaporated under heated nitrogen, and the residue is then reconstitutedprior to injection onto a liquid chromatography tandem mass spectrometry (LC-MS/MS). The MS/MS is operated in the multiple reaction monitoring (MRM) negative mode to follow the precursor to product species transitions. Separation of the structural isomers2-hydroxyglutaric acid (2OH-GA)and3-hydroxyglutaric acid (3OH-GA)as well asglutaric acid (GA),ethylmalonic acid (EMA), andmethylsuccinic acid (MSA)is accomplished by the optimization of the LC separation. The ratios of the extracted peak areas of GA, EMA, and MSA to their respective internal standards as determined by LC-MS/MS are used to calculate the concentration of each analyte in the sample.(Unpublished Mayo method) | 3 to 7 days | 2 months | This test was developed and its performance characteristics determined by Mayo Clinic in a manner consistent with CLIA requirements. It has not been cleared or approved by the US Food and Drug Administration. | 83918 | HGEM, P | 92673-3 | 36068 | Reviewed By | 18771-6
HGEMS | Hydroxyglutaric Acids, Glutaric Acid, Ethylmalonic Acid, and Methylsuccinic Acid, Serum | Evaluation of patients with an abnormal newborn screen showing elevations of glutarylcarnitine (C5-DC) using serum specimens Evaluation of patients with abnormal newborn screens showing elevations of C4- acylcarnitine to aid in the differential diagnosis of short chain acyl-CoA dehydrogenase and isobutyryl-CoA dehydrogenase deficiencies Diagnosis ofglutaric acidemia type 1 Aiding in diagnosis of glutaric acidemia type 2 | Liquid Chromatography Tandem Mass Spectrometry (LC-MS/MS) | Yes | HGEM, S | Serum Red | Collection Container/Tube:Red top Submission Container/Tube:Plastic vial Specimen Volume:0.1 mL Collection Instructions: Centrifuge and aliquot serum into a plastic vial. | 0.02 mL | Acylcarnitine analysis is included in newborn screening blood tests and is utilized for detection of several inborn errors of metabolism, including fatty acid oxidation disorders (FAOD) and organic acidemias (OA). A limitation of this analytic method is its inability to differentiate between several isomers. Additional testing of 2-hydroxyglutaric acid (2OH-GA), 3-hydroxyglutaric acid (3OH-GA), glutaric acid (GA), methylsuccinic acid (MSA), and ethylmalonic acid (EMA) byliquid chromatography tandem mass spectrometryallows better differentiation among C4 acylcarnitine and glutarylcarnitine/C10-OH isomers. C4 acylcarnitine represents both butyrylcarnitine and isobutyrylcarnitine and is elevated in short-chain acyl Co-A dehydrogenase (SCAD) deficiency, isobutyryl-CoA dehydrogenase (IBDH) deficiency and ethylmalonic encephalopathy (EE). SCAD deficiency is a condition affecting fatty acid metabolism with reported symptoms of hypoglycemia, lethargy, developmental delays, and failure to thrive; there is controversy on whether a biochemical diagnosis necessarily confers clinical symptoms. IBDH deficiency is characterized by cardiomyopathy, hypotonia, and developmental delays, although many individuals with IBDH deficiency are asymptomatic. EE is a rare progressive encephalopathy associated with hypotonia, seizures, and abnormal movements. Individuals with SCAD deficiency demonstrate elevated plasma EMA and MSA levels, and individuals with EE show only elevations in EMA, while individuals with IBDH deficiency do not typically have elevations in either EMA or MSA. Glutarylcarnitine (C5-DC) is elevated in glutaric acidemia type I (GA1) but is not differentiated from C10-OH acylcarnitine. GA1 is caused by a deficiency of glutaryl-CoA dehydrogenase and is characterized by bilateral striatal brain injury leading to dystonia, often a result of acute neurologic crises triggered by illness. Individuals with GA1 typically show elevations of GA and 3OH-GA, even in those considered to be "low excretors." Glutaric acidemia type II (GA2), also known as multiple acyl-CoA dehydrogenase deficiency (MADD), is caused by defects in either the electron transfer flavoprotein (ETF) or ETF-ubiquinone oxidoreductase. This disease can be severe and is often fatal in the first weeks of life with typical symptoms of hypoglycemia, muscle weakness, metabolic acidosis, dysmorphic features, cardiac defects or arrhythmias, renal cysts, and fatty infiltration of the liver. GA2 can have a milder presentation, also known as ethylmalonic-adipic aciduria, with Reye-like illnesses in childhood, and muscle weakness in childhood and adulthood. In addition to elevations in GA, individuals with GA2 can also show increased EMA, MSA, and 2OH-GA. The American College of Medical Genetics and Genomics (ACMG) Newborn Screening Work Group published diagnostic algorithms for the follow-up of infants who had a positive newborn screening result. For more informationsee www.acmg.net. | 2-OH Glutaric acid: < or =4.5 nmol/mL 3-OH Glutaric acid: < or =0.7 nmol/mL Glutaric acid: < or =0.8 nmol/mL Methylsuccinic acid: < or =0.3 nmol/mL Ethylmalonic acid: < or =1.5 nmol/mL | Elevations of ethylmalonic acid (EMA) and methylsuccinic acid (MSA) are consistent with a diagnosis of short chain acyl Co-A dehydrogenase (SCAD) deficiency. Elevation of EMA is consistent with a diagnosis of ethylmalonic encephalopathy. Normal levels of EMA in the context of elevated C4 is consistent with a diagnosis of isobutyryl-CoA dehydrogenase (IBDH) deficiency. Elevation of glutaric acid (GA) and 3-hydroxyglutaric acid (3OH-GA) are consistent with a diagnosis of glutaric acidemia type I (GA1). Elevation of GA, 2-hydroxy glutaric acid (2OH-GA), 3OH-GA, EMA, and MSA are consistent with a diagnosis of glutaric acidemia type II (GA2). | No significant cautionary statements | 1. Rinaldo P, Cowan TM, Matern D. Acylcarnitine profile analysis. Genet Med. 2008;10(2):151-156 2. Vockley J, Zschocke J, Knerr I, Vockley C, Michael Gibson KK.Branched chain organic acidurias.In:Valle DL, Antonarakis S, Ballabio A, Beaudet AL, Mitchell GA.eds.The Online Metabolic and Molecular Bases of Inherited Disease. McGraw-Hill; 2019. Accessed March 30, 2023. Available athttps://ommbid.mhmedical.com/content.aspx?bookid=2709&sectionid=225085758 3. Frerman FE, Goodman SI.Defects of electron transfer flavoprotein and electron transfer flavoprotein-ubiquinone oxidoreductase: Glutaric acidemia type II.In:Valle DL, Antonarakis S, Ballabio A, Beaudet AL, Mitchell GA,eds.The Online Metabolic and Molecular Bases of Inherited Disease. McGraw-Hill; 2019. Accessed March 30, 2023. Available athttps://ommbid.mhmedical.com/content.aspx?bookid=2709&sectionid=225088261 4.Larson A, Goodman S. Glutaric acidemia type 1. In: Adam MP, Mirzaa GM, Pagon RA, et al, eds. GeneReviews [Internet]. University of Washington, Seattle; 2019. Accessed March 30, 2023.Available atwww.ncbi.nlm.nih.gov/books/NBK546575/ 5.Di Meo I, Lamperti C, Tiranti V. Ethylmalonic encephalopathy. In: Adam MP, Mirzaa GM,, Pagon RA, et al, eds. GeneReviews [Internet]. University of Washington, Seattle; 2017. Accessed March 30, 2023.Available atwww.ncbi.nlm.nih.gov/books/NBK453432/ 6. Wolfe L, Jethva R, Oglesbee D, Vockley J. Short-chain acyl-CoA dehydrogenase deficiency. In: Adam MP, Mirzaa GM, Pagon RA, et al. eds. GeneReviews [Internet]. University of Washington, Seattle; 2011. Updated August 9, 2018. Accessed March 30, 2023.Available at www.ncbi.nlm.nih.gov/books/NBK63582/ |  | 3 to 7 days | 2 months | This test was developed and its performance characteristics determined by Mayo Clinic in a manner consistent with CLIA requirements. It has not been cleared or approved by the US Food and Drug Administration. | 83918 | HGEM, S | 92673-3 | 36061 | Reviewed By | 18771-6
FVIST | Hydroxyzine (Vistaril, Atarax), Serum |  | Liquid Chromatography/Tandem Mass Spectrometry (LC/MS/MS) | Yes | Hydroxyzine (Vistaril) | Varies | Submit only 1 of the following specimens: Plasma Draw blood in a green-top (sodium heparin) tube(s),plasma gel tube is not acceptable. Spin down and send 3 mL sodium heparin plasma refrigerated in a plastic vial. Serum Draw blood in a plain red-top tube(s),serum gel tube is not acceptable. Spin down and send 3 mL of serum refrigerated in a plastic vial. | 0.6 mL |  | ReferenceRange: 10 - 100 ng/mL |  |  |  |  | 7 to 11 days | 2 weeks |  | 80299 | Hydroxyzine (Vistaril) | 3686-3 | Z1151 | Hydroxyzine (Vistaril) | 3686-3
HIESG | Hyper-IgE Syndrome Gene Panel, Varies | Providing a comprehensive genetic evaluation for patients with a personal or family history suggestive of hyper-IgE syndrome (HIES) Establishing a diagnosis of HIES, allowing for appropriate management and surveillance for disease features based on the gene and/or variant involved Identifying variants within genes known to be associated with HIES, allowing for predictive testing of at-risk family members and/or determination of targeted management (anticipatory guidance, management changes, specific therapies) | Sequence Capture and Targeted Next-Generation Sequencing (NGS) | Yes | Hyper-IgE Syndrome Gene Panel | For skin biopsy or cultured fibroblast specimens,fibroblast culture will be performed at an additional charge. If viable cells are not obtained, the client will be notified. | Patient Preparation:A previous bone marrow transplant from an allogenic donor will interfere with testing. Call 800-533-1710 for instructions for testing patients who have received a bone marrow transplant. Submit only 1 of the following specimens: Specimen Type:Whole blood Container/Tube: Preferred:Lavender top (EDTA) or yellow top (ACD) Acceptable:Any anticoagulant Specimen Volume:3 mL Collection Instructions: 1. Invert several times to mix blood. 2. Send whole blood specimen in original tube.Do not aliquot. Specimen Stability Information:Ambient (preferred)4 days/Refrigerated Specimen Type: Skin biopsy Supplies: Fibroblast Biopsy Transport Media (T115) Container/Tube: Sterile container with any standard cell culture media (eg, minimal essential media, RPMI 1640). The solution should be supplemented with 1% penicillin and streptomycin. Specimen Volume: 4-mm punch Specimen Stability Information: Refrigerated (preferred)/Ambient Additional Information:A separate culture charge will be assessed under CULFB / Fibroblast Culture for Biochemical or Molecular Testing. An additional 3 to 4 weeks is required to culture fibroblasts before genetic testing can occur. SpecimenType: Cultured fibroblasts Container/Tube: T-25 flask SpecimenVolume: 2 Flasks CollectionInstructions: Submit confluent cultured fibroblast cells from a skin biopsy from another laboratory. Cultured cells from a prenatal specimen will not be accepted. Specimen Stability Information: Ambient (preferred)/Refrigerated (<24 hours) Additional Information:A separate culture charge will be assessed under CULFB / Fibroblast Culture for Biochemical or Molecular Testing, Tissue. An additional 3 to 4 weeks is required to culture fibroblasts before genetic testing can occur. | Blood: 1 mL; Skin biopsy or cultured fibroblasts: See Specimen Required | Hyper IgE syndrome (HIES) is characterized by an increased susceptibility to infection (particularly recurrent skin and pulmonary infections), eczema, and elevated serum IgE. There is variable expression among individuals and additional features may be present, including vascular, skeletal, and connective tissue pathology. While the incidence of HIES is estimated to be between 1:100,000 to 1,000,000 at birth, this may be an underestimate due to incomplete penetrance. Dominant negative variants inSTAT3were first identified as the genetic cause of HIES, which was referred to as Job syndrome. Now additional genes have been identified, and cases due toSTAT3variants are referred to as STAT3-HIES. Infection in STAT3-HIES is often due toStaphylococcus aureusandCandidaspecies. While HIES may be inherited in an autosomal dominant pattern, many cases arede novo. Genetic variants in additional genes have been identified that result in HIES. ZNF341 (zinc finger protein 341) deficiency results in an autosomal recessive form of HIES, also known as AR-HIES. Partial deficiency of interleukin (IL) 6 signal transducer (IL6ST) has been reported in both autosomal recessive and autosomal dominant forms of HIES, while complete IL6ST deficiency is typically fatal in utero or early in the neonatal period. Additionally, variants inPGM3, CARD11,and other genes have been identified as causes of HIES. Furthermore, other distinct immunodeficiency disorders or other conditions may have overlapping features with HIES (eg, elevated IgE or severe infection), making the diagnosis challenging. While the phenotypes of disorders leading to elevated IgE and predisposition to infection are often similar, the therapeutic options and treatment strategies differ. | An interpretive report will be provided | All detected variants are evaluated according to American College of Medical Genetics and Genomics (ACMG) recommendations.(1) Variants are classified based on known, predicted, or possible pathogenicity and reported with interpretive comments detailing their potential or known significance. | Clinical Correlations:Test results should be interpreted in the context of clinical findings, family history, and other laboratory data. Misinterpretation of results may occur if the information provided is inaccurate or incomplete. If testing was performed because of a clinically significant family history, it is often useful to first test an affected family member. Detection of a reportable variant in an affected family member would allow for more informative testing of at-risk individuals. To discuss the availability of additional testing options or for assistance in the interpretation of these results, contact Mayo Clinic Laboratories genetic counselors at 800-533-1710. Technical Limitations:Next-generation sequencing may not detect all types of genomic variants. In rare cases, false-negative or false-positive results may occur. The depth of coverage may be variable for some target regions; assay performance below the minimum acceptable criteria or for failed regions will be noted. Given these limitations, negative results do not rule out the diagnosis of a genetic disorder. If a specific clinical disorder is suspected, evaluation by alternative methods can be considered. There may be regions of genes that cannot be effectively evaluated by sequencing or deletion and duplication analysis as a result of technical limitations of the assay, including regions of homology, high guanine-cytosine (GC) content, and repetitive sequences. Confirmation of select reportable variants will be performed by alternate methodologies based on internal laboratory criteria. This test is validated to detect 95% of deletions up to 75 base pairs (bp) and insertions up to 47 bp. Deletions-insertions (delins) of 40 or more bp, including mobile element insertions, may be less reliably detected than smaller delins. Deletion/Duplication Analysis: This analysis targets single and multi-exon deletions/duplications; however, in some instances, single exon resolution cannot be achieved due to isolated reduction in sequence coverage or inherent genomic complexity. Balanced structural rearrangements (such as translocations and inversions) may not be detected. This test is not designed to detect low levels of mosaicism or to differentiate between somatic and germline variants. If there is a possibility that any detected variant is somatic, additional testing may be necessary to clarify the significance of results. Genes may be added or removed based on updated clinical relevance. Refer to theTargeted Genes and Methodology Details for Hyper-IgE Syndrome Gene Panelfor the most up to date list of genes included in this test. For detailed information regarding gene specific performance and technical limitations, see Method Description or contact a laboratory genetic counselor. If the patient has had an allogeneic hematopoietic stem cell transplant or a recent non-leukoreduced blood transfusion, results may be inaccurate due to the presence of donor DNA. Call Mayo Clinic Laboratories for instructions for testing patients who have received a bone marrow transplant. Reclassification of Variants:Currently, it is not standard practice for the laboratory to systematically review previously classified variants on a regular basis. The laboratory encourages health care providers to contact the laboratory at any time to learn how the classification of a particular variant may have changed over time. Due to broadening genetic knowledge, it is possible that the laboratory may discover new information of relevance to the patient. Should that occur, the laboratory may issue an amended report. Variant Evaluation:Evaluation and categorization of variants are performed using published American College of Medical Genetics and Genomics and the Association for Molecular Pathology recommendations as a guideline.(1) Other gene-specific guidelines may also be considered. Variants are classified based on known, predicted, or possible pathogenicity and reported with interpretive comments detailing their potential or known significance. Variants classified as benign or likely benign are not reported. Multiple in silico evaluation tools may be used to assist in the interpretation of these results. The accuracy of predictions made by in silico evaluation tools is highly dependent upon the data available for a given gene, and periodic updates to these tools may cause predictions to change over time. Results from in silico evaluation tools should be interpreted with caution and professional clinical judgment. Rarely, incidental or secondary findings may implicate another predisposition or presence of active disease. These findings will be carefully reviewed to determine whether they will be reported. | 1. Richards S, Aziz N, Bale S, et al; ACMG Laboratory Quality Assurance Committee: Standards and guidelines for the interpretation of sequence variants: a joint consensus recommendation of the American College of Medical Genetics and Genomics and the Association for Molecular Pathology. Genet Med. 2015 May;17(5):405-424 2. Tsilifis C, Freeman AF, Gennery AR: STAT3 Hyper-IgE syndrome-an update and unanswered questions. J Clin Immunol. 2021 Jul;41(5):864-880 3. Asano T, Khourieh J, Zhang P, et al: Human STAT3 variants underlie autosomal dominant hyper-IgE syndrome by negative dominance. J Exp Med. 2021 Aug 2;218(8):e20202592.doi: 10.1084/jem.20202592 4. Hsu AP, Davis J, Puck JM, Holland SM, Freeman AF: STAT3 hyper IgE syndrome. In: Adam MP, Everman DB, Mirzaa GM, et al, eds. GeneReviews.[Internet] University of Washington, Seattle; 2010. Updated March 26, 2020. Accessed January 23, 2023. Available at www.ncbi.nlm.nih.gov/books/NBK25507/ 5. Tangye SG, Al-Herz W, Bousfiha A, et al: Human inborn errors of immunity: 2022 update on the classification from the International Union of Immunological Societies Expert Committee. J Clin Immunol. 2022 Oct;42(7):1473-1507. doi: 10.1007/s10875-022-01289-3 | Next-generation sequencing (NGS) and/or Sanger sequencing are performed to test for the presence of variants in coding regions and intron/exon boundaries of the genes analyzed, as well as some other regions that have known disease-causing variants. The human genome reference GRCh37/hg19 build was used for sequence read alignment. At least 99% of the bases are covered at a read depth over 30X. Sensitivity is estimated at above 99% for single nucleotide variants, above 94% for deletions/insertions (delins) less than 40 base pairs (bp), and above 95% for deletions up to 75 bp and insertions up to 47 bp. NGS and/or a polymerase chain reaction-based quantitative method is performed to test for the presence of deletions and duplications in the genes analyzed. There may be regions of genes that cannot be effectively evaluated by sequencing or deletion and duplication analysis as a result of technical limitations of the assay, including regions of homology, high guanine-cytosine (GC) content, and repetitive sequences.(Unpublished Mayo method) SeeTargeted Genes and Methodology Details for Hyper-IgE Syndrome Gene Panelfor details regarding the targeted genes analyzed for each test and specific gene regions not routinely covered. Confirmation of select reportable variants may be performed by alternate methodologies based on internal laboratory criteria. Genes analyzed:AIRE, CARD11, CARD9, CARMIL2, DOCK8, ERBIN, IL6R, IL6ST, IL17RA, IL17RC, IL17F, PGM3, SPINK5, STAT1, STAT3, TGFBR1, TGFBR2, TRAF3IP2, TYK2, WAS, ZNF341 | 28 to 42 days | Whole blood: 2 weeks (if available); Extracted DNA: 3 months; Cultured fibroblasts, skin biopsy: 1 month | This test was developed and its performance characteristics determined by Mayo Clinic in a manner consistent with CLIA requirements. It has not been cleared or approved by the US Food and Drug Administration. | 8144388233- Tissue culture, skin, solid tissue biopsy (if appropriate)88240- Cryopreservation (if appropriate) | Hyper-IgE Syndrome Gene Panel | 103740-7 | 619829 | Released By | 18771-6
HCHLG | Hypercholesterolemia Gene Panel, Varies | Providing a genetic evaluation for patients with a personal or family history suggestive of familial hypercholesterolemia (FH), sitosterolemia, or other monogenic forms of inherited hypercholesterolemia Establishing a diagnosis of FH, sitosterolemia, or other monogenic forms of inherited hypercholesterolemia | Sequence Capture and Targeted Next-Generation Sequencing (NGS) followed by Polymerase Chain Reaction (PCR) and Sanger Sequencing. | Yes | Hypercholesterolemia Gene Panel | Varies | Patient Preparation: A previous bone marrow transplant from an allogenic donor will interfere with testing. Call 800-533-1710 for instructions for testing patients who have received a bone marrow transplant. Specimen Type: Whole blood Container/Tube: Preferred:Lavender top (EDTA) or yellow top (ACD) Acceptable: Any anticoagulant Specimen Volume: 3 mL Collection Instructions: 1. Invert several times to mix blood. 2. Send whole blood specimen in original tube.Do not aliquot. Specimen Stability Information: Ambient (preferred)/Refrigerated | 1 mL | Hypercholesterolemia, characterized by elevated cholesterol levels in the blood, can be an inherited (genetic) condition or can be acquired due to either lifestyle factors such as diet or exercise or an underlying medical condition. The genetic influence on cholesterol levels can be complex, with monogenic (single gene) or polygenic (many genes) etiologies. This gene panel assesses for monogenic causes of hypercholesterolemia only. Autosomal dominant familial hypercholesterolemia (FH) is the most common inherited hypercholesterolemia condition and is characterized by elevated levels of low-density lipoprotein cholesterol (LDL-C), leading to increased risk of premature cardiovascular disease and myocardial infarction. Affected individuals may also exhibit xanthomas that worsen with age. The majority of cases of FH are due to loss-of-function variants in theLDLRgene, but FH can also be caused by loss-of-function variants in theAPOBgene or gain-of-function in thePCSK9gene.(1,2) The most common form of FH is autosomal dominant heterozygous familial hypercholesterolemia (heFH) caused by single, heterozygous variants inLDLR,APOB, orPCSK9, but a more severe form of FH, homozygous FH (hoFH), results when an individual inherits two variants in one of the three associated genes, either in the homozygous or compound heterozygous state.(1,2) Recent studies suggest that the prevalence of heFH is as high as 1:200 to 1:250, and the prevalence of hoFH is between 1:160,000 to 1:250,000.(1,2) Autosomal recessive FH, due to biallelic (homozygous or compound heterozygous) variants in theLDLRAP1gene is a rare form of inherited hypercholesterolemia and is typically characterized by LDL-C levels above 400 mg/dL as well as cutaneous and tendon xanthomas. WhileLDLRAP1-associated hypercholesterolemia is rare, emerging evidence suggests heterozygous carriers of disease-causingLDLRAP1variants may also present with hypercholesterolemia.(3,4,5,6) Sitosterolemia is a rare, autosomal recessive inherited lipid metabolism disease caused by biallelic variants in theABCG5orABCG8genes. The condition is characterized by increased intestinal absorption of plant sterols and has similar clinical manifestations to familial hypercholesterolemia, including elevated LDL-C, xanthomas, increased risk of premature cardiovascular disease, and increased risk of myocardial infarction. The prevalence of sitosterolemia has not been well established.(7) Other, more rare genetic conditions that may present with elevated cholesterol levels include autosomal recessive lysosomal acid lipase deficiency due to variants in theLIPAgene; autosomal dominant hyperalphalipoproteinemia due to variants in theCETPgene; autosomal recessive lipoprotein lipase deficiency due to variants in theLPLgene; and atypical autosomal dominant hypercholesterolemia due to variants in theAPOEgene.(8) In addition, emerging evidence suggests that theLRP6gene may be associated with autosomal dominant coronary artery disease, a condition in which hypercholesterolemia is a feature.(9,10) Cerebrotendinous xanthomatosis is a rare, autosomal dominant condition caused by disease-causing variants in theCYP27A1gene. Individuals with cerebrotendinous xanthomatosis do not typically have elevated plasma cholesterol levels but do have clinical manifestations that overlap with hypercholesterolemia conditions, including xanthomas and increased risk for premature cardiovascular disease and myocardial infarction.(11) | An interpretive report will be provided. | All detected variants are evaluated according to American College of Medical Genetics and Genomics recommendations.(12) Variants are classified based on known, predicted, or possible pathogenicity and reported with interpretive comments detailing their potential or known significance. | Clinical Correlations: Test results should be interpreted in the context of clinical findings, family history, and other laboratory data. Misinterpretation of results may occur if the information provided is inaccurate or incomplete. If testing was performed because of a clinically significant family history, it is often useful to first test an affected family member. Detection of a reportable variant in an affected family member would allow for more informative testing of at-risk individuals. To discuss the availability of additional testing options or for assistance in the interpretation of these results, contact the Mayo Clinic Laboratories genetic counselors at 800-533-1710. Technical Limitations: Next-generation sequencing may not detect all types of genomic variants. In rare cases, false-negative or false-positive results may occur. The depth of coverage may be variable for some target regions; assay performance below the minimum acceptable criteria or for failed regions will be noted. Given these limitations, negative results do not rule out the diagnosis of a genetic disorder. If a specific clinical disorder is suspected, evaluation by alternative methods can be considered. There may be regions of genes that cannot be effectively evaluated by sequencing or deletion and duplication analysis as a result of technical limitations of the assay, including regions of homology, high guanine-cytosine (GC) content, and repetitive sequences. Confirmation of select reportable variants will be performed by alternate methodologies based on internal laboratory criteria. This test is validated to detect 95% of deletions up to 75 base pairs (bp) and insertions up to 47 bp. Deletions-insertions (delins) of 40 or more bp, including mobile element insertions, may be less reliably detected than smaller delins. Deletion/Duplication Analysis: This analysis targets single and multi-exon deletions/duplications; however, in some instances, single exon resolution cannot be achieved due to isolated reduction in sequence coverage or inherent genomic complexity. Balanced structural rearrangements (such as translocations and inversions) may not be detected. This test is not designed to detect low levels of mosaicism or to differentiate between somatic and germline variants. If there is a possibility that any detected variant is somatic, additional testing may be necessary to clarify the significance of results. Genes may be added or removed based on updated clinical relevance. For the most up to date list of genes included in this test and detailed information regarding gene specific performance and technical limitations, see Method Description or contact a laboratory genetic counselor. If the patient has had an allogeneic hematopoietic stem cell transplant or a recent blood transfusion, results may be inaccurate due to the presence of donor DNA. Call Mayo Clinic Laboratories for instructions for testing patients who have received a bone marrow transplant. Reclassification of Variants: Currently, it is not standard practice for the laboratory to systematically review previously classified variants on a regular basis. The laboratory encourages healthcare providers to contact the laboratory at any time to learn how the classification of a particular variant may have changed over time. Variant Evaluation: Evaluation and categorization of variants are performed using published American College of Medical Genetics and Genomics and the Association for Molecular Pathology recommendations as a guideline.(12) Other gene-specific guidelines may also be considered. Variants are classified based on known, predicted, or possible pathogenicity and reported with interpretive comments detailing their potential or known significance. Variants classified as benign or likely benign are not reported. Multiple in silico evaluation tools may be used to assist in the interpretation of these results. The accuracy of predictions made by in silico evaluation tools is highly dependent upon the data available for a given gene, and periodic updates to these tools may cause predictions to change over time. Results from in silico evaluation tools should be interpreted with caution and professional clinical judgment. Rarely, incidental or secondary findings may implicate another predisposition or presence of active disease. Incidental findings may include, but are not limited to, results related to the sex chromosomes. These findings will be carefully reviewed to determine whether they will be reported. | 1. Sturm AC, Knowles JW, Gidding SS, et al. Clinical genetic testing for familial hypercholesterolemia: JACC Scientific Expert Panel. J Am Coll Cardiol. 2018;72(6):662-680. doi:10.1016/j.jacc.2018.05.044 2. Ison HE, Clarke SL, Knowles JW. Familial hypercholesterolemia. In: Adam MP, Feldman J, Mirzaa GM, et al, eds. GeneReviews [Internet]. University of Washington, Seattle; 2014. Updated July 7, 2022. Accessed May 7, 2024. Available at www.ncbi.nlm.nih.gov/books/NBK174884/ 3. Garcia CK, Wilund K, Arca M, et al. Autosomal recessive hypercholesterolemia caused by mutations in a putative LDL receptor adaptor protein. Science. 2001;292(5520):1394-1398 4. Norman D, Sun XM, Bourbon M, Knight BL, Naoumova RP, Soutar AK. Characterization of a novel cellular defect in patients with phenotypic homozygous familial hypercholesterolemia: J Clin Invest. 1999;104(5):619-628 5. Pisciotta L, Priore Oliva C, Pes GM, et al. Autosomal recessive hypercholesterolemia (ARH) and homozygous familial hypercholesterolemia (FH): a phenotypic comparison: Atherosclerosis. 2006;188(2):398-405 6. Junna N, Ruotsalainen S, Ripatti P, FinnGen, Ripatti S, Widen E. Novel Finnish-enriched variants causing severe hypercholesterolemia and their clinical impact on coronary artery disease: Atherosclerosis. 2023:117327 7. Tzavella E, Hatzimichael E, Kostara C, Bairaktari E, Elisaf M, Tsimihodimos V: Sitosterolemia: A multifaceted metabolic disorder with important clinical consequences. J Clin Lipidol. 2017;11(4):1095-1100. doi:10.1016/j.jacl.2017.04.116 8. Hegele RA, Boren J, Ginsberg HN, et al. Rare dyslipidaemias, from phenotype to genotype to management: a European Atherosclerosis Society task force consensus statement. Lancet Diabetes Endocrinol. 2020;8(1):50-67. doi:10.1016/S2213-8587(19)30264-5 9. Mani A, Radhakrishnan J, Wang H, et al. LRP6 mutation in a family with early coronary disease and metabolic risk factors [published correction appears in Science. 2013 Aug 30;341(6149):959]. Science. 2007;315(5816):1278-1282. doi:10.1126/science.1136370 10. Singh R, Smith E, Fathzadeh M, et al. Rare nonconservative LRP6 mutations are associated with metabolic syndrome. Hum Mutat. 2013;34(9):1221-1225. doi:10.1002/humu.22360 11. Nie S, Chen G, Cao X, Zhang Y. Cerebrotendinous xanthomatosis: a comprehensive review of pathogenesis, clinical manifestations, diagnosis, and management. Orphanet J Rare Dis. 2014;9:179. doi:10.1186/s13023-014-0179-4 12. Richards S, Aziz N, Bale S, et al. Standards and guidelines for the interpretation of sequence variants: a joint consensus recommendation of the American College of Medical Genetics and Genomics and the Association for Molecular Pathology. Genet Med. 2015;17(5):405-424 | Next-generation sequencing (NGS) and/or Sanger sequencing are performed to test for the presence of variants in coding regions and intron/exon boundaries of the genes analyzed, as well as some other regions that have known disease-causing variants. The human genome reference GRCh37/hg19 build was used for sequence read alignment. At least 99% of the bases are covered at a read depth over 30X. Sensitivity is estimated at above 99% for single nucleotide variants, above 94% for deletions-insertions (delins) less than 40 base pairs (bp), above 95% for deletions up to 75 bp and insertions up to 47 bp. NGS and/or a polymerase chain reaction -based quantitative method is performed to test for the presence of deletions and duplications in the genes analyzed. There may be regions of genes that cannot be effectively evaluated by sequencing or deletion and duplication analysis as a result of technical limitations of the assay, including regions of homology, high guanine-cytosine (GC) content, and repetitive sequences. SeeTargeted Genes and Methodology Details for Hypercholesterolemia Gene Panelor details regarding the targeted genes analyzed for each test and specific gene regions not routinely covered.(Unpublished Mayo method) Confirmation of select reportable variants may be performed by alternate methodologies based on internal laboratory criteria. Genes analyzed:ABCG5, ABCG8, APOB, APOE, CETP, CYP27A1, LDLR, LDLRAP1, LIPA, LPL, LRP6, andPCSK9 | 28 to 42 days | Whole blood: 2 weeks (if available); Extracted DNA | This test was developed and its performance characteristics determined by Mayo Clinic in a manner consistent with CLIA requirements. It has not been cleared or approved by the US Food and Drug Administration. | 81406 x2814078147981479 (if appropriate for government payers) | Hypercholesterolemia Gene Panel | 51966-0 | 617280 | Released By | 18771-6
HYOX | Hyperoxaluria Panel, Random, Urine | Distinguishing between primary and secondary hyperoxaluria Distinguishing between primary hyperoxaluria types 1, 2, and 3 | Gas Chromatography Mass Spectrometry (GC-MS) | Yes | Hyperoxaluria Panel, U | For more information seeHyperoxaluria Diagnostic Algorithm. | Supplies:Urine Tubes, 10 mL (T068) Container/Tube:Plastic, 10-mL urine tube Specimen Volume:10 mL Collection Instructions: 1. Collect a random urine specimen. 2. No preservative. 3. Immediately freeze specimen. | 1.1 mL | Increased urinary oxalate frequently leads to kidney stone formation and kidney insufficiency. Identifying the cause of hyperoxaluria has important implications in therapy, management, and prognosis. Hyperoxalurias are classified as primary and secondary. Primary hyperoxaluria is an inherited disorder of oxalate metabolism, while secondary hyperoxaluria is an acquired condition resulting from either increased intake of dietary oxalate or altered intestinal oxalate absorption. Primary hyperoxalurias are classified into types 1, 2, and 3. Hyperoxaluria type 1 (PH1) is an autosomal recessive disorder resulting in a deficiency of peroxisomal alanine:glyoxylate aminotransferase due to variants in theAGXTgene. It is characterized by increased urinary oxalic, glyoxylic, and glycolic acids. PH1 is the most common type with manifestations that include deposition of calcium oxalate in the kidneys (nephrolithiasis, nephrocalcinosis) and kidney failure. Calcium oxalate deposits can be further deposited in other tissues, such as the heart and eyes, and lead to a variety of additional symptoms. Age of onset is variable with a small percentage of patients presenting in the first year of life with failure to thrive, nephrocalcinosis, and metabolic acidosis. Approximately half of affected individuals show manifestations of PH1 in late childhood or early adolescence, and the remainder present in adulthood with recurrent kidney stones. Some individuals with PH1 respond to supplemental pyridoxine therapy. Hyperoxaluria type 2 (PH2) is due to a defect inGRHPRgene resulting in a deficiency of the enzyme hydroxypyruvate reductase. PH2 is inherited in an autosomal recessive manner and is identified by an increase in urinary oxalic and glyceric acids. Like PH1, PH2 is characterized by deposition of calcium oxalate in the kidneys (nephrolithiasis, nephrocalcinosis), and kidney failure. Most individuals have symptoms of PH2 during childhood, and it is thought that PH2 is less common than PH1. Hyperoxaluria type 3 (PH3), due to recessive variants inHOGA1(formerlyDHDPSL), occurs in a small percentage of individuals with primary hyperoxaluria.HOGA1encodes a mitochondrial 4-hydroxy-2-oxoglutarate aldolase that catalyzes the 4th step in the hydroxyproline pathway. PH3 is characterized biochemically by increased urinary excretion of oxalate and 4-hydroxy-2-oxoglutarate (HOG). As with PH types 1 and 2, PH type 3 is characterized by calcium-oxalate deposition in the kidneys or kidney stone formation. Most individuals with PH3 have early onset disease with recurrent kidney stones and urinary tract infections as common symptoms. Kidney failure is not a characteristic of PH3. Of note, individuals with heterozygous variants inHOGA1can have variable and intermittent elevations of urine oxalate. Secondary hyperoxalurias are due to hyperabsorption of oxalate (enteric hyperoxaluria); total parenteral nutrition in premature infants; ingestion of oxalate, ascorbic acid, or ethylene glycol; or pyridoxine deficiency, and may respond to appropriate therapy. A diagnostic workup in an individual with hyperoxaluria demonstrates increased concentration of oxalate in urinary metabolite screening. If glycolate, glycerate, or HOG is present, a primary hyperoxaluria is indicated. Confirmatory testing includes molecular analysis for PH1, PH2, or PH3 (CGPH /Custom Gene Panel, Hereditary, Next-Generation Sequencing, Varies;refer to theHyperoxaluria Diagnostic Algorithmfor specific Gene List IDs). | GLYCOLATE < or =17 years:< or =75mg/g creatinine > or =18 years:< or =50mg/g creatinine GLYCERATE < or =31 days:< or =75mg/g creatinine 32 days - 4 years:< or =125mg/g creatinine 5 - 10 years:< or =55mg/g creatinine > or =11 years:< or =25mg/g creatinine OXALATE < or =6 months:< or =400mg/g creatinine 7 months - 1 year:< or =300mg/g creatinine 2 - 6 years:< or =150mg/g creatinine 7 - 10 years:< or =100mg/g creatinine > or =11 years:< or =75mg/g creatinine 4-HYDROXY-2-OXOGLUTARATE (HOG) < or =10mg/g creatinine | Increased concentrations of oxalate and glycolate indicate type 1 hyperoxaluria. Increased concentrations of oxalate and glycerate indicate type 2 hyperoxaluria. Increased concentrations of oxalate and4-hydroxy-2-oxoglutarate indicate type 3 hyperoxaluria. Increased concentrations of oxalate with normal concentrations of glycolate, glycerate, and4-hydroxy-2-oxoglutarateindicate secondary hyperoxaluria. | Ascorbic acid (vitamin C) will falsely elevate oxalic acid results. | 1. Bhasin B, Urekli HM, Atta MG. Primary and secondary hyperoxaluria: Understanding the enigma. World J Nephrol. 2015;4(2):235-244. doi:10.5527/wjn.v4.i2.235 2. Lorenzo V, Torres A, Salido E. Primary hyperoxaluria. Nefrologia. 2014;34(3):398-412 3. Milliner DS, Harris PC, Cogal AG, et al. Primary hyperoxaluria type 1. In: Adam MP, Mirzaa GM, Pagon RA, et al, eds. GeneReviews [Internet]. University of Washington, Seattle; 2002. Updated February 10, 2022. Accessed August 28, 2023. Available at: www.ncbi.nlm.nih.gov/books/NBK1283/ 4. Rumsby G, Hulton SA. Primary hyperoxaluria type 2. In: Adam MP, Mirzaa GM, Pagon RA, et al, eds. GeneReviews [Internet]. University of Washington, Seattle; 2008. Updated December 21, 2017. Accessed August 28, 2023. Available at: www.ncbi.nlm.nih.gov/books/NBK2692/ 5. Milliner DS, Harris PC, Lieske JC. Primary hyperoxaluria type 3. In: Adam MP, Mirzaa GM, Pagon RA, et al, eds. GeneReviews [Internet]. University of Washington, Seattle; 2015. Updated February 9, 2023. Accessed August 28, 2023. Available at: www.ncbi.nlm.nih.gov/books/NBK316514/ 6. Fraser AD: Importance of glycolic acid analysis in ethylene glycol poisoning. Clin Chem. 1998;44(8):1769 | Urine samples corresponding to 0.25 mg of creatinine (not to exceed 1 mL of urine) are oximated to stabilize one of the target analytes, 4-hydroxy-2-oxoglutaric. The urine is then acidified and extracted. After evaporation, the dry residue is silylated and analyzed by capillary gas chromatography mass spectrometry.(Unpublished Mayo method) | 3 to 9 days | 2 months | This test was developed and its performance characteristics determined by Mayo Clinic in a manner consistent with CLIA requirements. It has not been cleared or approved by the US Food and Drug Administration. | 82542 | Hyperoxaluria Panel, U | 53710-0 | 38049 | 4-hydroxy-2-oxoglutarate | 13678-8
FAVI | Hypersensitivity Pneumonitis Avian Panel |  | Immunodiffusion | No | Avian Panel | Serum | Collection Container/Tube: Red Top or SST Submission Container/Tube:Plastic vial Specimen Volume: 3 mL Collection Instructions: 1. Draw blood in a Red-top tube(s). Serum-gel tube(s) is also acceptable. 2. Centrifuge and send 3 mL of serum refrigerated. | 1 mL | A hypersensitivity pneumonitis (HP) due to the inhalation and sensitization to avian antigens.Immunodiffusion is used to evaluate the presence of precipitating antibodies in the sera of patients with HP due to the sensitization to various species of birds. | This panel includes the following antigens: Pigeon Sera Pigeon DE Cockatiel Parakeet Parrot Results are reported as: Negative Weakly Positive Positive Strong Positive This result must be correlated with patient's clinical response and should not solely be considered in the diagnosis. |  |  |  |  | 18-20 days |  |  | 86331x5 | Avian Panel | Not Provided | Z0288 | Pigeon Sera | Not Provided
FHSPP | Hypersensitivity Pneumonitis Panel |  | Immunoassay FEIA | No | Hypersensitivity Pneumonitis Panel | Serum | Container/Tube: Preferred:Red top Acceptable:Serum gel Collection Instructions:Draw blood in a plain, red-top tube(s), serum gel tube(s) is acceptable. Spin down and send 0.6 mL of serum refrigerated in a plastic vial. | 0.5 mL |  | Alternaria tenuis/alternata IgG,<12.0 mcg/mL, Aspergillus fumigatus IgG,<46.0 mcg/mL, Aureobasidium pullulans IgG,<18.0 mcg/mL, Laceyella sacchari IgG,<25.0 mcg/mL, Micropolyspora faeni IgG,<5.0 mcg/mL, Penicillium Chrysogenum/notatum IgG,<22.0 mcg/mL, Phoma betae IgG,<8.0 mcg/mL, Trchoderma viride IgG,<10.0 mcg/mL, | mcg/mL of IgG Lower Limit of Quantitation 2.0 Upper Limit of Quantitation 200 |  |  |  | 2 to 7 days |  | This test was developed and its performance characteristics determined by Eurofins Viracor. It has not been cleared or approved the the U.S. Food and Drug Administration. | 86001 x 8 | Hypersensitivity Pneumonitis Panel | Not Provided | Z6124 | Laceyella sacchari IgG | Not Provided
HYPTG | Hypertriglyceridemia Gene Panel, Varies | Providing a genetic evaluation for patients with a personal or family history suggestive of hereditary forms of primary hypertriglyceridemia and related conditions. | Sequence Capture and Targeted Next-Generation Sequencing followed by Polymerase Chain Reaction (PCR) and Sanger Sequencing | Yes | Hypertriglyceridemia Gene Panel | Varies | Patient Preparation: A previous bone marrow transplant from an allogenic donor will interfere with testing. Call 800-533-1710 for instructions for testing patients who have received a bone marrow transplant. Specimen Type: Whole blood Container/Tube: Preferred: Lavender top (EDTA) or yellow top (ACD) Acceptable: Any anticoagulant Specimen Volume: 3 mL Collection Instructions: 1. Invert several times to mix blood. 2. Send whole blood specimen in original tube. Do not aliquot. Specimen Stability Information: Ambient (preferred)/Refrigerated | 1 mL | Hypertriglyceridemia (HTG), or abnormally elevated triglyceride concentration in the blood, is present in approximately 30% of adults in the United States.(1) HTG is frequently associated with other abnormalities such as abdominal obesity, insulin resistance, low high-density lipoprotein (HDL), and hypertension, which are linked to coronary artery disease and metabolic syndrome. Severe hypertriglyceridemia is associated with an increased risk of acute pancreatitis. Hypertriglyceridemia can be classified into primary and secondary types. Primary hypertriglyceridemia accounts for less than 5% of cases and is due to rare, monogenic conditions with disease-causing variants resulting in disordered triglyceride metabolism.(2) The majority of hypertriglyceridemia is secondary hypertriglyceridemia, due to a combination of lifestyle factors such as high fat diet, obesity, diabetes, hypothyroidism, or certain medications, in addition to various common, low impact genetic variants that cumulatively have an impact on triglyceride metabolism. This test includes analysis of several genes associated with monogenic forms of primary hypertriglyceridemia and related conditions. Autosomal recessive conditions tested for by this panel include combined lipase deficiency (LMF1), hepatic lipase deficiency (LIPC), lysosomal acid lipase deficiency (also known as Wolman disease) and cholesteryl ester storage disease (LIPA), lecithin:cholesterol acyltransferase deficiency (also known as Norum disease or fish-eye disease) (LCAT), hyperlipoproteinemia type 1b (APOC2), transient infantile hypertriglyceridemia (GPD1), hyperlipoproteinemia type ID (GPIHBP1), and lipoprotein lipase deficiency (LPL). Autosomal dominant conditions tested for by this panel include familial hypertriglyceridemia and late onset hyperchylomicronemia (APOA5), hypertriglyceridemia 2 (CREB3L3), and familial combined hyperlipidemia (LPL). In addition, this test reports homozygous status for theAPOEE2 allele, a risk allele for type III hyperlipoproteinemia. | An interpretive report will be provided. | All detected variants are evaluated according to American College of Medical Genetics and Genomics recommendations.(3) Variants are classified based on known, predicted, or possible pathogenicity and reported with interpretive comments detailing their potential or known significance. | Clinical Correlations: Test results should be interpreted in the context of clinical findings, family history, and other laboratory data. Misinterpretation of results may occur if the information provided is inaccurate or incomplete. If testing was performed because of a clinically significant family history, it is often useful to first test an affected family member. Detection of a reportable variant in an affected family member would allow for more informative testing of at-risk individuals. To discuss the availability of additional testing options or for assistance in the interpretation of these results, contact the Mayo Clinic Laboratories genetic counselors at 800-533-1710. Technical Limitations: Next-generation sequencing may not detect all types of genomic variants. In rare cases, false-negative or false-positive results may occur. The depth of coverage may be variable for some target regions; assay performance below the minimum acceptable criteria or for failed regions will be noted. Given these limitations, negative results do not rule out the diagnosis of a genetic disorder. If a specific clinical disorder is suspected, evaluation by alternative methods can be considered. There may be regions of genes that cannot be effectively evaluated by sequencing or deletion and duplication analysis as a result of technical limitations of the assay, including regions of homology, high guanine-cytosine (GC) content, and repetitive sequences. Confirmation of select reportable variants will be performed by alternate methodologies based on internal laboratory criteria. This test is validated to detect 95% of deletions up to 75 base pairs (bp) and insertions up to 47 bp. Deletions-insertions (delins) of 40 or more bp, including mobile element insertions, may be less reliably detected than smaller delins. Deletion/Duplication Analysis: This analysis targets single and multi-exon deletions/duplications; however, in some instances single exon resolution cannot be achieved due to isolated reduction in sequence coverage or inherent genomic complexity. Balanced structural rearrangements (such as translocations and inversions) may not be detected. This test is not designed to detect low levels of mosaicism or to differentiate between somatic and germline variants. If there is a possibility that any detected variant is somatic, additional testing may be necessary to clarify the significance of results. Genes may be added or removed based on updated clinical relevance. For the most up to date list of genes included in this test and detailed information regarding gene specific performance and technical limitations, see Method Description or contact a laboratory genetic counselor. If the patient has had an allogeneic hematopoietic stem cell transplant or a recent blood transfusion, results may be inaccurate due to the presence of donor DNA. Call Mayo Clinic Laboratories for instructions for testing patients who have received a bone marrow transplant. Reclassification of Variants: At this time, it is not standard practice for the laboratory to systematically review previously classified variants on a regular basis. The laboratory encourages healthcare providers to contact the laboratory at any time to learn how the classification of a particular variant may have changed over time. Variant Evaluation: Evaluation and categorization of variants are performed using published American College of Medical Genetics and Genomics and the Association for Molecular Pathology recommendations as a guideline.(3) Other gene-specific guidelines may also be considered. Variants are classified based on known, predicted, or possible pathogenicity and reported with interpretive comments detailing their potential or known significance. Variants classified as benign or likely benign are not reported. Multiple in silico evaluation tools may be used to assist in the interpretation of these results. The accuracy of predictions made by in silico evaluation tools is highly dependent upon the data available for a given gene, and periodic updates to these tools may cause predictions to change over time. Results from in silico evaluation tools should be interpreted with caution and professional clinical judgment. Rarely, incidental or secondary findings may implicate another predisposition or presence of active disease. Incidental findings may include, but are not limited to, results related to the sex chromosomes. These findings will be carefully reviewed to determine whether they will be reported. | 1. Pejic RN and Lee DT. Hypertriglyceridemia. J Am Board Fam Med. 2006;19(3):310-316 2. Yuan G, Al-Shali KZ, Hegele RA. Hypertriglyceridemia: its etiology, effects and treatment. CMAJ. 2007;176(8): 1113-1120 3. Richards S, Aziz N, Bale S, et al. Standards and guidelines for the interpretation of sequence variants: a joint consensus recommendation of the American College of Medical Genetics and Genomics and the Association for Molecular Pathology. Genet Med. 2015;17(5):405-424 | Next-generation sequencing (NGS) and/or Sanger sequencing are performed to test for the presence of variants in coding regions and intron/exon boundaries of the genes analyzed, as well as some other regions that have known disease-causing variants. The human genome reference GRCh37/hg19 build was used for sequence read alignment. At least 99% of the bases are covered at a read depth over 30X. Sensitivity is estimated at above 99% for single nucleotide variants, above 94% for deletions-insertions (delins) less than 40 base pairs (bp), above 95% for deletions up to 75 bp and insertions up to 47 bp. NGS and/or a polymerase chain reaction-based quantitative method is performed to test for the presence of deletions and duplications in the genes analyzed. There may be regions of genes that cannot be effectively evaluated by sequencing or deletion and duplication analysis as a result of technical limitations of the assay, including regions of homology, high guanine-cytosine (GC) content, and repetitive sequences. SeeTargeted Genes and Methodology Details for Hypertriglyceridemia Gene Panelfor details regarding the targeted genes analyzed for each test and specific gene regions not routinely covered.(Unpublished Mayo method) Confirmation of select reportable variants may be performed by alternate methodologies based on internal laboratory criteria. Genes analyzed:APOA5, APOC2, APOE, CREB3L3, GPD1, GPIHBP1, LCAT, LIPA, LIPC, LMF1, LPL, andLRP6 | 28 to 42 days | Whole blood: 2 weeks (if available); Extracted DNA: 3 months | This test was developed and its performance characteristics determined by Mayo Clinic in a manner consistent with CLIA requirements. It has not been cleared or approved by the US Food and Drug Administration. | 81479 | Hypertriglyceridemia Gene Panel | 51966-0 | 617336 | Released By | 18771-6
HCMGG | Hypertrophic Cardiomyopathy Gene Panel, Varies | Providing a genetic evaluation for patients with a personal or family history suggestive of a hereditary form of hypertrophic cardiomyopathy Establishing a diagnosis of a hereditary form of hypertrophic cardiomyopathy | Sequence Capture and Targeted Next-Generation Sequencing followed by Polymerase Chain Reaction (PCR) and Sanger Sequencing | Yes | Hypertrophic Cardiomyopathy Panel | Varies | Patient Preparation:A previous bone marrow transplant from an allogenic donor will interfere with testing. Call 800-533-1710 for instructions for testing patients who have received a bone marrow transplant. Specimen Type:Whole blood Container/Tube: Preferred:Lavender top (EDTA) or yellow top (ACD) Acceptable:Any anticoagulant Specimen Volume:3 mL Collection Instructions: 1. Invert several times to mix blood. 2. Send whole blood specimen in original tube.Do not aliquot. Specimen Stability Information:Ambient (preferred)/Refrigerated | 1 mL | Cardiomyopathies are a group of disorders characterized by disease of the heart muscle. Cardiomyopathy can be caused by either inherited, genetic factors or nongenetic (acquired) causes, such as infection or trauma.(1) When the presence or severity of the cardiomyopathy observed in a patient cannot be explained by acquired causes, genetic testing for the inherited forms of cardiomyopathy may be considered. The hereditary form of hypertrophic cardiomyopathy (HCM) is characterized by left ventricular hypertrophy in the absence of other cardiac or systemic causes that may cause hypertrophy of the heart muscle, such as longstanding, uncontrolled hypertension or aortic stenosis. The incidence of HCM in the general population is approximately 1:200 to1:500, and it is estimated that 30% to 60% of cases can be attributed to a genetic etiology.(1) Hereditary forms of HCM are most often caused by genes encoding proteins of the cardiac sarcomere, the functional contractile unit of the heart muscle. The clinical presentation of HCM can be variable, even within the same family. HCM can be apparently asymptomatic in some individuals but can cause sudden, life-threatening arrhythmias, increasing the risk of sudden cardiac death. Additionally, HCM may also be a feature of an underlying systemic condition such as Noonan syndrome, a mitochondrial disorder, or a metabolic storage disorder.(2) Hereditary forms of HCM can follow autosomal dominant, autosomal recessive, and X-linked patterns of inheritance. Mitochondrial inheritance is also possible, however, genes associated with mitochondrial inheritance of HCM are not assessed on this panel. | An interpretive report will be provided. | All detected variants are evaluated according to American College of Medical Genetics and Genomics recommendations.(3) Variants are classified based on known, predicted, or possible pathogenicity and reported with interpretive comments detailing their potential or known significance. | Clinical Correlations:Test results should be interpreted in the context of clinical findings, family history, and other laboratory data. Misinterpretation of results may occur if the information provided is inaccurate or incomplete. If testing was performed because of a clinically significant family history, it is often useful to first test an affected family member. Detection of a reportable variant in an affected family member would allow for more informative testing of at-risk individuals. To discuss the availability of additional testing options, or for assistance in the interpretation of these results, contact the Mayo Clinic Laboratories genetic counselors at 800-533-1710. Technical Limitations:Next-generation sequencing may not detect all types of genomic variants. In rare cases, false-negative or false-positive results may occur. The depth of coverage may be variable for some target regions; assay performance below the minimum acceptable criteria or for failed regions will be noted. Given these limitations, negative results do not rule out the diagnosis of a genetic disorder. If a specific clinical disorder is suspected, evaluation by alternative methods can be considered. There may be regions of genes that cannot be effectively evaluated by sequencing or deletion and duplication analysis as a result of technical limitations of the assay, including regions of homology, high guanine-cytosine (GC) content, and repetitive sequences. Confirmation of select reportable variants will be performed by alternate methodologies based on internal laboratory criteria. This test is validated to detect 95% of deletions up to 75 base pairs (bp) and insertions up to 47 bp. Deletions-insertions (delins) of 40 or more bp, including mobile element insertions, may be less reliably detected than smaller delins. Deletion/Duplication Analysis: This analysis targets single and multi-exon deletions/duplications; however, in some instances single exon resolution cannot be achieved due to isolated reduction in sequence coverage or inherent genomic complexity. Balanced structural rearrangements (such as translocations and inversions) may not be detected. This test is not designed to detect low levels of mosaicism or to differentiate between somatic and germline variants. If there is a possibility that any detected variant is somatic, additional testing may be necessary to clarify the significance of results. Genes may be added or removed based on updated clinical relevance.Refer to theTargeted Genes and Methodology Details for Hypertrophic Cardiomyopathy Gene Panelfor the most up to date list of genes included in this test.For detailed information regarding gene specific performance and technical limitations, see Method Description or contact a laboratory genetic counselor. If the patient has had an allogeneic hematopoietic stem cell transplant or a recent blood transfusion, results may be inaccurate due to the presence of donor DNA. Call Mayo Clinic Laboratories for instructions for testing patients who have received a bone marrow transplant. Reclassification of Variants:At this time, it is not standard practice for the laboratory to systematically review previously classified variants on a regular basis. The laboratory encourages healthcare providers to contact the laboratory at any time to learn how the classification of a particular variant may have changed over time. Variant Evaluation:Evaluation and categorization of variants are performed using published American College of Medical Genetics and Genomics and the Association for Molecular Pathology recommendations as a guideline.(3) Other gene-specific guidelines may also be considered. Variants are classified based on known, predicted, or possible pathogenicity and reported with interpretive comments detailing their potential or known significance. Variants classified as benign or likely benign are not reported. Multiple in silico evaluation tools may be used to assist in the interpretation of these results. The accuracy of predictions made by in silico evaluation tools is highly dependent upon the data available for a given gene, and periodic updates to these tools may cause predictions to change over time. Results from in silico evaluation tools should be interpreted with caution and professional clinical judgment. Rarely, incidental or secondary findings may implicate another predisposition or presence of active disease. Incidental findings may include, but are not limited to, results related to the sex chromosomes. These findings will be carefully reviewed to determine whether they will be reported. | 1. Ommen SR, Mital S, Burke MA, et al: 2020 AHA/ACC guideline for the diagnosis and treatment of patients with hypertrophic cardiomyopathy: Executive Summary: a report of the American College of Cardiology/American Heart Association Joint Committee on clinical practice guidelines. Circulation. 2020;142(25):e533-e557. doi: 10.1161/CIR.0000000000000938 2. Authors/Task Force members, Elliott PM, Anastasakis A, et al: 2014 ESC Guidelines on diagnosis and management of hypertrophic cardiomyopathy: the Task Force for the Diagnosis and Management of Hypertrophic Cardiomyopathy of the European Society of Cardiology (ESC). Eur Heart J. 2014 Oct;35(39):2733-2779. doi: 10.1093/eurheartj/ehu284 3. Richards S, Aziz N, Bale S, et al: Standards and guidelines for the interpretation of sequence variants: a joint consensus recommendation of the American College of Medical Genetics and Genomics and the Association for Molecular Pathology. Genet Med. 2015 May;17(5):405-424. doi: 10.1038/gim.2015.30 | Next-generation sequencing (NGS) and Sanger sequencing are performed to test for the presence of variants in coding regions and intron/exon boundaries of the genes analyzed, as well as some other regions that have known disease-causing variants. The human genome reference GRCh37/hg19 build was used for sequence read alignment. At least 99% of the bases are covered at a read depth over 30X. Sensitivity is estimated at above 99% for single nucleotide variants, above 94% for deletion-insertions (delins) less than 40 base pairs (bp), above 95% for deletions up to 75 bp and insertions up to 47 bp. NGS and/or a polymerase chain reaction-based quantitative method is performed to test for the presence of deletions and duplications in the genes analyzed. There may be regions of genes that cannot be effectively evaluated by sequencing or deletion and duplication analysis as a result of technical limitations of the assay, including regions of homology, high guanine-cytosine (GC) content, and repetitive sequences. SeeTargeted Genes and Methodology Details for Hypertrophic Cardiomyopathy Gene Panelfor details regarding the targeted genes analyzed for each test and specific gene regions not routinely covered.(Unpublished Mayo method) Confirmation of select reportable variants may be performed by alternate methodologies based on internal laboratory criteria. Genes analyzed:ACAD9, ACADVL, ACTC1, ACTN2, AGL, ALPK3, BRAF, CPT2, CSRP3, ELAC2, FHL1, FLNC, GAA, GLA, HRAS, JPH2, KRAS, LAMP2, LZTR1, MAP2K1, MAP2K2, MRAS, MTO1, MYBPC3, MYH7, MYL2, MYL3, NEXN, NRAS, PLN, PPA2, PRKAG2, PTPN11, RAF1, RIT1, SHOC2, SLC22A5, SOS1, SOS2, TCAP, TMEM70, TNNC1, TNNI3, TNNT2, TPM1, TRIM63, TTR,andVCL | 14 to 28 days | Whole blood: 2 weeks (if available); Extracted DNA: 3 months | This test was developed and its performance characteristics determined by Mayo Clinic in a manner consistent with CLIA requirements. It has not been cleared or approved by the US Food and Drug Administration. | 81439 | Hypertrophic Cardiomyopathy Panel | 81860-9 | 617294 | Released By | 18771-6
HYPBG | Hypobetalipoproteinemia Gene Panel, Varies | Providing a genetic evaluation for patients with a personal or family history suggestive of familial hypobetalipoproteinemia | Sequence Capture and Targeted Next-Generation Sequencing followed by Polymerase Chain Reaction (PCR) and Sanger Sequencing | Yes | Hypobetalipoproteinemia Gene Panel | Varies | Patient Preparation:A previous bone marrow transplant from an allogenic donor will interfere with testing. Call 800-533-1710 for instructions for testing patients who have received a bone marrow transplant. Specimen Type:Whole blood Container/Tube: Preferred:Lavender top (EDTA) or yellow top (ACD) Acceptable:Any anticoagulant Specimen Volume:3 mL Collection Instructions: 1. Invert several times to mix blood 2. Send whole blood specimen in original tube.Do not aliquot. Specimen Stability Information:Ambient (preferred)/Refrigerated | 1 mL | Monogenic causes of hypobetalipoproteinemia include familial hypobetalipoproteinemia (FHBL), abetalipoproteinemia (ABL), chylomicron retention disease (CMRD), loss of function variants inPCSK9, and familial combined hypolipidemia (FCH). FHBL is the most common form of hypobetalipoproteinemia and is characterized by apolipoprotein B (ApoB) levels below the 5th percentile andlow-density lipoprotein cholesterol (LDL-C) concentrations in the range of 20 mg/dL to 50 mg/dL. FHBL displays codominant inheritance, whereby heterozygous individuals may be asymptomatic or have mild disease, and (rare) compound heterozygous and homozygous individuals develop more severe, early-onset disease. In cases of mild to moderate FHBL with little or no liver involvement, prognosis is good and, in fact, may be associated with increased longevity. In severe disease, symptoms include fatty liver, which may progress to cirrhosis over time, symptoms of fat malabsorption, failure to thrive, and neurological and ocular dysfunction. FHBL is most commonly due to disease-causing truncating variants in theAPOBgene resulting in reduced or nonfunctional protein. ABL is a rare (<1:1,000,000) condition characterized by triglyceride concentrations of less than 30 mg/dL, cholesterol concentrations of less than 30 mg/dL, and undetectable LDL and ApoB levels. Clinical presentation is similar to that described above for compound heterozygous and homozygous FHBL. ABL displays autosomal recessive inheritance and is caused by compound heterozygous or homozygous disease-causing variants in theMTTPgene. CMRD is a rare lipid malabsorption syndrome that typically presents in young infants with diarrhea, steatorrhea, abdominal distention, and failure to thrive. Laboratory findings include LDL-C and high-density lipoprotein cholesterol-C reduction of approximately 50% with normal triglyceride concentrations. CMRD displays autosomal recessive inheritance and is caused by compound heterozygous or homozygous disease-causing variants in theSAR1Bgene. Heterozygous loss-of-function variants in thePCSK9gene are associated with mild to moderate reduction in LDL-C and normal health with significantly lower prevalence of atherosclerotic heart disease. Rare individuals with biallelic loss-of-function variants inPCSK9have been reported with extremely low levels of LDL-C (approximately 15 mg/dL), normal health and reproductive capacity, and no evidence of neurologic or cognitive dysfunction. Notably, heterozygous gain-of-function variants inPCSK9are associated with familial hypercholesterolemia. Finally, FCH is a very rare condition of panhypolipidemia associated with normal health and significantly lower prevalence of atherosclerotic heart disease. This condition is caused by loss-of-function variants in theANGPTL3gene. Similar to FHBL andPCSK9, FCH displays codominant inheritance, with heterozygotes having normal HDL-C and LDL-C concentrations that are below the 25th percentile, while compound heterozygous and homozygous individuals display significant reductions in HDL-C levels as well. | An interpretive report will be provided. | All detected variants are evaluated according to American College of Medical Genetics and Genomics recommendations.(1) Variants are classified based on known, predicted, or possible pathogenicity and reported with interpretive comments detailing their potential or known significance. | Clinical Correlations: Test results should be interpreted in the context of clinical findings, family history, and other laboratory data. Misinterpretation of results may occur if the information provided is inaccurate or incomplete. If testing was performed because of a clinically significant family history, it is often useful to first test an affected family member. Detection of a reportable variant in an affected family member would allow for more informative testing of at-risk individuals. To discuss the availability of additional testing options or for assistance in the interpretation of these results, contact the Mayo Clinic Laboratories genetic counselors at 800-533-1710. Technical Limitations: Next-generation sequencing may not detect all types of genomic variants. In rare cases, false-negative or false-positive results may occur. The depth of coverage may be variable for some target regions; assay performance below the minimum acceptable criteria or for failed regions will be noted. Given these limitations, negative results do not rule out the diagnosis of a genetic disorder. If a specific clinical disorder is suspected, evaluation by alternative methods can be considered. There may be regions of genes that cannot be effectively evaluated by sequencing or deletion and duplication analysis as a result of technical limitations of the assay, including regions of homology, high guanine-cytosine (GC) content, and repetitive sequences. Confirmation of select reportable variants will be performed by alternate methodologies based on internal laboratory criteria. This test is validated to detect 95% of deletions up to 75 base pairs (bp) and insertions up to 47 bp. Deletions-insertions (delins) of 40 or more bp, including mobile element insertions, may be less reliably detected than smaller delins. Deletion/Duplication Analysis: This analysis targets single and multi-exon deletions/duplications; however, in some instances, single exon resolution cannot be achieved due to isolated reduction in sequence coverage or inherent genomic complexity. Balanced structural rearrangements (such as translocations and inversions) may not be detected. This test is not designed to detect low levels of mosaicism or to differentiate between somatic and germline variants. If there is a possibility that any detected variant is somatic, additional testing may be necessary to clarify the significance of results. Genes may be added or removed based on updated clinical relevance.Refer to theTargeted Genes and Methodology Details for Hypobetalipoproteinemia Gene Panelfor the most up to date list of genes included in this test.For detailed information regarding gene specific performance and technical limitations, see Method Description or contact a laboratory genetic counselor. If the patient has had an allogeneic hematopoietic stem cell transplant or a recent blood transfusion, results may be inaccurate due to the presence of donor DNA. Call Mayo Clinic Laboratories for instructions for testing patients who have received a bone marrow transplant. Reclassification of Variants: Currently, it is not standard practice for the laboratory to systematically review previously classified variants on a regular basis. The laboratory encourages healthcare providers to contact the laboratory at any time to learn how the classification of a particular variant may have changed over time. Variant Evaluation: Evaluation and categorization of variants are performed using published American College of Medical Genetics and Genomics and the Association for Molecular Pathology recommendations as a guideline.(1) Other gene-specific guidelines may also be considered. Variants are classified based on known, predicted, or possible pathogenicity and reported with interpretive comments detailing their potential or known significance. Variants classified as benign or likely benign are not reported. Multiple in silico evaluation tools may be used to assist in the interpretation of these results. The accuracy of predictions made by in silico evaluation tools is highly dependent upon the data available for a given gene, and periodic updates to these tools may cause predictions to change over time. Results from in silico evaluation tools should be interpreted with caution and professional clinical judgment. Rarely, incidental or secondary findings may implicate another predisposition or presence of active disease. Incidental findings may include, but are not limited to, results related to the sex chromosomes. These findings will be carefully reviewed to determine whether they will be reported. | 1. Richards S, Aziz N, Bale S, et al: Standards and guidelines for the interpretation of sequence variants: a joint consensus recommendation of the American College of Medical Genetics and Genomics and the Association for Molecular Pathology. Genet Med. 2015 May;17(5):405-424 2. Shapiro MD and Feingold KR: Monogenic disorders causing hypobetalipoproteinemia. In: Feingold KR, Anawalt B, Boyce A, et al, eds. Endotext [Internet]. MDTest.com, Inc; 2000. Updated October 4. 2021. Accessed February 9, 2022. Available at www.ncbi.nlm.nih.gov/books/NBK326744/ | Next-generation sequencing (NGS) and/or Sanger sequencing is performed to test for the presence of variants in coding regions and intron/exon boundaries of the genes analyzed, as well as some other regions that have known disease-causing variants. The human genome reference GRCh37/hg19 build was used for sequence read alignment. At least 99% of the bases are covered at a read depth over 30X. Sensitivity is estimated at above 99% for single nucleotide variants, above 94% for deletions-insertions (delins) less than 40 base pairs (bp), above 95% for deletions up to 75 bp and insertions up to 47 bp. NGS and/or a polymerase chain reaction-based quantitative method is performed to test for the presence of deletions and duplications in the genes analyzed. There may be regions of genes that cannot be effectively evaluated by sequencing or deletion and duplication analysis as a result of technical limitations of the assay, including regions of homology, high guanine-cytosine (GC) content, and repetitive sequences. SeeTargeted Genes and Methodology Details for Hypobetalipoproteinemia Gene Panelfor details regarding the targeted genes analyzed for each test and specific gene regions not routinely covered.(Unpublished Mayo method) Confirmation of select reportable variants may be performed by alternate methodologies based on internal laboratory criteria. Genes analyzed:ANGPTL3, APOB, MTTP, PCSK9, SAR1B | 28 to 42 days | Whole blood: 2 weeks (if available); Extracted DNA: 3 months | This test was developed and its performance characteristics determined by Mayo Clinic in a manner consistent with CLIA requirements. It has not been cleared or approved by the US Food and Drug Administration. | 814068140781479 | Hypobetalipoproteinemia Gene Panel | 51966-0 | 617322 | Released By | 18771-6
HYPOG | Hypoglycemic Agent Screen, Serum | Evaluation of suspected insulinoma characterized by hypoglycemia and increased serum insulin concentration Detecting drugs that stimulate insulin secretion Drugs detected by this procedure are: -The first-generation sulfonylureas: chlorpropamide (Diabinese), tolazamide, and tolbutamide (Orinase) -The second-generation sulfonylureas: glimepiride (Amaryl), glipizide (Glucotrol), and glyburide (Glibenclamide) -The meglitinides: repaglinide (Prandin) and nateglinide (Starlix) -The thiazolidinediones: pioglitazone (Actos) and rosiglitazone (Avandia) This test isnot intended fortherapeutic drug monitoring but could be used to monitor compliance. | Liquid Chromatography Tandem Mass Spectrometry (LC-MS/MS) | Yes | Hypoglycemic Agent Screen, S | Serum Red | Patient Preparation:Specimen must be collected during an episode of hypoglycemia. Supplies:Sarstedt Aliquot Tube, 5 mL (T914) Collection Container/Tube:Red top (serum gel/SST arenotacceptable) Submission Container/Tube:Plastic vial Specimen Volume:1.5 mL Collection Instructions:Centrifuge and aliquot serum into a plastic vial. | 0.5 mL | The metabolic and hormonal profiles of insulinoma and sulfonylurea-induced hypoglycemia are identical. Therefore, in the evaluation of the hypoglycemic patient, the possible use of oral hypoglycemic agents as the cause for low blood glucose and elevated serum insulin must be considered. Absence of hypoglycemic drugs in serum during an episode of low blood glucose should be demonstrated before considering pancreatic exploration for suspected insulinoma. | Negative Screening cutoff concentrations Chlorpropamide: 100 ng/mL Glimepiride: 20 ng/mL Glipizide: 5 ng/mL Glyburide: 5 ng/mL Nateglinide: 5 ng/mL Pioglitazone: 20 ng/mL Repaglinide: 5 ng/mL Rosiglitazone: 20 ng/mL Tolazamide: 50 ng/mL Tolbutamide: 20 ng/mL Note:If a drug is detected at a concentration greater than the cutoff, the report will indicate that specific drug ispositive. The test cutoff listed for each drug is lower than the concentration that will cause increased insulin and decreased glucose. | Use of hypoglycemic agents outside of the context of treatment of type 2 diabetes is likely to cause hypoglycemia associated with elevated serum insulin. Patients presenting with hypoglycemia due to ingestion of a first-, second-, or third-generation hypoglycemic agents will have drug present in serum greater than the minimum effective concentration (see Reference Values). Presence of drug indicates that the patient has recently ingested a hypoglycemic agent. | Proper interpretation requires that the specimen be collected during or close to the time of a hypoglycemic episode. Drugs will not be detected (and are not likely to be present) if blood is drawn when blood glucose is normal in nondiabetic patients. All drugs that stimulate insulin secretion undergo extensive metabolism before excretion. The parent drug is therefore not present in urine. Blood serum is the specimen of choice for detecting use of the hypoglycemic drugs; urine or plasma is not an acceptable specimen. This screen does not include the first-generation sulfonylurea acetohexamide. Other drugs that do not induce hypoglycemia, thiazolidinediones such as troglitazone and lobeglitazone, and are designed to make tissues more sensitive to insulin are not included in this screen test. Drugs that lower blood glucose through mechanisms not related to stimulation of insulin secretion, such as acarbose, metformin, and miglitol, are not included in this screen test. | 1. Ben-Ami H, Nagachandran P, Mendelson A, Edoute Y. Drug-induced hypoglycemic coma in 102 diabetic patients. Arch Intern Med. 1999;159(3):281-284 2. Milone MC, Shaw LM. Therapeutic drugs and their management. In: Rifai N, Chiu RWK, Young I, Burnham CAD, Wittwer CT, eds. Tietz Textbook of Laboratory Medicine. 7th ed. Elsevier; 2023:420-453 | Serum specimens are subjected to organic extraction. The extract is analyzed by liquid chromatography tandem mass spectrometry.(Unpublished Mayo method) | 2 to 6 days | 14 days | This test was developed and its performance characteristics determined by Mayo Clinic in a manner consistent with CLIA requirements. It has not been cleared or approved by the US Food and Drug Administration. | 80377G0480-(if appropriate) | Hypoglycemic Agent Screen, S | 68318-5 | 609769 | Rosiglitazone | 100352-4
HIF2A | Hypoxia-Inducible Factor Alpha (EPAS1/HIF2A) Gene, Exons 9 and 12 Sequencing, Whole Blood | AssessingHIF2A/EPAS1in the evaluation of an individual withJAK2-negative erythrocytosis associated with lifelong sustained increased red blood cell (RBC) mass, elevated RBC count, hemoglobin, or hematocrit | Only orderable as part of a profile. For more information see HEMP / Hereditary Erythrocytosis Mutations, Whole Blood. Polymerase Chain Reaction (PCR)/Sanger Sequencing | Yes | HIF2A Gene, Mutation Analysis, B | Whole blood | Only orderable as part of a profile. For more information see HEMP / Hereditary Erythrocytosis Mutations, Whole Blood. Container/Tube:Lavender top (EDTA) Specimen Volume:3 mL Collection Instructions:Send whole blood specimen in original tube.Do not aliquot. | 0.5 mL | Erythrocytosis (ie, increased red blood cell [RBC] mass or polycythemia) may be primary, due to an intrinsic defect of bone marrow stem cells (ie, polycythemia vera: PV), or secondary, in response to increased serum erythropoietin (EPO) levels. Secondary erythrocytosis is associated with a number of disorders including chronic lung disease, chronic increase in carbon monoxide (due to smoking), cyanotic heart disease, high-altitude living, kidney cysts and tumors, hepatoma, and other EPO-secreting tumors. When these common causes of secondary erythrocytosis are excluded, a heritable cause involving hemoglobin or erythrocyte regulatory mechanisms may be suspected. Unlike polycythemia vera, hereditary erythrocytosis is not associated with the risk of clonal evolution and should present with isolated erythrocytosis that has been present since birth. A small subset of cases are associated with pheochromocytoma or paraganglioma formation. Hereditary erythrocytosis is caused by variants in several genes and may be inherited in either an autosomal dominant or autosomal recessive manner. A family history of erythrocytosis would be expected in these cases, although it is possible for new alterations to arise in an individual. The genes coding for hemoglobin, beta globin and alpha globin (high-oxygen-affinity hemoglobin variants), hemoglobin-stabilization proteins (2,3 bisphosphoglycerate mutase:BPGM), and the erythropoietin receptor,EPOR, and oxygen-sensing pathway enzymes (hypoxia-inducible factor:HIF2A/EPAS1, prolyl hydroxylase domain:PHD2/EGLN1, and von Hippel Lindau:VHL) can result in hereditary erythrocytosis (see Table). The true prevalence of hereditary erythrocytosis-causing variants is unknown. The hemoglobin genes,HBA1/HBA2andHBBare not assayed in this profile. Table.Genes Associated with Hereditary Erythrocytosis Gene Inheritance Serum EPO JAK2V617F Acquired Decreased JAK2exon 12 Acquired Decreased EPOR Dominant Decreased PHD2/EGLN1 Dominant Normal level BPGM Recessive Normal level Beta Globin Dominant Normal level to increased Alpha Globin Dominant Normal level to increased HIF2A/EPAS1 Dominant Normal level to increased VHL Recessive Normal level to increased The oxygen-sensing pathway functions through an enzyme, hypoxia-inducible factor (HIF), which regulates RBC mass. A heterodimer protein comprised of alpha and beta subunits, HIF functions as a marker of depleted oxygen concentration. When present, oxygen becomes a substrate mediating HIF-alpha subunit degradation. In the absence of oxygen, degradation does not take place and the alpha protein component is available to dimerize with a HIF-beta subunit. The heterodimer then induces transcription of many hypoxia response genes includingEPO, VEGF, and GLUT1. HIF-alpha is regulated by von Hippel-Lindau (VHL) protein-mediated ubiquitination and proteosomal degradation, which requires prolyl hydroxylation of HIF proline residues. The HIF-alpha subunit is encoded by theHIF2A (EPAS1)gene. Enzymes important in the hydroxylation of HIF-alpha are the prolyl hydroxylase domain proteins, of which the most significant isoform is PHD2, which is encoded by thePHD2(EGLN1) gene. Genetic alterations resulting in altered HIF-alpha, PHD2, and VHL proteins can lead to clinical erythrocytosis. A small subset of variants inPHD2/EGLN1andHIF2A/EPAS1have also been detected in erythrocytic patients presenting with paragangliomas or pheochromocytomas. Truncating variants in theEPORgene coding for the erythropoietin receptor can result in erythrocytosis through loss of the negative regulatory cytoplasmic SHP-1 binding domain leading to EPO hypersensitivity. All currently known variants have been localized to exon 8 and are heterozygous truncating variants.EPORvariants are associated with decreased to normal EPO levels (see Table). | Only orderable as part of a profile. For more information see HEMP / Hereditary Erythrocytosis Mutations, Whole Blood. An interpretive report will be provided. | An interpretive report will be provided as a part of HEMP / Hereditary Erythrocytosis Mutations, Whole Blood and will include specimen information, assay information, and whether the specimen was positive for any variants in the gene. If positive, the variant will be correlated with clinical significance, if known. | Polycythemia vera and acquired causes of erythrocytosis should be excluded before ordering this evaluation. This test will not detect somatic or gonadal mosaicism. Certain sequence alterations have no clinical manifestations and, in essence, are clinically benign. Correlation with all relevant clinical information is necessary to provide appropriate patient care. | 1. Patnaik MM, Tefferi A: The complete evaluation of erythrocytosis: congenital and acquired. Leukemia. 2009 May;23(5):834-844. doi: 10.1038/leu.2009.54 2. McMullin MF: The classification and diagnosis of erythrocytosis. Int J Lab Hematol. 2008 Dec;30(6):447-459 3. Percy MJ, Lee FS: Familial erythrocytosis: molecular links to red blood cell control. Haematologica. 2008 Jul;93(7):963-967. doi: 10.3324/haematol.13250 4. Huang LJ, Shen YM, Bulut GB: Advances in understanding the pathogenesis of primary familial and congenital polycythaemia. Br J Haematol. 2010 Mar;148(6):844-852 5. Maran J, Prchal J: Polycythemia and oxygen sensing. Pathologie Biologie. 2004 Jun;52(5):280-284 6. Lee F: Genetic causes of erythrocytosis and the oxygen-sensing pathway. Blood Rev. 2008 Nov;22(6):321-332 7. Merchant SH, Oliveira JL, Hoyer JD, Viswanatha DS: Erythrocytosis. In: His ED, ed. Hematopathology. 2nd ed. Elsevier Saunders; 2012:22-723 8. Zhuang Z, Yang C, Lorenzo F, et al: Somatic HIF2A gain-of-function mutations in paraganglioma with polycythemia. N Engl J Med. 2012 Sep 6;367(10):922-930 9. Ladroue C, Carcenac R, Leporrier M, et al: PHD2 mutation and congenital erythrocytosis with paraganglioma. N Engl J Med. 2008 Dec 18;359(25):2685-2692 10. Lorenzo FR, Yang C, Ng Tang Fui M, et al: A novel EPAS1/HIF2A germline mutation in congenital polycythemia with paraganglioma. J Mol Med. 2013 Apr;91(4):507-512 11. Tarade D, Robinson CM, Lee JE, Ohh M: HIF-2alpha-pVHL complex reveals broad genotype-phenotype correlations in HIF-2aalpha-driven disease. Nat Commun. 2018 Aug 22;9(1):3359 12. Oliveira JL: Algorithmic evaluation of hereditary erythrocytosis: Pathways and caveats. Int J Lab Hematol. 2019 May;41 Suppl 1:89-94.doi: 10.1111/ijlh.13019 | DNA is extracted from whole blood and amplified in 7 separate polymerase chain reaction (PCR) reactions to coverEPORexon 8,HIF2Aexons 9 and 12, andPHD2exons 1 through 5. PCR products are then sequenced by the Sanger sequencing method and analyzed with sequencing software. Patient sequence results are compared with the genomic reference sequences and the single nucleotide variants known to occur in the genes. If a variant is detected, the messenger RNA reference sequence will be used to determine the amino acid number and resulting amino acid change, if there is one.(Percy MJ, McMullin MF, Roques AW, et al: Erythrocytosis due to a mutation in the erythropoietin receptor gene. Br J Haematol. 1998 Feb;100(2):407-410; Martini M, Teofili L, Cenci T, et al: A novel heterozygous HIF2a[M535I] mutation reinforces the role of oxygen sensing pathway disturbances in the pathogenesis of familial erythrocytosis. Haematologica. 2008;93[7]:1068-1071; Percy MJ, Zhao Q, Flores A, et al: A family with erythrocytosis establishes a role for prolyl hydroxylase domain protein 2 in oxygen homeostasis. Proc Natl Acad Sci U S A. 2006;103[3]:654-659; Oliveira JL, Coon LM, Frederick LA, et al: Genotype-phenotype correlation of hereditary erythrocytosis mutations, a single center experience. Am J Hematol. 2018 May 23. doi: 10.1002/ajh.25150) | 10 to 25 days | Whole blood: 2 weeks; Extracted DNA: 3 months | This test was developed and its performance characteristics determined by Mayo Clinic in a manner consistent with CLIA requirements. It has not been cleared or approved by the US Food and Drug Administration. | 81479-Unlisted molecular pathology procedure | HIF2A Gene, Mutation Analysis, B | 103953-6 | 34647 | HIF2A Gene Sequencing Result | 82939-0
FIBUP | Ibuprofen (Motrin, Advil, Nuprin), serum |  | High Performance Liquid Chromatography with Ultraviolet Detection; (HPLC-UV) | Yes | Ibuprofen (Motrin, Advil, Nuprin) | Varies | Submit only 1 of the following specimens: Plasma Draw blood in a green-top (sodium heparin) tube(s),plasma gel tube is not acceptable.Spin down and send 1 mL sodium heparin plasma refrigerated in plastic vial. Serum Draw blood in a plain red-top tube(s),serum gel tube is not acceptable.Spin down and send 1 mL of serum refrigerated in plastic vial. | 0.25 mL |  | Reference Range:10.0 - 50.0 ug/mL |  |  |  |  | 3 to 9 days |  |  | 80329 | Ibuprofen (Motrin, Advil, Nuprin) | 3687-1 | Z3317 | Ibuprofen | 3687-1
ICOSI | ICOS (CD278), Immunostain, Technical Component Only | Classification of T-cell lymphomas | Immunohistochemistry (IHC) | Yes | ICOS (CD278) IHC, Tech Only | For the initial technical component only immunohistochemical (IHC) stain performed, the appropriate bill-only test ID will be reflexed and charged (IHTOI). For each additional technical component only IHC stain performed, an additional bill-only test ID will be reflexed and charged (IHTOA). | Supplies:Immunostain Technical Only Envelope (T693) Specimen Type:Tissue Container/Tube:Immunostains Technical Only Envelope Preferred:2 unstained positively charged glass slide (25 x 75 x 1 mm) per test ordered; sections 4-microns thick. Acceptable:Formalin-fixed, paraffin-embedded tissue block |  | ICOS (inducible T-cell costimulator or CD278: cluster of differentiation 278) is primarily expressed on activated CD4+ and CD8+ T cells where it regulates immune responses and plays a role in the regulation of T-follicular helper cells. ICOS is a sensitive marker for identifying T-cell lymphomas of follicular helper T-cell origin, especially certain patterns of angioimmunoblastic T-cell lymphoma (AITL) and peripheral T-cell lymphomas with T-follicular helper phenotype (PTCL-TFH). |  | This test does not include pathologist interpretation, only technical performance of the stain. If interpretation is required, order PATHC / Pathology Consultation for a full diagnostic evaluation or second opinion of the case. The positive and negative controls are verified as showing appropriate immunoreactivity. If a control tissue is not included on the slide, a scanned image of the relevant quality control tissue is available upon request; call 855-516-8404. Interpretation of this test should be performed in the context of the patient's clinical history and other diagnostic tests by a qualified pathologist. | Age of a cut paraffin section can affect immunoreactivity. Stability thresholds vary widely among published literature and are antigen dependent. Best practice is for paraffin sections to be cut within 6 weeks. | 1. Baseggio L, Traverse-Glehen A, Berger F, et al. CD10 and ICOS expression by multiparametric flow cytometry in angioimmunoblastic T-cell lymphoma. Modern Pathology. 2011;24(7):993-1003 2. Tan LH, Tan SY. Aberrant immunoarchitecture distinguishes hyperplastic germinal centres in pattern 1 angioimmunoblastic T-cell lymphoma from reactive follicles. Hematol Oncol. 2014;32(3):145-154 3. Bosisio FM, Cerroni L. Expression of T-follicular helper markers in sequential biopsies of progressive mycosis fungoides and other primary cutaneous T-cell lymphomas. Am J Dermatopathol. 2015;37(2):115-121 4. Magaki S, Hojat SA, Wei B, So A, Yong WH. An introduction to the performance of immunohistochemistry. Methods Mol Biol. 2019;1897:289-298. doi:10.1007/978-1-4939-8935-5_25 | Immunohistochemistry on sections of paraffin-embedded tissue.(Unpublished Mayo method) | 1 to 3 days | Until staining is complete | This test has been cleared, approved, or is exempt by the US Food and Drug Administration and is used per manufacturer's instructions. Performance characteristics were verified by Mayo Clinic in a manner consistent with CLIA requirements. | 88342-TC, primary88341-TC, if additional IHC | ICOS (CD278) IHC, Tech Only | Order only;no result | 113596 | ICOS (CD278) IHC, Tech Only | Bill only; no result
RMALM | Id MALDI-TOF Mass Spec AFB (Bill Only) |  |  | Yes | Id MALDI-TOF Mass Spec AFB | Varies | **For billing purposes only | [9 empty] | This test was developed and its performance characteristics determined by Mayo Clinic in a manner consistent with CLIA requirements. It has not been cleared or approved by the US Food and Drug Administration. | 87118
RMALA | Id MALDI-TOF Mass Spec Anaerobe (Bill Only) |  | This test is for billing purposes only. This is not an orderable test. | Yes | Id MALDI-TOF Mass Spec Anaerobe | Varies | This test is for billing purposes only. This is not an orderable test. |  |  | This test is for billing purposes only. This is not an orderable test. | [6 empty] | This test was developed and its performance characteristics determined by Mayo Clinic in a manner consistent with CLIA requirements. It has not been cleared or approved by the US Food and Drug Administration. | 87076
LCHB | Id, Histoplasma/Blastomyces PCR (Bill Only) |  | This test is for billing purposes only. This is not an orderable test. | Yes | Id, Histoplasma/Blastomyces PCR | Varies | This test is for billing purposes only. This is not an orderable test. |  |  | This test is for billing purposes only. This is not an orderable test. | [6 empty] | This test was developed and its performance characteristics determined by Mayo Clinic in a manner consistent with CLIA requirements. It has not been cleared or approved by the US Food and Drug Administration. | 87150 x 2
RMALD | Ident by MALDI-TOF Mass Spec (Bill Only) |  | This test is for billing purposes only. This is not an orderable test. | Yes | Ident by MALDI-TOF mass spec | Varies | This test is for billing purposes only. This is not an orderable test. |  |  | This test is for billing purposes only. This is not an orderable test. | [6 empty] | This test was developed and its performance characteristics determined by Mayo Clinic in a manner consistent with CLIA requirements. It has not been cleared or approved by the US Food and Drug Administration. | 87077
LCCI | Ident Rapid PCR Coccidioides (Bill Only) |  |  | Yes | Ident Rapid PCR Coccidioides | Varies | This test is for billing purposes only. This is not an orderable test. |  |  | This test is for billing purposes only. This is not an orderable test. | [7 empty] | 87150
PCRID | Identification by PCR (Bill Only) |  | This test is for billing purposes only. This is not an orderable test. | Yes | Identification by PCR | Varies | This test is for billing purposes only. This is not an orderable test. |  |  | This test is for billing purposes only. This is not an orderable test. | [7 empty] | 87150
RTBSP | Identification Mycobacterium tuberculosis Complex Speciation, PCR (Bill Only) |  |  | Yes | Id, Mtb Speciation, PCR | Varies | **For billing purposes only | [9 empty] | This test was developed and its performance characteristics determined by Mayo Clinic in a manner consistent with CLIA requirements. It has not been cleared or approved by the US Food and Drug Administration. | 87150
STAP | Identification Staphylococcus (Bill Only) |  |  | Yes | Identification Staphylococcus | Varies | This test is for Billing Purposes Only. This is not an orderable test. | [9 empty] | Not Applicable | 87077
STRP | Identification Streptococcus (Bill Only) |  |  | Yes | Identification Streptococcus | Varies | This test is for Billing Purposes Only. This is not an orderable test. | [9 empty] | Not Applicable | 87077
LCCA | Identification, Candida auris, Rapid PCR (Bill Only) |  |  | No | Id, Candida auris Rapid PCR | Varies | This test is for billing purposes only. This is not an orderable test. |  |  | This test is for billing purposes only. This is not an orderable test. | [6 empty] | Not Applicable
COMM | Identification, Commercial Kit (Bill Only) |  | This test is for billing purposes only. This is not an orderable test. | Yes | Identification Commercial Kit | Varies | This test is for billing purposes only. This is not an orderable test. |  |  | This test is for billing purposes only. This is not an orderable test. | [7 empty] | 87077
LCTB | Identification, Mycobacterium tuberculosis Complex, Rapid PCR (Bill Only) |  |  | No | Id, MTB complex Rapid PCR | Varies | This test is for billing purposes only. This is not an orderable test. |  |  | This test is for billing purposes only. This is not an orderable test. | [6 empty] | Not Applicable
ISNGS | Identification, Next-Generation Sequencing (Bill Only) |  | This test is for billing purposes only. This is not an orderable test. | Yes | Ident by Next Generation Sequencing | Varies | This test is for billing purposes only. This is not an orderable test. |  |  | This test is for billing purposes only. This is not an orderable test. | [6 empty] | Not Applicable | 87798
IDHQ | IDH1 (R132) and IDH2 (R140 and R172) Quantitative Detection, Droplet Digital PCR, Varies | DetectingIDH1R132 andIDH2R140 andR172mutationsinacute myeloid leukemia patientsatthetimeofdiagnosistoguidetargetedtherapy Monitoring minimal residual disease during the clinical and therapeutic course | Droplet Digital Polymerase Chain Reaction (ddPCR) | Yes | IDH1 and IDH2, Quant, ddPCR, V | Varies | Submit only 1 of the following specimens Specimen Type:Whole blood Container/Tube: Preferred:Lavender top (EDTA) Acceptable:Yellow top (ACD-B) or green top (heparin) Specimen Volume:4mL Collection Instructions: 1. Invert several times to mix blood. 2. Send whole blood specimen in original tube. Do not aliquot. 3. Label specimen as blood. Specimen Stability:Refrigerated 14 days/ Ambient 7 days Specimen Type:Bone marrow aspirate Container/Tube: Preferred:Lavender top (EDTA) Acceptable:Yellow top (ACD-B) or green top (heparin) Specimen Volume:2mL Collection Instructions: 1. Invert several times to mix bone marrow. 2. Send bone marrow specimen in original tube. Do not aliquot. 3. Label specimen as bone marrow. Specimen Stability:Refrigerated 14 days/ Ambient 7 days Specimen Type: Extracted DNA from blood or bone marrow Container/Tube: 1.5- to 2-mL tube with indication of volume and concentration of DNA Specimen Volume: Entire specimen Collection Instructions: 1. Label specimen as extracted DNA and source of specimen 2. Indicate volume and concentration of DNA on label. The required volume of DNA is at least 50 mcL at a concentration of 50 ng/mcL Specimen Stability:Frozen (preferred)/Refrigerated | Wholeblood:4mL Bone marrow: 2mL Extracted DNA: 50 mcL at 50 ng/mcL | Isocitratedehydrogenase1 (IDH1)isacytosolic/peroxisomalenzymeinvolvedincitric acid cycle and other cellular metabolic processes. It catalyzes the oxidative decarboxylation of isocitrate to alpha-ketoglutarate (a-KG), generating reduced nicotinamide adenine dinucleotide phosphate (NADPH) from NADP(+).Isocitrate dehydrogenase 2 (IDH2) is a mitochondrial NADP(+)-dependent enzyme that catalyzes the oxidative decarboxylation of isocitrate toa- KG, generating NADPH from NADP(+).Mutations in codon R132 ofIDH1or R140 or R172 inIDH2confer an abnormal enzyme activity that converts a-KG to D-2- hydroxyglutarate(2-HG)resulting inelevationof2-HG andahypermethylationstate, associated in myeloid neoplasms including acute myeloid leukemia (AML).IDH1andIDH2point mutations are seen in approximately 5% to 33%de novoacute myeloid leukemia (AML) and 7% to 25% secondary AML. TheUS Food and Drug Administration (FDA) hasapprovedivosidenib(AG-120)forthetreatmentofnewly-diagnosedIDH1-mutated AML (patients 75 years of age and older or who have comorbidities that preclude the use of intensive induction chemotherapy) and relapsed/refractory AML in adult patients.(1) The FDA has also approved enasidenib (AG-221) for the treatment ofIDH2-mutated relapsed/refractory AML.(2) IDH1andIDH2havealsobeenshowntobesuitableminimalresidualdiseasemarkers for AML post-therapy. | Aninterpretivereportwillbeprovided. | Theassayisreportedaspositiveornegative.Inpositivecases,themutationandits variant allele fraction (VAF) are reported. VAF%=(mutantcopynumber)/(mutantcopynumber+wild-typenumber) The precision of this quantitative assay is excellent but interassay variability may occur suchthatresultchangesshouldnotbeconsideredsignificantif2singlemeasurementsdiffer by less than 0.5 log (3.16-folds). | OtherIDH1orIDH2variantsoutsidethe16assaytargetsarenotdetectedbythisassay. | 1. US Food and Drug Administration (FDA): Table of Pharmacogenomic Biomarkers in Drug Labeling. FDA; Updated March 29, 2022, Accessed August 3, 2022. Available at www.fda.gov/drugs/science-and-research-drugs/table-pharmacogenomic-biomarkers-drug-labeling 2. US Food and Drug Administration (FDA): FDA granted regular approval to enasidenib for the treatment of relapsed or refractory AML. FDA; August 1, 2017. Accessed August 10, 2022. Available atwww.fda.gov/drugs/resources-information-approved-drugs/fda-granted-regular-approval-enasidenib-treatment-relapsed-or-refractory-aml 3. Yang H, Ye D, Guan KL, Xiong Y: IDH1 and IDH2 mutations in tumorigenesis:mechanisticinsightsandclinicalperspectives.ClinCancerRes.2012 Oct;18(20): 5562-5571 4. DohnerH,WeisdorfDJ,BloomfieldCD:Acutemyeloidleukemia.NEnglJMed.2015 Sept;373(12):1136-1152 5. McKenneyAS,LevineRL:Isocitratedehydrogenasemutationsinleukemia.JClin Invest.2013 Sep;123(9):3672-3677 6. PollyeaDA:Newdrugsforacutemyeloidleukemiainspiredbygenomicsandwhento use them. Hematology Am Soc Hematol Educ Program. 2018 Nov;2018(1):45-50 7. SteinEM,DiNardoCD,PollyeaDA,FathiAT,etal.EnasidenibinmutantIDH2relapsed or refractory acute myeloid leukemia Blood. 2017 Aug 10;130(6):722-731. 8. DiNardo CD, Stein EM, de Botton S, et al: Durable remissionswithIvosidenibinIDH1-mutatedrelapsedorrefractoryAML.NEnglJMed.2018 Jun;378(25):2386-2398 9. OkCY,LoghaviS,SuiD,et al: Persistent IDH1/2 mutations in remission can predict relapse in patients with acute myeloid leukemia. Haematologica 2019;104(2):305-311 | This test will be performed on Bio-Rad QX200 digital polymerase chain reaction (PCR) system. Mutation-specific droplet digital PCR probes were designed using Thermo Fisher Scientific MGB (minorgroove binder) Taqman technology. The PCR reactions for each patient are placed into an 8-tubecartridgealongwithdropletgenerationoil.Thecartridgeisloadedontothedroplet generator instrument to partition each reaction into 20,000 nanoliter-sized droplets. DropletsaretransferredtoaplateforPCRamplification.Targetsareamplifiedbyend-point PCR in each droplet. The QX200 automated droplet reader counts every acceptable dropletand measuresfluorescenceemissionsfromeachdropletusingtwo different fluorescence channels (FAM and VIC). QuantaSoft software measures the numberofnegativeandpositivedropletsforeachfluorophoreineachsample.Poisson statisticsareusedtodeterminetheconcentrationofmutantandwildtypecopiesinthesample.(Unpublished Mayo method) | 4 to 8 days | Blood/bone marrow: 2 weeks; Extracted DNA: 3 months | This test was developed and its performance characteristics determined by Mayo Clinic in a manner consistent with CLIA requirements. It has not been cleared or approved by the US Food and Drug Administration. | 8112081121 | IDH1 and IDH2, Quant, ddPCR, V | 95772-0 | 618390 | Signing Pathologist | 18771-6
IDHT | IDH1 and IDH2 Mutation Analyses, Next-Generation Sequencing, Tumor | Identifying specific mutations within theIDH1andIDH2genes that assist in tumor diagnosis/classification and predict response to targeted therapy | Sequence Capture and Targeted Next-Generation Sequencing (NGS) | Yes | IDH1/IDH2 Mutations Analysis, Tumor | When this test is ordered, slide review will always be performed at an additional charge. | This assay requires at least 20% tumor nuclei. -Preferred amount of tumor area with sufficient percent tumor nuclei: tissue 216 mm(2) -Minimum amount of tumor area: tissue 36 mm(2) -These amounts are cumulative over up to 10 unstained slides and must have adequate percent tumor nuclei. -Tissue fixation: 10% neutral buffered formalin, not decalcified -For specimen preparation guidance, seeTissue Requirements for Solid Tumor Next-Generation Sequencing. In this document, the sizes are given as 4 mm x 4 mm x 10 slides as preferred: approximate/equivalent to 144 mm(2) and the minimum as 3 mm x 1 mm x 10 slides: approximate/equivalent to 36 mm(2). Preferred: Specimen Type:Tissue block Collection Instructions: Submit a formalin-fixed, paraffin-embedded tissue block with acceptable amount of tumor tissue. Acceptable: Specimen Type:Tissue slides Slides: 1 Stained and 10 unstained Collection Instructions: Submit 1 slide stained with hematoxylin and eosin and 10 unstained, nonbaked slides wit 5-micron thick sections of the tumor tissue. Note:The total amount of required tumor nuclei can be obtained by scraping up to 10 slides from the same block. Additional Information: Unused unstained slides will not be returned. Specimen Type:Cytology slides (direct smears or ThinPrep) Slides:1 to 3 Slides Collection Instructions:Submit 1 to 3 slides stained and coverslipped with a preferred total of 5000 nucleated cells, or a minimum of at least 3000 nucleated cells. Note:Glass coverslips are preferred; plastic coverslips are acceptable but will result in longer turnaround times. Additional Information: Cytology slides will not be returned. | See Specimen Required | IDH1andIDH2(isocitrate dehydrogenase:IDH) genes encode enzymes involved in cellular glucose metabolism. Mutations in theIDHgenes primarily involve codons R132 inIDH1and R140 and R172 inIDH2and lead to the neomorphic ability to generate oncometabolite R(-)-2-hydroxyglutarate, which contributes to tumorigenesis. In central nervous system (CNS) tumors,IDHmutations are a diagnostic molecular biomarker for diffuse gliomas and define two biologically distinct groups:IDH-mutant andIDH-wildtype tumors.IDHmutations are rarely observed in other CNS tumor types and are not seen in CNS reactive non-neoplastic processes.IDHmutations are also a molecular biomarker in non-CNS tumors, including acute myeloid leukemia, cholangiocarcinoma, and cartilaginous tumors. Clinically approved targeted therapies are available for a subset of patients withIDH-mutant acute myeloid leukemia andIDH-mutant cholangiocarcinoma. | An interpretive report will be provided. | The interpretation of molecular biomarker analysis includes an overview of the results and the associated diagnostic, prognostic, and therapeutic implications. | This test cannot differentiate between somatic and germline alterations. Additional testing may be necessary to clarify the significance of results if there is a potential hereditary risk. DNA variants of uncertain significance may be identified. A negative result does not rule out the presence of a variant that may be present but below the limits of detection of this assay. The analytical sensitivity of this assay for sequence reportable alterations is 5% mutant allele frequency with a minimum coverage of 500X in a sample with 20% or more tumor content. Point mutations and small insertion/deletion mutations will be detected in theIDH1andIDH2genes only. This test may detect single exon deletions but does not detect multi-exon deletions, duplications or genomic copy number variants. Variant allele frequency (VAF) is the percentage of sequencing reads supporting a specific variant divided by the total sequencing reads at that position. In somatic testing, VAF should be interpreted in the context of several factors including, but not limited to: tumor purity/heterogeneity/copy number status (ploidy, gains/losses, loss of heterozygosity) and sequencing artifact/misalignment.(1,2) Rare polymorphisms may be present that could lead to false-negative or false-positive results. The presence or absence of a variant may not be predictive of response to therapy in all patients. Test results should be interpreted in the context of clinical, tumor sampling, histopathological, and other laboratory data. If results obtained do not match other clinical or laboratory findings, contact the laboratory for discussion. Misinterpretation of results may occur if the information provided is inaccurate or incomplete. Reliable results are dependent on adequate specimen collection and processing. This test has been validated on cytology slides and formalin-fixed, paraffin-embedded tissues; other types of fixatives are discouraged. Improper treatment of tissues, such as decalcification, may cause polymerase chain reaction failure. | 1. Strom SP. Current practices and guidelines for clinical next-generation sequencing oncology testing. Cancer Biol Med. 2016;13(1):3-11. doi:10.28092/j.issn.2095-3941.2016.0004 2. Spurr L, Li M, Alomran N, et al. Systematic pan-cancer analysis of somatic allele frequency. Sci Rep. 2018;8(1):7735. Published 2018 May 16. doi:10.1038/s41598-018-25462-0 3.US Food and Drug Administration (FDA): Table of Pharmacogenomic Biomarkers in Drug Labeling. FDA; Updated February, 10, 2023, Accessed July 31, 2023. Available at www.fda.gov/drugs/science-and-research-drugs/table-pharmacogenomic-biomarkers-drug-labeling 4. WHO Classification of Tumours Editorial Board: Central nervous system tumours. 5th ed. World Health Organization; 2021. WHO Classification of Tumours. Vol 6. 5. Yan H, Parsons DW, Jin G, et al. IDH1 and IDH2 mutations in gliomas. N Engl J Med. 2009;360(8):765-773 6. Cancer Genome Atlas Research Network, Brat DJ, Verhaak RG, et al. Comprehensive, integrative genomic analysis of diffuse lower-grade gliomas. N Engl J Med. 2015;372(26):2481-2498 7. Eckel-Passow JE, Lachance DH, Molinaro AM, et al. Glioma groups based on 1p/19q, IDH, and TERT promoter mutations in tumors. N Engl J Med. 2015;372(26):2499-2508 8. Mardis ER, Ding L, Dooling DJ, et al. Recurring mutations found by sequencing an acute myeloid leukemia genome. N Engl J Med. 2009;361(11):1058-1066 9. Jusakul A, Cutcutache I, Yong CH, et al. Whole-genome and epigenomic landscapes of etiologically distinct subtypes of cholangiocarcinoma. Cancer Discov. 20177(10):1116-1135 10. Amary MF, Bacsi K, Maggiani F, et al. IDH1 and IDH2 mutations are frequent events in central chondrosarcoma and central and periosteal chondromas but not in other mesenchymal tumours. J Pathol. 2011;224(3):334-343 | Next-generation sequencing is performed to evaluate the presence of a mutation in all coding regions of theIDH1andIDH2genes.SeeTargeted Genes and Methodology Details for IDH1/IDH2 Mutation Analysisfor details regarding the targeted gene regions evaluated by this test. (Unpublished Mayo method) A pathology review and macro dissection to enrich for tumor cells is performed prior to slide scraping. | 12 to 20 days | FFPE tissue block: Unused portions of blocks will be returned within 10-14 days after testing is complete; FFPE tissue/cytology slides: Unused tissue slides are stored indefinitely; Digital images are obtained and stored for all slides used in testing | This test was developed and its performance characteristics determined by Mayo Clinic in a manner consistent with CLIA requirements. It has not been cleared or approved by the US Food and Drug Administration. | 88381-Microdissection, manual81479 | IDH1/IDH2 Mutations Analysis, Tumor | 104323-1 | 617920 | Released By | 18771-6
IDH1 | IDH1 Mutation (R132H) Immunostain, Technical Component Only | Classification of gliomas | Immunohistochemistry (IHC) | Yes | IDH1-R132H IHC, Tech Only | For the initial technical component only immunohistochemical (IHC) stain performed, the appropriate bill-only test ID will be reflexed and charged (IHTOI). For each additional technical component only IHC stain performed, an additional bill-only test ID will be reflexed and charged (IHTOA). | Supplies:Immunostain Technical Only Envelope (T693) Specimen Type:Tissue Container/Tube:Immunostain Technical Only Envelope Preferred:2 Unstained positively charged glass slide (25- x 75- x 1-mm) per test ordered; sections 4-microns thick. Acceptable:Formalin-fixed, paraffin-embedded tissue block |  | Antihuman isocitrate dehydrogenase 1 (IDH1) R132H antibody binds to IDH1-mutated protein but does not bind the wild-type IDH1 protein. IDH1 R132H point mutations are frequently seen in World Health Organization grade II and III gliomas and are believed to constitute an early step in tumorigenesis. IDH1 R132H can be used as a diagnostic marker to help differentiate infiltrating gliomas from gliosis and as a prognostic marker for gliomas and secondary glioblastoma multiforme. IDH1 R132H antibody shows strong cytoplasmic staining and weaker nuclear staining in tumor cells with the R132H-mutated peptide. Diffuse staining of the fibrillary tumor matrix is also seen. |  | This test does not include pathologist interpretation, only technical performance of the stain. If interpretation is required, order PATHC / Pathology Consultation for a full diagnostic evaluation or second opinion of the case. The positive and negative controls are verified as showing appropriate immunoreactivity. If a control tissue is not included on the slide, a scanned image of the relevant quality control tissue is available upon request; call 855-516-8404. Interpretation of this test should be performed in the context of the patient's clinical history and other diagnostic tests by a qualified pathologist. | Age of a cut paraffin section can affect immunoreactivity. Stability thresholds vary widely among published literature and are antigen dependent. Best practice is for paraffin sections to be cut within 6 weeks. | 1. Preusser M, Wohrer A, Stary S, Hoftberger R, Streubel B, Hainfellner JA. Value and limitations of immunohistochemistry and gene sequencing for detection of the IDH1-R132H mutation in diffuse glioma biopsy specimens. J Neuropathol Exp Neurol. 2011;70(8):715-723 2. Zou Y, Bai HX, Wang Z, Yang L. Comparison of immunohistochemistry and DNA sequencing for the detection of IDH1 mutations in gliomas. Neuro Oncol. 2015;17(3):477-478 3. Agarwal S, Sharma MC, Jha P, et al. Comparative study of IDH1 mutations in gliomas by immunohistochemistry and DNA sequencing. Neuro Oncol. 2013;15(6):718-726 4. Magaki S, Hojat SA, Wei B, So A, Yong WH. An introduction to the performance of immunohistochemistry. Methods Mol Biol. 2019;1897:289-298. doi:10.1007/978-1-4939-8935-5_25 | Immunohistochemistry on sections of paraffin-embedded tissue.(Unpublished Mayo method) | 1 to 3 days | Until staining is complete. | This test has been cleared, approved, or is exempt by the US Food and Drug Administration and is used per manufacturer's instructions. Performance characteristics were verified by Mayo Clinic in a manner consistent with CLIA requirements. | 88342-TC, primary88341-TC, if additional IHC | IDH1-R132H IHC, Tech Only | Order only;no result | 70780 | IDH1-R132H IHC, Tech Only | Bill only; no result
IDTRT | IDH1, IDH2, and TERT Mutation Analysis, Next-Generation Sequencing, Tumor | Identifying specific mutations within theIDH1 and IDH2genes and theTERTpromoter to assist in tumor diagnosis/classification | Sequence Capture Next-Generation Sequencing (NGS) | Yes | IDH1/2 and TERT Mutation Analysis | When this test is ordered, slide review will always be performed at an additional charge. | This assay requires at least 20% tumor nuclei. -Preferred amount of tumor area with sufficient percent tumor nuclei: tissue 216 mm(2)-Minimum amount of tumor area: tissue 36 mm(2)-These amounts are cumulative over up to 10 unstained slides and must have adequate percent tumor nuclei.-Tissue fixation: 10% neutral buffered formalin, not decalcified-For specimen preparation guidance, seeTissue Requirement for Solid Tumor Next-Generation Sequencing. In this document, the sizes are given as 4 mm x 4 mm x 10 slides as preferred: approximate/equivalent to 144 mm(2) and the minimum as 3 mm x 1 mm x 10 slides: approximate/equivalent to 36 mm(2). Preferred:Specimen Type:Tissue blockCollection Instructions: Submit a formalin-fixed, paraffin-embedded tissue block with acceptable amount of tumor tissue. Acceptable:Specimen Type:Tissue slideSlides: 1 Stained and 10 unstainedCollection Instructions: Submit 1 slide stained with hematoxylin and eosin and 10 unstained, nonbaked slides with 5-micron thick sections of the tumor tissue.Note:The total amount of required tumor nuclei can be obtained by scraping up to 10 slides from the same block.Additional Information: Unused unstained slides will not be returned. Specimen Type:Cytology slide (direct smears or ThinPrep)Slides:1 to 3 SlidesCollection Instructions:Submit 1 to 3 slides stained and coverslipped with a preferred total of 5000 nucleated cells, or a minimum of at least 3000 nucleated cells.Note:Glass coverslips are preferred; plastic coverslips are acceptable but will result in longer turnaround times.Additional Information: Cytology slides will not be returned. | See Specimen Required | IDH1andIDH2(IDH) genes encode enzymes involved in cellular glucose metabolism. Mutations in IDH genes primarily involve codons R132 inIDH1and R140 and R172 inIDH2, and lead to the neomorphic ability to generate oncometabolite R(-)-2-hydroxyglutarate, which contributes to tumorigenesis. TERTgene encodes the catalytic subunit of telomerase, an enzyme complex that regulates telomere length. Mutations in theTERTpromoter primarily involve the mutational hotspot positions c.-124 (also known as C228) and c.-146 (also known as C250) and increase telomerase activity allowing tumor cells to overcome cellular senescence. IDH andTERTpromoter mutations are essential diagnostic molecular biomarkers for diffuse gliomas, a group of central nervous system (CNS) tumors. Testing for both biomarkers is often diagnostically necessary. This test simultaneously assesses for somatic mutations involving theIDH andTERTpromoter genes. IDH andTERTpromoter mutations are also molecular biomarkers for a variety of non-CNS tumors but usually do not co-occur and would be best evaluated by stand-alone IDH andTERTpromoter tests. | An interpretive report will be provided. | The interpretation of molecular biomarker analysis includes an overview of the results and the associated diagnostic, prognostic, and therapeutic implications. | This test cannot differentiate between somatic and germline alterations. Additional testing may be necessary to clarify the significance of results if there is a potential hereditary risk. DNA variants of uncertain significance may be identified. A negative result does not rule out the presence of a variant that may be present below the limits of detection of this assay. In a specimen with 20% or more tumor content, the analytical sensitivity of this assay for sequence reportable alterations is 5% mutant allele frequency with a minimum coverage of 500X. Point mutations and small deletion-insertion mutations will only be detected in theIDH1andIDH2genes and theTERTpromoter. This test may detect single exon deletions but does not detect multi-exon deletions, duplications, or genomic copy number variants. Variant allele frequency (VAF) is the percentage of sequencing reads supporting a specific variant divided by the total sequencing reads at that position. In somatic testing, VAF should be interpreted in the context of several factors, including, but not limited to, tumor purity/heterogeneity/copy number status (ploidy, gains/losses, loss of heterozygosity) and sequencing artifact/misalignment.(1,2) Rare alterations (ie, polymorphisms) may be present that could lead to false-negative or false-positive results. Test results should be interpreted in the context of clinical, tumor sampling, histopathological, and other laboratory data. If results obtained do not match other clinical or laboratory findings, contact the laboratory for discussion. Misinterpretation of results may occur if the information provided is inaccurate or incomplete. Reliable results are dependent on adequate specimen collection and processing. This test has been validated on cytology slides and formalin-fixed, paraffin-embedded tissues; other types of fixatives are discouraged. Improper treatment of tissues, such as decalcification, may cause polymerase chain reaction failure. | 1. Strom SP. Current practices and guidelines for clinical next-generation sequencing oncology testing. Cancer Biol Med. 2016;13(1):3-11. doi:10.28092/j.issn.2095-3941.2016.0004 2. Spurr L, Li M, Alomran N, et al. Systematic pan-cancer analysis of somatic allele frequency. Sci Rep. 2018;8(1):7735. Published 2018 May 16. doi:10.1038/s41598-018-25462-0 3. WHO Classification of Tumours Editorial Board: Central nervous system tumours. 5th ed. World Health Organization; 2021. WHO Classification of Tumours. Vol 6 4. Killela PJ, Reitman ZJ, Jiao Y, et al: TERT promoter mutations occur frequently in gliomas and a subset of tumors derived from cells with low rates of self-renewal. Proc Natl Acad Sci USA. 2013;110(15):6021-6026 5. Koelsche C, Sahm F, Capper D, et al: Distribution of TERT promoter mutations in pediatric and adult tumors of the nervous system. Acta Neuropathol. 2013;126(6):907-915 6. Eckel-Passow JE, Lachance DH, Molinaro AM, et al: Glioma groups based on 1p/19q, IDH, and TERT promoter mutations in tumors. N Engl J Med. 2015;372(26):2499-2508 7. Cancer Genome Atlas Research Network, Brat DJ, Verhaak RGW, et al: Comprehensive, integrative genomic analysis of diffuse lower-grade gliomas. N Engl J Med. 2015;372(26):2481-2498 8. Yan H, Parsons DW, Jin G, et al: IDH1 and IDH2 mutations in gliomas. N Engl J Med. 2009;360(8):765-773 | Next-generation sequencing is performed to evaluate the presence of a mutation in theTERTpromoter and all coding regions of theIDH1andIDH2genes. See Targeted Genes and Methodology Details for IDH1/2 and TERT Mutation Analysisfor details regarding the targeted gene regions identified by this test.(Unpublished Mayo method) A pathology review and macro dissection to enrich for tumor cells is performed prior to slide scraping. | 12 to 20 days | FFPE tissue block: Unused portions of blocks will be returned 10 to 14 days after testing is complete; FFPE tissue/cytology slides: Unused slides are stored indefinitely; Digital images are obtained and stored for all slides used in testing. | This test was developed and its performance characteristics determined by Mayo Clinic in a manner consistent with CLIA requirements. It has not been cleared or approved by the US Food and Drug Administration. | 88381-Microdissection, manual813458147981479 (if appropriate for government payers) | IDH1/2 and TERT Mutation Analysis | 105587-0 | 619657 | Released By | 18771-6
I2SB | Iduronate-2-Sulfatase, Blood Spot | Supporting the biochemical diagnosis of mucopolysaccharidosis II (MPS II; Hunter syndrome) This test isnot usefulfordetermining carrier status for MPS II. | Liquid Chromatography Tandem Mass Spectrometry (LC-MS/MS) | Yes | Iduronate-2-sulfatase, BS | If result interpretation is normal, testing is complete. | Submit only 1 of the following specimen types: Preferred: Specimen Type:Blood spot Supplies:Card-Blood Spot Collection (Filter Paper) (T493) Container/Tube: Preferred:Blood spot collection card Acceptable:Whatman Protein Saver 903 Paper, PerkinElmer 226 filter paper, Munktell filter paper, or blood collected in tubes containing ACD or EDTA and dried on filter paper. Specimen Volume:2 Blood spots Collection Instructions: 1.An alternative blood collection option for a patient older than 1 year is a fingerstick. For detailed instructions, seeHow to Collect Dried Blood Spot Samples. 2. At least 2 spots should be complete (ie, unpunched). 3. Let blood dry on the filter paper at room temperature in a horizontal position for 3 hours. 4. Do not expose specimen to heat or direct sunlight. 5. Do not stack wet specimens. 6. Keep specimen dry. Specimen Stability Information:Refrigerated (preferred) 60 days/Ambient 7 days/Frozen 60 days Additional Information: 1. For collection instructions, seeBlood Spot Collection Instructions 2. For collection instructions in Spanish, seeBlood Spot Collection Card-Spanish Instructions(T777) 3. For collection instructions in Chinese, seeBlood Spot Collection Card-Chinese Instructions(T800) Acceptable: Specimen Type:Whole Blood Container/Tube: Preferred:Lavender top (EDTA) Acceptable:Yellow top (ACD) Specimen Volume:2 mL Collection Instructions:Send whole blood specimen in original tube. Do not aliquot. Specimen Stability Information:Refrigerate (preferred) 7 days/Ambient 48 hours | Blood Spots: 1 Whole Blood: 0.5 mL | Mucopolysaccharidosis II (MPS II; Hunter syndrome) is an X-linked lysosomal disorder caused by the deficiency of iduronate sulfatase enzyme due to variants in theIDSgene. Clinical features and severity of symptoms are widely variable ranging from severe infantile onset disease to an attenuated form, which generally has a later onset with a milder clinical presentation. Symptoms may include coarse facies, short stature, enlarged liver and spleen, hoarse voice, stiff joints, cardiac disease, and profound neurologic involvement leading to developmental delays and regression. As an X-linked disorder, MPS II occurs primarily in male patients with an estimated incidence of 1 in 120,000 male births, although symptomatic carrier females have been reported. Treatment availability, including hematopoietic stem cell transplantation and enzyme replacement therapy, makes early diagnosis desirable, as early initiation of treatment has been shown to improve clinical outcomes. Newborn screening for MPS II has been implemented in some states. A diagnostic workup in an individual with MPS II includes urine or blood glycosaminoglycans levels showing increased amounts of both dermatan and heparan sulfate (see MPSQU / Mucopolysaccharides Quantitative, Random, Urine and MPSBS / Mucopolysaccharidosis, Blood Spot). Reduced or absent activity of iduronate sulfatase can confirm a diagnosis of MPS II but may also be deficient in unaffected individuals with pseudodeficiency as well as individuals with multiple sulfatase deficiency. Enzymatic testing is not reliable to detect carriers. Molecular genetic testing of theIDSgene allows for detection of the disease-causing variant in affected patients and subsequent carrier detection in female relatives (see MPS2Z / Hunter Syndrome, Full Gene Analysis, Varies). | >4.30 nmol/mL/hour An interpretive report will be provided. | Abnormal results are not sufficient to establish a diagnosis of a particular disease. To verify a preliminary diagnosis based on this assay, additional biochemical or molecular genetic analyses are required. When abnormal results are detected, a detailed interpretation is given, including an overview of the results and of their significance, a correlation to available clinical information, elements of differential diagnosis, recommendations for additional biochemical testing, and in vitro, confirmatory studies (enzyme assay, molecular genetic analysis), and a phone number to reach one of the laboratory directors in case the referring physician has additional questions. | Individuals with pseudodeficiency alleles can show reduced enzyme activity. Carrier status (heterozygosity) for these conditions cannot be reliably detected. Enzyme levels may be normal in individuals receiving enzyme replacement therapy or who have undergone hematopoietic stem cell transplant. Iduronate-2-sulfatase can also be deficient in individuals with multiple sulfatase deficiency. | 1. Neufeld EF, Muenzer J. The mucopolysaccharidoses. In: Valle DL, Antonarakis S, Ballabio A, Beaudet AL, Mitchell GA. eds. The Online Metabolic and Molecular Bases of Inherited Disease. McGraw-Hill; Accessed May 24, 2023. https://ommbid.mhmedical.com/content.aspx?bookid=2709&sectionid=225544161 2. Hopwood JJ, Ballabio A. Multiple sulfatase deficiency and the nature of the sulfatase family. In: Valle DL, Antonarakis S, Ballabio A, Beaudet AL, Mitchell GA. eds. The Online Metabolic and Molecular Bases of Inherited Disease. McGraw-Hill; Accessed May 24, 2023. https://ommbid.mhmedical.com/content.aspx?bookid=2709&sectionid=225546905 | One dried blood spot sample (DBS) is incubated with a mix of substrate and internal standard (IS) for iduronate 2-sulfatase, heparan N-sulfatase, alpha-N-acetylglucosaminidase, N-acetylgalactosamine-sulfate, beta-galactosidase, arylsulfatase B, beta-glucuronidase, and tripeptidyl peptidase 1. A second DBS sample is incubated with a mix of substrate and IS for acetyl-CoA:alpha-glucosaminide N-acetyltransferase; and a third DBS sample with a mix of substrate and IS for palmitoyl-protein thioesterase 1. Following overnight incubation, the samples are combined, extracted by liquid-liquid extraction, and analyzed by tandem mass spectrometry.(Unpublished Mayo method) | 8 to 15 days | 1 year | This test was developed and its performance characteristics determined by Mayo Clinic in a manner consistent with CLIA requirements. It has not been cleared or approved by the US Food and Drug Administration. | 8265783864 (if appropriate) | Iduronate-2-sulfatase, BS | 79462-8 | 618416 | Reviewed By | 18771-6
I2SWB | Iduronate-2-Sulfatase, Leukocytes | Supporting the biochemical diagnosis of mucopolysaccharidosis II (MPS II; Hunter syndrome) in whole blood specimens This test isnot useful forcarrier detection for MPS II. | Liquid Chromatography Tandem Mass Spectrometry (LC-MS/MS) | Yes | Iduronate-2-sulfatase, WBC | For more information seeNewborn Screening Follow up for Mucopolysaccharidosis type II | Container/Tube: Preferred:Yellow top (ACD solution B) Acceptable:Yellow top (ACD solution A) or lavender top (EDTA) Specimen Volume:6 mL Collection Instructions:Send whole blood specimen in original tube.Do not aliquot. | 5 mL | Mucopolysaccharidosis II (MPS II; Hunter syndrome) is an X-linked lysosomal disorder caused by the deficiency of iduronate sulfatase enzyme due to variants in theIDSgene. Clinical features and severity of symptoms are widely variable ranging from severe infantile onset disease to an attenuated form, which generally has a later onset with a milder clinical presentation. Symptoms may include coarse facies, short stature, enlarged liver and spleen, hoarse voice, stiff joints, cardiac disease, and profound neurologic involvement leading to developmental delays and regression. As an X-linked disorder, MPS II occurs primarily in male patients with an estimated incidence of 1 in 120,000 male births, although symptomatic carrier females have been reported. Treatment availability, including hematopoietic stem cell transplantation and enzyme replacement therapy, makes early diagnosis desirable, as early initiation of treatment has been shown to improve clinical outcomes. Newborn screening for MPS II has been implemented in some states. A diagnostic workup in an individual with MPS II includes urine or blood glycosaminoglycans levels showing increased amounts of both dermatan and heparan sulfate (see MPSQU / Mucopolysaccharides Quantitative, Random, Urine and MPSBS / Mucopolysaccharidosis, Blood Spot). Reduced or absent activity of iduronate sulfatase can confirm a diagnosis of MPS II but may also be deficient in unaffected individuals with pseudodeficiency as well as individuals with multiple sulfatase deficiency. Enzymatic testing is not reliable to detect carriers. Molecular genetic testing of theIDSgene allows for detection of the disease-causing variant in affected patients and subsequent carrier detection in female relatives (see MPS2Z / Hunter Syndrome, Full Gene Analysis, Varies). | >2.20 nmol/hour/mg protein An interpretive report will be provided. | Abnormal results are not sufficient to establish a diagnosis of a particular disease. To verify a preliminary diagnosis based on this assay, additional biochemical or molecular genetic analyses are required. When abnormalresults are detected, a detailed interpretation is given, including an overview of the results and of their significance, a correlation to available clinical information, elements of differential diagnosis, recommendations for additional biochemical testing, and in vitro, confirmatory studies (enzyme assay, molecular analysis), and a phone number to reach one of the laboratory directors in case the referring physician has additional questions. | Individuals with pseudodeficiency alleles can show reduced enzyme activity. Carrier status (heterozygosity) for these conditions cannot be reliably detected. Enzyme levels may be normal in individuals receiving enzyme replacement therapy or who have undergone hematopoietic stem cell transplant. Iduronate-2-sulfatase can also be deficient in individuals with multiple sulfatase deficiency. | 1. Neufeld EF, Muenzer J. The mucopolysaccharidoses. In: Valle DL, Antonarakis S, Ballabio A, Beaudet AL, Mitchell GA. eds. The Online Metabolic and Molecular Bases of Inherited Disease. McGraw-Hill; Accessed May 24, 2023. https://ommbid.mhmedical.com/content.aspx?bookid=2709&sectionid=225544161 2. Hopwood JJ, Ballabio A. Multiple sulfatase deficiency and the nature of the sulfatase family. In: Valle DL, Antonarakis S, Ballabio A, Beaudet AL, Mitchell GA. eds. The Online Metabolic and Molecular Bases of Inherited Disease. McGraw-Hill; Accessed May 24, 2023. https://ommbid.mhmedical.com/content.aspx?bookid=2709&sectionid=225546905 | Leukocytes are incubated with four cocktail mixes: 1) substrate and internal standard (IS) for iduronate 2-sulfatase, heparan N-sulfatase, alpha-N-acetylglucosaminidase, N-acetylgalactosamine-sulfate, beta-galactosidase, arylsulfatase B, beta-glucuronidase, and tripeptidyl peptidase 1; 2) substrate and IS for acetyl-CoA:alpha-glucosaminide N-acetyltransferase; 3) substrate and IS for N-acetylglucosamine-6-sulfatase; and 4) substrate and IS for palmitoyl-protein thioesterase 1 in 96-well plates. Following overnight incubation, the plates are combined and purified by liquid-liquid extraction. The extracts are evaporated, reconstituted with mobile phase, and analyzed by tandem mass spectrometry.(Unpublished Mayo method) | 8 to 15 days | WBC homogenate: 1 month | This test was developed and its performance characteristics determined by Mayo Clinic in a manner consistent with CLIA requirements. It has not been cleared or approved by the US Food and Drug Administration. | 82657 | Iduronate-2-sulfatase, WBC | 24089-5 | 618453 | Reviewed By | 18771-6
IFPCA | IF Additional (Bill Only) |  | This test is for billing purposes only. This is not an orderable test. | Yes | IF Additional | Varies | This test is for billing purposes only. This is not an orderable test. |  |  | This test is for billing purposes only. This is not an orderable test. | [6 empty] | Not Applicable | 88350
0846T | IF Additional Digitize (Bill Only) |  | This test is for tracking purposes only. This is not an orderable test. | Yes | IF Additional Digitize | This test is for tracking purposes only. | This test is for tracking purposes only. This is not an orderable test. |  |  | This test is for tracking purposes only. This is not an orderable test. | [6 empty] | Not Applicable | 0846T
IFA26 | IF Additional, Professional Only (Bill Only) |  | This test is for billing purposes only. This is not an orderable test. | No | IF Additional, Professional Only | Varies | This test is for billing purposes only. This is not an orderable test. |  |  | This test is for billing purposes only. This is not an orderable test. | [6 empty] | Not Applicable | 88350-26
IFTOA | IF Additional, Technical Only (Bill Only) |  | This test is for billing purposes only. This is not an orderable test. | No | IF Additional, Tech Only | Varies | This test is for billing purposes only. This is not an orderable test. |  |  | This test is for billing purposes only. This is not an orderable test. | [6 empty] | Not Applicable | 88350-TC
IFPCI | IF Initial (Bill Only) |  | This test is for billing purposes only. This is not an orderable test. | Yes | IF Initial | Varies | This test is for billing purposes only. This is not an orderable test. |  |  | This test is for billing purposes only. This is not an orderable test. | [6 empty] | Not Applicable | 88346
0845T | IF Initial Digitize (Bill Only) |  | This test is for tracking purposes only. This is not an orderable test. | Yes | IF Initial Digitize | This test is for tracking purposes only. | This test is for tracking purposes only. This is not an orderable test. |  |  | This test is for tracking purposes only. This is not an orderable test. | [6 empty] | Not Applicable | 0845T
IFI26 | IF Initial, Professional Only (Bill Only) |  | This test is for billing purposes only. This is not an orderable test. | No | IF Initial, Professional Only | Varies | This test is for billing purposes only. This is not an orderable test. |  |  | This test is for billing purposes only. This is not an orderable test. | [6 empty] | Not Applicable | 88346-26
IGAI | IgA Immunostain, Technical Component Only | Aiding in the classification of lymphomas and multiple myeloma | Immunohistochemistry (IHC) | Yes | IgA IHC, Tech Only | For the initial technical component only immunohistochemical (IHC) stain performed, the appropriate bill-only test ID will be reflexed and charged (IHTOI). For each additional technical component only IHC stain performed, an additional bill-only test ID will be reflexed and charged (IHTOA). | Supplies:Immunostain Technical Only Envelope (T693) Specimen Type:Tissue Container/Tube:Immunostain Technical Only Envelope Preferred:2 Unstained positively charged glass slide (25- x 75- x 1-mm) per test ordered; sections 4-microns thick. Acceptable:Formalin-fixed, paraffin-embedded tissue block |  | The immunoglobulin molecules (antibodies) function as surface receptors for antigens for B lymphocytes and as secretory products of plasma cells forming the humoral arm of the immune system. IgA represents one of the immunoglobulin heavy chain types and is the major immunoglobulin class secreted at mucosal surfaces. Diagnostically, staining for immunoglobulin heavy chains can aid in the diagnosis and classification of small B-cell malignant lymphomas and multiple myeloma. |  | This test does not include pathologist interpretation, only technical performance of the stain. If interpretation is required, order PATHC / Pathology Consultation for a full diagnostic evaluation or second opinion of the case. The positive and negative controls are verified as showing appropriate immunoreactivity. If a control tissue is not included on the slide, a scanned image of the relevant quality control tissue is available upon request; call 855-516-8404. Interpretation of this test should be performed in the context of the patient's clinical history and other diagnostic tests by a qualified pathologist. | Age of a cut paraffin section can affect immunoreactivity. Stability thresholds vary widely among published literature and are antigen dependent. Best practice is for paraffin sections to be cut within 6 weeks. | 1. Cox SN, Chiurlia S, Divella C, et al. Formalin-fixed paraffin-embedded renal biopsy tissues: an underexploited biospecimen resource for gene expression profiling in IgA nephropathy. Sci Rep. 2020;10(1):15164. doi:10.1038/s41598-020-72026-2 2. Yu L, Lin X, Zhang L, et al. The combination of IgA and IgG autoantibodies against transcriptional intermediary factor-1 gamma contributes to the early diagnosis of lung cancer. Int J Med Sci. 2020;17(11):1561-1568. doi:10.7150/ijms.47463 3. Zbesko JC, Frye JB, Becktel DA, et al. IgA natural antibodies are produced following T-cell independent B-cell activation following stroke. Brain Behav Immun. 2021;91:578-586. doi:10.1016/j.bbi.2020.09.014 4. Magaki S, Hojat SA, Wei B, So A, Yong WH. An introduction to the performance of immunohistochemistry. Methods Mol Biol. 2019;1897:289-298. doi:10.1007/978-1-4939-8935-5_25 | Immunohistochemistry on sections of paraffin-embedded tissue.(Unpublished Mayo method) | 1 to 3 days | Until staining is complete | This test has been cleared, approved, or is exempt by the US Food and Drug Administration and is used per manufacturer's instructions. Performance characteristics were verified by Mayo Clinic in a manner consistent with CLIA requirements. | 88342-TC, primary88341-TC, if additional IHC | IgA IHC, Tech Only | Order only;no result | 70781 | IgA IHC, Tech Only | Bill only; no result
IGAS | IgA Subclasses, Serum | Investigation of immune deficiency due to IgA2 deficiency Evaluating patients with anaphylactic transfusion reactions | Turbidimetry | Yes | IgA Subclasses, S | Serum | Supplies:Sarstedt Aliquot Tube 5 mL (T914) Collection Container/Tube: Preferred:Serum gel Acceptable:Red top Submission Container/Tube:Plastic vial Specimen Volume:1 mL Collection Instructions:Centrifuge and aliquot serum into a plastic vial. | 0.5 mL | Immunoglobulin A (IgA), the predominant immunoglobulin secreted at mucosal surfaces and the second most abundant immunoglobulin in serum, consists of 2 subclasses, IgA1 and IgA2. These subclasses differ in their molecular structure and tissue distribution. IgA1 is the major (approximately 80%) subclass in serum. It has a longer hinge region making it more susceptible to proteolytic cleavage. IgA2 is the major subclass in secretions such as milk, tears, sweat, and saliva. Although IgA deficiency is a common defect (1 in 700), it is usually asymptomatic. IgA deficiency with or without IgG subclass deficiency, however, can lead to recurrent pulmonary and gastrointestinal infections. In selective IgA deficiency, both IgA1 and IgA2 are deficient. It is also possible that only one of the subclasses is deficient. Some infections (eg, recurrent sinopulmonary infections withHaemophilus influenzae) may be related to a deficiency of IgA2, even in the presence of normal total IgA concentrations. Paradoxically, bacterial infections may also cause IgA deficiency. IgA2 is more resistant to bacterial destruction than IgA1. Certain bacteria can cleave and inactivate IgA1, but not IgA2, thus depleting most of the IgA. In the presence of a concurrent IgA2 deficiency, infection by these organisms results in an apparent IgA deficiency. IgA deficiency is a cause of anaphylactic transfusion reactions. In these situations, patients who are IgA deficient produce anti-IgA antibodies that react with IgA present in the transfusion product. While transfusion reactions typically occur in patients who have no detectable concentrations of IgA, they can also occur in patients with measurable IgA. In these situations, the complete deficiency of 1 of the IgA subclasses may be the cause of the transfusion reactions. | IgA 1-3.9 years: 5-194 mg/dL 4-6.9 years: 16-210 mg/dL 7-9.9 years: 27-227 mg/dL 10-11.9 years: 35-241 mg/dL 12-13.9 years: 43-252 mg/dL 14-15.9 years: 50-263 mg/dL 16-17.9 years: 57-274 mg/dL >18 years: 85-499 mg/dL IgA1 1-3.9 years: 6-163 mg/dL 4-6.9 years: 16-186 mg/dL 7-9.9 years: 26-209 mg/dL 10-11.9 years: 34-228 mg/dL 12-13.9 years: 40-243 mg/dL 14-15.9 years: 46-259 mg/dL 16-17.9 years: 53-274 mg/dL >18 years: 76-328 mg/dL IgA2 1-3.9 years: <0.5-12.4 mg/dL 4-6.9 years: <0.5-25.7 mg/dL 7-9.9 years: 1.5-38.9 mg/dL 10-11.9 years: 2.9-49.9 mg/dL 12-13.9 years: 4.0-58.7 mg/dL 14-15.9 years: 5.2-67.5 mg/dL 16-17.9 years: 6.3-76.3 mg/dL >18 years: 6.9-114.3 mg/dL | Low concentrations of IgA2 with normal amounts of IgA1 suggest an IgA2 deficiency. Elevated concentrations of IgA2 with normal or low amounts of IgA1 suggest a clonal plasma cell proliferative disorder secreting a monoclonal IgA2. Increased total IgA concentrations may also be seen in benign disorders (eg, infection, inflammation, allergy), hyper IgD syndrome with periodic fever, and monoclonal gammopathies (eg, myeloma, monoclonal gammopathies of undetermined significance [MGUS]). | Quantitation of specific proteins by nephelometric means may not be possible in lipemic sera due to the extreme light scattering properties of the specimen. Turbidity and particles in the specimen may result in extraneous light scattering signals, resulting in variable specimen analysis. | 1. Schauer U, Stemberg F, Rieger CHL, et al. Establishment of age-dependent reference values for IgA subclasses. Clin Chim Acta. 2003;328(1-2):129-133 2. Saulsbury FT. Hyperimmunoglobulinemia D and periodic fever syndrome (HIDS) in a child with normal serum IgD, but increased serum IgA concentration. J Pediatrics. 2003;143(1):127-129 3. Popovsky MA. Transfusion Reactions. American Association of Blood Banks, 3rd ed, 2007 4. Derksen VFAM, Allaart CF, Van der Helm-Van Mil AHM, Huizinga TWJ, Toes REM, van der Woude D. In rheumatoid arthritis patients, total IgA1 and IgA2 levels are elevated: implications for the mucosal origin hypothesis. Rheumatology (Oxford). 2022;62(1):407-416. doi:10.1093/rheumatology/keac237 5. Dietzen DJ, Willrich MAV. Amino acids, peptides, and proteins. In: Rifai N, Chiu RWK, Young I, Burnham CAD, Wittwer CT, eds. Tietz Textbook of Laboratory Medicine. 7th ed. 2023:chap 31 6. Steffen U, Koeleman CA, Sokolova MV, et al. IgA subclasses have different effector functions associated with distinct glycosylation profiles. Nat Commun. 2020;11(1):120. Published 2020 Jan 8. doi:10.1038/s41467-019-13992-8 | The determination of soluble antigen concentration by turbidimetric methods involves the reaction with specific antiserum to form insoluble complexes. When light is passed through the suspension formed, a portion of the light is transmitted and focused onto a photodiode by an optical lens system. The amount of transmitted light is indirectly proportional to the specific protein concentration in the test sample. Concentrations are automatically calculated by reference to a calibration curve stored within the instrument.(Package inserts: Optilite IgA Kit. The Binding Site Group, Ltd; ver 5, 08/2015; Optilite IgA1. The Binding Site Group, Ltd; ver 19, 04/2016; Optilite IgA2. The Binding Site Group, Ltd; ver 11, 02/2015) | Same day/1 to 3 days | 14 days | This test has been cleared, approved, or is exempt by the US Food and Drug Administration and is used per manufacturer's instructions. Performance characteristics were verified by Mayo Clinic in a manner consistent with CLIA requirements. | 8278482787 x 2 | IgA Subclasses, S | 87552-6 | IGA2_ | IgA2 | 6939-3
IGDI | IgD Immunostain, Technical Component Only | Aids in the classification of lymphomas and multiple myeloma | Immunohistochemistry (IHC) | Yes | IgD IHC, Tech Only | For the initial technical component only immunohistochemical (IHC) stain performed, the appropriate bill-only test ID will be reflexed and charged (IHTOI). For each additional technical component only IHC stain performed, an additional bill-only test ID will be reflexed and charged (IHTOA). | Supplies:Immunostain Technical Only Envelope (T693) Specimen Type:Tissue Container/Tube:Immunostain Technical Only Envelope Preferred:2 Unstained positively charged glass slide (25- x 75- x 1-mm) per test ordered; sections 4-microns thick. Acceptable:Formalin-fixed, paraffin-embedded tissue block |  | The immunoglobulin molecules (antibodies) function as surface receptors for antigens for B lymphocytes and as secretory products of plasma cells forming the humoral arm of the immune system. IgD represents one of the immunoglobulin heavy chain types. Immunoreactivity is a specific marker for B lymphocytes and plasma cells; it is expressed normally on mantle zone lymphocytes. Diagnostically, staining for immunoglobulin heavy chains can aid in the diagnosis and classification of small B cell malignant lymphomas and multiple myeloma. |  | This test does not include pathologist interpretation, only technical performance of the stain. If interpretation is required, order PATHC / Pathology Consultation for a full diagnostic evaluation or second opinion of the case. The positive and negative controls are verified as showing appropriate immunoreactivity. If a control tissue is not included on the slide, a scanned image of the relevant quality control tissue is available upon request; call 855-516-8404. Interpretation of this test should be performed in the context of the patient's clinical history and other diagnostic tests by a qualified pathologist. | Age of a cut paraffin section can affect immunoreactivity. Stability thresholds vary widely among published literature and are antigen dependent. Best practice is for paraffin sections to be cut within 6 weeks. | 1. Dai X, Wu YJ, Jia XY, et al. Immunoglobulin D (IgD) and IgD receptor expression in diffuse large B-cell lymphoma. Hematology. 2019;24(1):544-551. doi:10.1080/16078454.2019.1642553 2. Royal V, Quint P, Leblanc M, et al. IgD heavy-chain deposition disease: detection by laser microdissection and mass spectrometry. J Am Soc Nephrol. 2015;26(4):784-90. doi:10.1681/ASN.2014050481 3. Sorigue M, Junca J, Gassiot S, Milla F, Mate JL, Navarro JT. A case of CD138-/CD19+/CD4+ IgD plasma cell leukemia. Cytometry B Clin Cytom. 2014. doi:10.1002/cytob.21173 4. Magaki S, Hojat SA, Wei B, So A, Yong WH. An introduction to the performance of immunohistochemistry. Methods Mol Biol. 2019;1897:289-298. doi:10.1007/978-1-4939-8935-5_25 | Immunohistochemistry on sections of paraffin-embedded tissue.(Unpublished Mayo method) | 1 to 3 days | Until staining is complete. | This test has been cleared, approved, or is exempt by the US Food and Drug Administration and is used per manufacturer's instructions. Performance characteristics were verified by Mayo Clinic in a manner consistent with CLIA requirements. | 88342-TC, primary88341-TC, if additional IHC | IgD IHC, Tech Only | Order only;no result | 70782 | IgD IHC,Tech Only | Bill only; no result
FIERA | IgE Receptor Antibody | The test detects functional autoantibodies to the Fc-epsilon receptor (high affinity IgE receptor) or to IgE and is useful in the evaluation of chronic urticaria. | Flow Cytometry | Yes | IgE Receptor Antibody | Serum | Container/Tube: Preferred:Red top tube Acceptable:Serum gel tube Specimen Volume:1.0 mL Collection Instructions:Draw blood in a plain, red-top tube(s) or serum gel tube(s). Separate serum from cells immediately by centrifugation and aliquot in a polypropylene or similar plastic tube. Send 1 mL of serum frozen in plastic vial. | 0.5 mL |  | 0-12 | Chronic autoimmune urticaria (CIU) may be associated with autoantibodies to the high affinity IgE receptor (Fc-epsilon R1) or to IgE. In the presence of the autoantibodies, cross-linking of the Fc-epsilon-R1 receptor occurs, leading to basophil activation. The laboratory tests for the activation of donor basophils by CIU serum by analyzing the expression of the basophil specific ectoenzyme, CD203c. CD203c is upregulated on the surface of basophils following activation. A positive result is indicative of the presence of autoantibodies associated with CUI, but may also be due to other basophil-activating serum factors. Results must be correlated with clinical findings. The reference range was developed by the National Jewish Health Advanced Diagnostic Laboratories by analyzing 80 healthy control serum samples. |  | Chronic urticaria sera increase basophil CD203c expression. Yasnowsky KM1, Drekin SC, Efaw B, Shoen D, Vedanthan PL, Alam R, Harbek RJ, J Allergy Clin Immunol 2006 Jun; 117(6): 1430-4. |  | 11 to 14 days |  | This test uses a kit/reagent designated by the manufacturer as "for research use, not for clinical use" as well as one or more reagents classified as an analyte specific reagent (ASR). The performance characteristics of this test have been validated by Advanced Diagnostic Laboratories at National Jewish Health. It has not been cleared or approved by the US Food and Drug Administration. The results are not intended to be used as the sole means for clinical diagnosis or patient management decisions. This laboratory is certified under the Clinical Laboratory Improvement Amendments of 1988 (CLIA-88) as qualified to perform high complexity clinical laboratory testing. | 8818488185 x 2 | IgE Receptor Antibody | Not Provided | Z5811 | Interpretation: | Not Provided
IGGI | IgG Immunostain, Technical Component Only | Classification of lymphomas and multiple myeloma | Immunohistochemistry (IHC) | Yes | IgG IHC, Tech Only | For the initial technical component only immunohistochemical (IHC) stain performed, the appropriate bill-only test ID will be reflexed and charged (IHTOI). For each additional technical component only IHC stain performed, an additional bill-only test ID will be reflexed and charged (IHTOA). | Supplies:Immunostain Technical Only Envelope (T693) Specimen Type:Tissue Container/Tube:Immunostain Technical Only Envelope Preferred:2 Unstained positively charged glass slide (25- x 75- x 1-mm) per test ordered; sections 4-microns thick. Acceptable:Formalin-fixed, paraffin-embedded tissue block |  | The immunoglobulin molecules (antibodies) function as surface receptors for antigens for B lymphocytes and as secretory products of plasma cells forming the humoral arm of the immune system. IgG represents one of the immunoglobulin heavy chain types. Immunoreactivity is a specific marker for B lymphocytes and plasma cells. Diagnostically, staining for immunoglobulin heavy chains can aid in the diagnosis and classification of small B-cell malignant lymphomas and multiple myeloma. |  | This test does not include pathologist interpretation, only technical performance of the stain. If interpretation is required, order PATHC / Pathology Consultation for a full diagnostic evaluation or second opinion of the case. The positive and negative controls are verified as showing appropriate immunoreactivity. If a control tissue is not included on the slide, a scanned image of the relevant quality control tissue is available upon request; call 855-516-8404. Interpretation of this test should be performed in the context of the patient's clinical history and other diagnostic tests by a qualified pathologist. | Age of a cut paraffin section can affect immunoreactivity. Stability thresholds vary widely among published literature and are antigen dependent. Best practice is for paraffin sections to be cut within 6 weeks. | 1.Yu L, Lin X, Zhang L, et al. The combination of IgA and IgG autoantibodies against transcriptional intermediary factor-1 gamma contributes to the early diagnosis of lung cancer. Int J Med Sci. 2020;17(11):1561-1568. doi:10.7150/ijms.47463 2.Arora K, Rivera M, Ting DT, Deshpande V. The histological diagnosis of IgG4-related disease on small biopsies: challenges and pitfalls. Histopathology. 2019;74(5):688-698. doi:10.1111/his.13787. 3.Moreira RK, Revetta F, Koehler E, Washington MK. Diagnostic utility of IgG and IgM immunohistochemistry in autoimmune liver disease. World J Gastroenterol. 2010;16(4):453-457. doi:10.3748/wjg.v16.i4.453 4. Magaki S, Hojat SA, Wei B, So A, Yong WH. An introduction to the performance of immunohistochemistry. Methods Mol Biol. 2019;1897:289-298. doi:10.1007/978-1-4939-8935-5_25 | Immunohistochemistry on sections of paraffin-embedded tissue.(Unpublished Mayo method) | 1 to 3 days | Until staining is complete. | This test has been cleared, approved, or is exempt by the US Food and Drug Administration and is used per manufacturer's instructions. Performance characteristics were verified by Mayo Clinic in a manner consistent with CLIA requirements. | 88342-TC, primary88341-TC, if additional IHC | IgG IHC, Tech Only | 77202-0 | 70784 | IgG IHC, Tech Only | Bill only; no result
IGGS | IgG Subclasses, Serum | Second-order testing for evaluation of patients with clinical signs and symptoms ofhumoral immunodeficiency or combined immunodeficiency (cellularand humoral) | Turbidimetry | Yes | IgG Subclasses, S | Testing includes total IgG as well as the 4 subclasses of IgG. | Patient Preparation:Fasting preferred but not required Collection Container/Tube: Preferred:Serum gel Acceptable:Red top Submission Container/Tube:Plastic vial Specimen Volume:1 mL Collection Instructions:Centrifuge and aliquot serum into a plastic vial. | See Specimen Required | The most abundant immunoglobulin isotype in human serum is IgG. IgG immunoglobulins are comprised of 4 subclasses designated IgG1 through IgG4. Of total IgG, approximately 65% is IgG1, 25% is IgG2, 6% is IgG3, and 4% is IgG4. Each IgG subclass contains structurally unique portions of the constant region of the gamma heavy chain. The half-life of IgG1, IgG2, and IgG4 is around 22 days, while IgG3 has a half-life of approximately 7 days. The complement classical pathway is activated most strongly by IgG1 and IgG3 followed by weak strength in activation by IgG2. IgG4 does not activate complement. Clustering of multiple IgG molecules is required to activate complement. Both IgG1 and IgG3 bind Fc receptors on phagocytic cells, activate killer monocytes, and cross the placenta via receptor-mediated active transport. IgG1 is the principal IgG to cross the placenta, and neonatal concentrations are similar to maternal concentrations. Neonates have low production of IgG as the result of immaturity of their immune systems, and IgG concentrations fall through infancy, as the maternally-acquired antibody repertoire is cleared. Measurement of the concentrations of IgG subclass proteins in serum is useful in evaluating patients with clinical signs and symptoms of humoral immunodeficiency or combined immunodeficiency (cellular and humoral). Diminished concentrations of one or more IgG subclass protein may occur in the context of hypogammaglobulinemia, eg, common variable immunodeficiency or deficiencies may be selective, usually involving IgG subclass 2. Deficiency of IgG subclass 1 usually occurs in patients with severe immunoglobulin deficiency involving other IgG subclasses. Deficiency of IgG subclass 2 is more heterogeneous and can occur as an isolated deficiency or in combination with deficiency of IgA or IgA and other IgG subclasses. Most patients with IgG2 deficiency present with recurrent infections, usually sinusitis, otitis, or pulmonary infections. Children with deficiency of IgG subclass 2 often have deficient antibody responses to polysaccharide antigens, including bacterial antigens associated withHaemophilus influenzaetype B andStreptococcus pneumoniae. Isolated deficiencies of IgG subclass 3 or 4 occur rarely, and the clinical significance of these findings is not clear. | TOTAL IgG 0-<5 months: 100-334 mg/dL 5-<9 months: 164-588 mg/dL 9-<15 months: 246-904 mg/dL 15-<24 months: 313-1,170 mg/dL 2-<4 years: 295-1,156 mg/dL 4-<7 years: 386-1,470 mg/dL 7-<10 years: 462-1,682 mg/dL 10-<13 years: 503-1,719 mg/dL 13-<16 years: 509-1,580 mg/dL 16-<18 years: 487-1,327 mg/dL > or =18 years: 767-1,590 mg/dL IgG1 0-<5 months: 56-215 mg/dL 5-<9 months: 102-369 mg/dL 9-<15 months: 160-562 mg/dL 15-<24 months: 209-724 mg/dL 2-<4 years: 158-721 mg/dL 4-<7 years: 209-902 mg/dL 7-<10 years: 253-1,019 mg/dL 10-<13 years: 280-1,030 mg/dL 13-<16 years: 289-934 mg/dL 16-<18 years: 283-772 mg/dL > or =18 years: 341-894 mg/dL IgG2 0-<5 months: < or =82 mg/dL 5-<9 months: < or =89 mg/dL 9-<15 months: 24-98 mg/dL 15-<24 months: 35-105 mg/dL 2-<4 years: 39-176 mg/dL 4-<7 years: 44-316 mg/dL 7-<10 years: 54-435 mg/dL 10-<13 years: 66-502 mg/dL 13-<16 years: 82-516 mg/dL 16-<18 years: 98-486 mg/dL > or =18 years: 171-632 mg/dL IgG3 0-<5 months: 7.6-82.3 mg/dL 5-<9 months: 11.9-74.0 mg/dL 9-<15 months: 17.3-63.7 mg/dL 15-<24 months: 21.9-55.0 mg/dL 2-<4 years: 17.0-84.7 mg/dL 4-<7 years: 10.8-94.9 mg/dL 7-<10 years: 8.5-102.6 mg/dL 10-<13 years: 11.5-105.3 mg/dL 13-<16 years: 20.0-103.2 mg/dL 16-<18 years: 31.3-97.6 mg/dL > or =18 years: 18.4-106.0 mg/dL IgG4 0-<5 months: < or =19.8 mg/dL 5-<9 months: < or =20.8 mg/dL 9-<15 months: < or =22.0 mg/dL 15-<24 months: < or =23.0 mg/dL 2-<4 years: < or =49.1 mg/dL 4-<7 years: < or =81.9 mg/dL 7-<10 years: 1.0-108.7 mg/dL 10-<13 years: 1.0-121.9 mg/dL 13-<16 years: < or =121.7 mg/dL 16-<18 years: < or=111.0 mg/dL > or =18 years: 2.4-121.0 mg/dL | Diminished concentrations of all IgG subclasses are found in commonvariable immunodeficiency, combined immunodeficiency, ataxiatelangiectasia, and other primary and acquired immunodeficiency diseases. A diminished concentration of IgG2 protein maybe clinically significant in the context of recurrent sinopulmonaryinfection and may occur with or without concomitant IgA deficiency. Elevated concentration of IgG4 is consistent with, but not diagnostic of, IgG4-related disease. Slightly diminished concentrations of 1 or more IgG subclassproteins are not uncommon, and usually have little clinical significance. Conversely, some individuals with deficient specificantibody responses to polysaccharide antigens may have normal serum concentrations of IgG subclasses. | Measurement of IgG subclass proteins is not a first-order test in patients suspected of having an immunodeficiency disease. Quantitation of IgG, IgA, and IgM, along with other first-order tests for immunodeficiency, should be performed first. Elevations in serum IgG4 concentrations are not specific to IgG4-related disease; they are also found in disorders such as multicentric Castleman disease, allergic disorders, Churg-Strauss syndrome, sarcoidosis, and other conditions. | 1. Schauer U, Stemberg F, Rieger CHL, et al. IgG subclass concentration in certified reference material 470 and reference values for children and adults determined with the binding site reagents. Clin Chem. 2003;49(11):1924-1929 2. Dietzen DJ. Amino acids, peptides, and proteins. In: Rifai N, Horvath AR, Wittwer C, eds. Tietz Textbook of Clinical Chemistry and Molecular Diagnostics. 6th ed. Elsevier; 2018:393-394 3. Vidarsson G, Dekkers G, Rispens T. IgG subclasses and allotypes: From structure to effector functions. Front Immunol. 2014;5:520 4. Napodano C, Marino M, Stefanile A, et al. Immunological role of IgG subclasses. Immunol Invest. 2021;50(4):427-444 5. Barton JC, Barton JC, Bertoli LF, Acton RT. Factors associated with IgG levels in adults with IgG subclass deficiency. BMC Immunol. 2021;22(1):53 | The determination of the soluble antigen concentration by turbidimetric methods involves the reaction with specific antiserum to form insoluble complexes. When light is passed through the suspension formed a portion of the light is transmitted and focused onto a photodiode by an optical lens system. The amount of transmitted light is indirectly proportional to the specific protein concentration in the test sample. Concentrations are automatically calculated by reference to a calibrations curve stored within the instrument.(Package inserts: Optilite IgG Kit. The Binding Site Group, Ltd: ver.11, 08/2015; Optilite IgG1. The Binding Site Group, Ltd: ver.23, 07/2019; Optilite IgG2. The Binding Site Group, Ltd: ver.23, 07/2019; Optilite IgG3. The Binding Site Group, Ltd: ver.8, 12/2014; Optilite IgG4. The Binding Site Group, Ltd: ver.23, 07/2019) | Same day/1 to 3 days | 14 days | This test has been cleared, approved, or is exempt by the US Food and Drug Administration and is used per manufacturer's instructions. Performance characteristics were verified by Mayo Clinic in a manner consistent with CLIA requirements. | 8278482787 x 4 | IgG Subclasses, S | 47289-4 | IGG4 | IgG 4 | 2469-5
SFIGS | IgG, Serum | Aiding in the diagnosis of multiple sclerosis and other CNS inflammatory conditions | Only orderable as part of a profile. For more information see SFIG / Cerebrospinal Fluid (CSF) IgG Index Profile, Serum and Spinal Fluid. Nephelometry | Yes | IgG, S | Serum | Only orderable as part of a profile. For more information see SFIG / Cerebrospinal Fluid (CSF) IgG Index Profile, Serum and Spinal Fluid. Collection Container/Tube: Preferred:Serum gel Acceptable:Red top Submission Container/Tube:Plastic vial Specimen Volume:1mL Collection Instructions:Centrifuge and aliquot serum into a plastic vial within 2 hours of collection. | 0.5 mL | Elevation of IgG in the cerebrospinal fluid (CSF) of patients with inflammatory diseases of the central nervous system (CNS) such as multiple sclerosis (MS), neurosyphilis, acute inflammatory polyradiculoneuropathy, subacute sclerosing panencephalitis may be due to local (intrathecal) synthesis of IgG. Elevations of CSF IgG or the CSF/serum IgG ratio may also occur as a result of permeability of the blood brain barrier, and hence, a correction using albumin measurements in CSF and serum is appropriate. The CSF index is the CSF IgG to CSF albumin ratio compared to the serum IgG to serum albumin ratio. The CSF index is, therefore, an indicator of the relative amount of CSF IgG compared to serum. Any increase in the index is a reflection of IgG production in the CNS. The IgG synthesis rate is a mathematical manipulation of the CSF index data and can also be used as a marker for CNS inflammatory diseases. The test is commonly ordered with oligoclonal banding or immunoglobulin kappa free light chains in CSF to aid in the diagnosis of demyelinating conditions. | Only orderable as part of a profile. For more information see SFIG / Cerebrospinal Fluid (CSF) IgG Index Profile, Serum and Spinal Fluid. 0-4 months: 100-334 mg/dL 5-8 months: 164-588 mg/dL 9-14 months: 246-904 mg/dL 15-23 months: 313-1,170 mg/dL 2-3 years: 295-1,156 mg/dL 4-6 years: 386-1,470 mg/dL 7-9 years: 462-1,682 mg/dL 10-12 years: 503-1,719 mg/dL 13-15 years: 509-1,580 mg/dL 16-17 years: 487-1,327 mg/dL > or =18 years: 767-1,590 mg/dL | Cerebrospinal fluid (CSF) IgG synthesis rate indicates the rate of increase in the daily CSF production of IgG in milligrams per day. A result greater than 12 mg/24h is elevated. A CSF index greater than 0.85 is elevated and indicative of increased synthesis of IgG. | The cerebrospinal fluid index can be elevated in other inflammatory demyelinating diseases such as neurosyphilis, acute inflammatorypolyradiculoneuropathy, and subacute sclerosing panencephalitis. | 1. Tourtellotte WW, Walsh MJ, Baumhefner RW, et al: The current status of multiple sclerosis intra-blood-brain-barrier IgG synthesis. Ann NY Acad Sci. 1984;436:52-67 2. Bloomer LC, Bray PF: Relative value of three laboratory methods in the diagnosis of multiple sclerosis. Clin Chem. 1981;27:2011-2013 3. Hische EA, van der Helm HJ: Rate of synthesis of IgG within the blood-brain barrier and the IgG index compared in the diagnosis of multiple sclerosis. Clin Chem. 1987;33:113-114 4. Thompson AJ, Banwell BL, Barkhof F, Carroll WM, Coetzee T, Comi G, et al. Diagnosis of multiple sclerosis: 2017 revisions of the McDonald criteria. Lancet Neurol. 2018;17(2):162-73. doi: 10.1016/S1474-4422(17)30470-2 5. Gurtner KM, Shosha E, Bryant SC, et al. CSF free light chain identification of demyelinating disease: comparison with oligoclonal banding and other CSF indexes. Clin Chem Lab Med. 2018;56(7):1071-80. doi: 10.1515/cclm-2017-0901 6. Rifai N, Horvath RA, Wittwer CT, eds. Tietz Textbook of Clinical Chemistry and Molecular Diagnostics. 6th ed. Elsevier; 2018 | A reference curve is generated by a standard with a known antigen content on which the scattered light signals of the samples can be evaluated and calculated as an antigen concentration. Antigen-antibody complexes are formed when a sample containing antigen and the corresponding antiserum are put into a cuvette. A light beam is generated with a light emitting diode (LED), which is transmitted through the cuvette. The light is scattered onto the immuno-complexes that are present. Antigen and antibody are mixed in the initial measurement, but no complex is formed yet. An antigen-antibody complex is formed in the final measurement. The result is calculated by subtracting value of the final measurement from the initial measurement. The distribution of intensity of the scattered light depends on the ratio of the particle size of the antigen-antibody complexes to the radiated wavelength.(Instruction manual: Siemens Nephelometer II Operations. Siemens, Inc; V 2.3, 2008; Addendum to the Instruction Manual 2.3, 08/2017) | Same day/1 to 2 days | 2 weeks | This test has been cleared, approved, or is exempt by the US Food and Drug Administration and is used per manufacturer's instructions. Performance characteristics were verified by Mayo Clinic in a manner consistent with CLIA requirements. | 82784 | IgG, S | 2465-3 | AIGAS | IgG/Albumin, S | 6782-7
CASF | IgG/Albumin Ratio, Spinal Fluid | Assessment of cerebrospinal fluid (CSF) IgG/albumin ratio inthe absence of a paired CSF and serum specimen | Nephelometry | Yes | IgG/Albumin Ratio, CSF | CSF | Collection Container/Tube:Sterile vial SubmissionContainer/Tube:Plastic vial Specimen Volume:1 mL | 0.5 mL | Elevation of IgG levels in the cerebrospinal fluid (CSF) of patients with inflammatory diseases of the central nervous system (CNS) (multiple sclerosis [MS], neurosyphilis, acute inflammatory polyradiculoneuropathy, subacute sclerosing panencephalitis) is due to local CNS synthesis of IgG. The 2 most commonly used diagnostic laboratory tests for MS are CSF index and oligoclonal banding. The CSF index is the CSF IgG to CSF albumin ratio compared to the serum IgG to serum albumin ratio. The CSF index is therefore an indicator of the relative amount of CSF IgG compared to serum, and any increase in the index is a reflection of IgG production in the CNS. The IgG synthesis rate is a mathematical manipulation of the CSF index data and can also be used as a marker for CNS inflammatory diseases. | CSF IgG: 0.0-8.1 mg/dL CSF albumin: 0.0-27.0 mg/dL CSF IgG/albumin: 0.00-0.21 | Cerebrospinal fluid IgG index is positive (elevated) in approximately 80% ofpatients with multiple sclerosis. | The cerebrospinal fluid (CSF) index can be elevated in other inflammatory demyelinatingdiseases such as neurosyphillis, acute inflammatory polyradiculoneuropathy,and subacute sclerosing panencephalitis. Oligoclonal banding inCSF is slightly more sensitive (85%) than the CSF index. The use ofCSF index plus oligoclonal banding has been reported to increasethe sensitivity to over 90%. | 1. Tourtellotte WW, Walsh MJ, Baumhefner RW, Staugaitis SM, Shapshak P: The current status of multiple sclerosis intra-blood-brain-barrier IgG synthesis. Ann NY Acad Sci. 1984;436:52-67 2. Bloomer LC, Bray PF: Relative value of three laboratory methods in the diagnosis of multiple sclerosis. Clin Chem. 1981 Dec;27(12):2011-2013 3. Hische EA, van der Helm HJ: Rate of synthesis of IgG within the blood-brain barrier and the IgG index compared in the diagnosis of multiple sclerosis. Clin Chem. 1987 Jan;33(1):113-114 4. Swanson JW: Multiple sclerosis: update in diagnosis and review of prognostic factors. Mayo Clin Proc. 1989 May;64(5):577-586 5. Markowitz H, Kokmen E: Neurologic diseases and the cerebrospinal fluid immunoglobulin profile. Mayo Clin Proc. 1983 Apr;58(4):273-274 | The cerebrospinal fluid (CSF) and albumin are determined by immunonephelometry on a Siemens Nephelometer II. CSF IgG and albumin, and CSF IgG/albumin ratios are reported.(Instruction manual: Siemens Nephelometer II Operations. Siemens, Inc; Version 2.3, 2008; Addendum to the Instruction Manual 2.3, 08/2017) | 1 to 3 days | 2 weeks | This test has been cleared, approved, or is exempt by the US Food and Drug Administration and is used per manufacturer's instructions. Performance characteristics were verified by Mayo Clinic in a manner consistent with CLIA requirements. | 8204282784 | IgG/Albumin Ratio, CSF | 2470-3 | AIGAC | IgG/Albumin, CSF | 2470-3
FG4FI | IgG4 Food Panel I |  | Enzyme Immunoassay (FEIA) | No | IgG4 Food Panel I | Serum | Draw blood in a plain red-top tube(s), serum gel tube(s) is acceptable. Spin down and send 1.5 mL of serum refrigerated in a plastic vial. | 0.5 mL |  | Reference ranges have not been established for food-specific IgG4 tests. The clinical utility of food-specific IgG4 tests has not been clearly established. These tests can be used in special clinical situations to select foods for evaluation by diet elimination and challenge in patients who have food-related complaints, and to evaluate food allergic patients prior to food challenges. The presence of food-specific IgG4 has been studied in response to various oral food immunotherapy treatments but cutoffs have not been established. |  |  |  |  | 2 to 10 days |  | This test was developed and its performance characteristics determined by Viracor Eurofins. It has not been cleared or approved by the U.S. Food and Drug Administration. | 86001 X 10 | IgG4 Food Panel I | Not Provided | Z3730 | Wheat IgG4 | 56417-9
FGFP2 | IgG4 Food Panel II |  | ImmunoCAP FEIA | No | IgG4 Food Panel II | Serum | Draw blood in a plain red-top tube(s), serum gel tube(s) is acceptable. Spin down and send 1.5 mL of serum refrigerated in a plastic vial. | 0.5 mL |  | Reference ranges have not been established for food-specific IgG4 tests. The clinical utility of food-specific IgG4 tests has not been clearly established. These tests can be used in special clinical situations to select foods for evaluation by diet elimination and challenge in patients who have food-related complaints, and to evaluate food allergic patients prior to food challenges. The presence of food-specific IgG4 has been studied in response to various oral food immunotherapy treatments but cutoffs have not been established. |  |  |  |  | 2 to 7 days |  | This test was developed and its performance characteristics determined by Viracor Eurofins. It has not been cleared or approved by the U.S. Food and Drug Administration. | 86001 x 9 | IgG4 Food Panel II | Not Provided | Z3847 | Rice IgG4 | 56379-1
FG4FP | IgG4 Food Panel VIII |  | ImmunoCAP FEIA | No | IgG4 Food Panel VIII | Serum | Draw blood in a plain red-top tube(s), serum gel tube(s) is acceptable. Spin down and send 1 mL of serum refrigerated in a plastic vial. | 1 mL |  | Reference ranges have not been established for food-specific IgG4 tests. The clinical utility of food-specific IgG4 tests has not been clearly established. These tests can be used in special clinical situations to select foods for evaluation by diet elimination and challenge in patients who have food-related complaints, and to evaluate food allergic patients prior to food challenges. The presence of food-specific IgG4 has been studied in response to various oral food immunotherapy treatments but cutoffs have not been established. |  |  |  |  | 2 to 6 days |  | This test was developed and its performance characteristics determined by Viracor Eurofins. It has not been cleared or approved by the U.S. Food and Drug Administration. | 86001 x 6 | IgG4 Food Panel VIII | Not Provided | Z3153 | Wheat IgG4 | 56417-9
IGG4I | IgG4 Immunostain, Technical Component Only | Identification of IgG4-positive plasma cells in the tissue of patients with systemic autoimmune or allergic manifestations | Immunohistochemistry (IHC) | Yes | IgG4 IHC, Tech Only | For the initial technical component only immunohistochemical (IHC) stain performed, the appropriate bill-only test ID will be reflexed and charged (IHTOI). For each additional technical component only IHC stain performed, an additional bill-only test ID will be reflexed and charged (IHTOA). | Supplies:Immunostain Technical Only Envelope (T693) Specimen Type:Tissue Container/Tube:Immunostain Technical Only Envelope Preferred:2 Unstained positively charged glass slide (25- x 75- x 1-mm) per test ordered; sections 4-microns thick. Acceptable:Formalin-fixed, paraffin-embedded tissue block |  | Immunoglobulin G4 is the least abundant of IgG subclasses, normally comprising 6% of total IgG. Elevated serum IgG4 levels may be associated with localized or systemic allergic and autoimmune manifestations, such as inflammatory pseudotumor in liver, breast, and lung, sclerosing pancreatitis, and pemphigus vulgaris. In these disease states, increased numbers of IgG4-positive plasma cells are present in the tissue. |  | This test does not include pathologist interpretation, only technical performance of the stain. If interpretation is required, order PATHC / Pathology Consultation for a full diagnostic evaluation or second opinion of the case. The positive and negative controls are verified as showing appropriate immunoreactivity. If a control tissue is not included on the slide, a scanned image of the relevant quality control tissue is available upon request; call 855-516-8404. Interpretation of this test should be performed in the context of the patient's clinical history and other diagnostic tests by a qualified pathologist. | Age of a cut paraffin section can affect immunoreactivity. Stability thresholds vary widely among published literature and are antigen dependent. Best practice is for paraffin sections to be cut within 6 weeks. | 1.Heidarpour M, Rajabi P, Pour EB, Fayyazi E. Immunohistochemistry for immunoglobulin G4 in the diagnosis of pemphigus. Indian J Dermatol. 2019;64(4):338. doi:10.4103/ijd.IJD_87_18 2.Chen LYC, Mattman A, Seidman MA, Carruthers MN. IgG4-related disease: what a hematologist needs to know. Haematologica. 2019;104(3):444-455. doi:10.3324/haematol.2018.205526 3.Miyabe K, Zen Y, Cornell LD, et al. Gastrointestinal and extra-intestinal manifestations of IgG4-related disease. Gastroenterology. 2018;155(4):990-1003.e1. doi:10.1053/j.gastro.2018.06.082 4. Magaki S, Hojat SA, Wei B, So A, Yong WH. An introduction to the performance of immunohistochemistry. Methods Mol Biol. 2019;1897:289-298. doi:10.1007/978-1-4939-8935-5_25 | Immunohistochemistry on sections of paraffin-embedded tissue.(Unpublished Mayo method) | 1 to 3 days | Until staining is complete. | This test has been cleared, approved, or is exempt by the US Food and Drug Administration and is used per manufacturer's instructions. Performance characteristics were verified by Mayo Clinic in a manner consistent with CLIA requirements. | 88342-TC, primary88341-TC, if additional IHC | IgG4 IHC, Tech Only | 77202-0 | 70783 | IgG4 IHC, Tech Only | Bill only; no result
IGGS4 | IgG4, Immunoglobulin Subclasses, Serum | Supporting the diagnosis of IgG4-related disease | Turbidimetry | Yes | IgG4, Ig Subclasses | Serum | Patient Preparation:Fasting preferred but not required Collection Container/Tube: Preferred:Serum gel Acceptable:Red top Submission Container/Tube: Plastic vial Specimen Volume:1 mL Collection Instructions:Centrifuge and aliquot serum into a plastic vial. | 0.5 mL | The most abundant immunoglobulin isotype in human serum is IgG. IgG immunoglobulins are comprised of 4 subclasses, designated IgG1 through IgG4. Of total IgG, approximately 65% is IgG1, 25% is IgG2, 6% is IgG3, and 4% is IgG4. Each IgG subclass contains structurally unique portions of the constant region of the gamma heavy chain. IgG subclass 4-related disease is asystemic inflammatory disease of unknown etiology, most often occurring in middle-aged and older men. Several organ systems can be involved, and the disease encompasses many previous and newly described diseases such as autoimmune pancreatitis; Mikulicz disease and sclerosing sialadenitis; inflammatory orbital pseudotumor; chronic sclerosing aortitis; Riedel thyroiditis, a subset of Hashimoto thyroiditis; IgG4-related interstitial pneumonitis; and IgG4-related tubulointerstitial nephritis. These entities may be characterized by tumor-like swelling of the involved organs with infiltration by numerous IgG4-positive plasma cells with accompanying fibrosis. In addition, elevated serum concentrations of IgG4 are found in at least 50% of patients diagnosed with IgG4-related disease. The diagnosis of IgG4-related disease may require a tissue biopsy of the affected organ demonstrating the aforementioned histological features. It is recommended that patients suspected of having an IgG4-related disease have their serum IgG4 measured. | 0-<5 months: < or =19.8 mg/dL 5-<9 months: < or =20.8 mg/dL 9-<15 months: < or =22.0 mg/dL 15-<24 months: < or =23.0 mg/dL 2-<4 years: < or =49.1 mg/dL 4-<7 years: < or =81.9 mg/dL 7-<10 years: 1.0-108.7 mg/dL 10-<13 years: 1.0-121.9 mg/dL 13-<16 years: < or =121.7 mg/dL 16-<18 years: < or =111.0 mg/dL > or =18 years: 2.4-121.0 mg/dL | Elevated concentration of IgG4 is consistent with, but not diagnostic of, IgG4-related disease. | Elevations in serum IgG4 concentrations are not specific to IgG4-related disease; they are also found in disorders such as multicentric Castleman disease, allergic disorders, Churg-Strauss syndrome, sarcoidosis, and other conditions. | 1. Cheuk W, Chan JKC. IgG4-related sclerosing disease: a critical appraisal of an evolving clinicopathologic entity. Adv Anat Pathol. 2010;17(5):303-332 2. Zen Y, Nakanuma Y. IgG4-related disease: a cross-sectional study of 114 cases. Am J Surg Pathol. 2010;34(12):1812-1819 3. Bateman AC, Deheragoda MG. IgG4-related systemic sclerosing disease-an emerging and under-diagnosed condition. Histopathology. 2009;55(4):373-383 4.Vidarsson G, Dekkers G, Rispens T. IgG subclasses and allotypes: from structure to effector functions. Front Immunol. 2014;5:520 5. Maslinska M, Dmowska-Chalaba J, Jakubaszek M. The role of IgG4 in autoimmunity and rheumatic diseases. Front Immunol. 2022;12:787422 6. Wallace ZS, Naden RP, Chari S, et al. The 2019 American College of Rheumatology/European League Against Rheumatism classification criteria for IgG4-related disease. Ann Rheum Dis. 2020;79(1):77-87. doi:10.1136/annrheumdis-2019-216561 | The determination of the soluble antigen concentration by turbidimetric methods involves the reaction with specific antiserum to form insoluble complexes. When light is passed through the suspension formed a portion of the light is transmitted and focused onto a photodiode by an optical lens system. The amount of transmitted light is indirectly proportional to the specific protein concentration in the test sample. Concentrations are automatically calculated by reference to a calibrations curve stored within the instrument.(Package inserts: Optilite IgG4. The Binding Site Group, Ltd: ver.23, 07/2019) | 1 to 2 days | 14 days | This test has been cleared, approved, or is exempt by the US Food and Drug Administration and is used per manufacturer's instructions. Performance characteristics were verified by Mayo Clinic in a manner consistent with CLIA requirements. | 82787 | IgG4, Ig Subclasses | 2469-5 | IGGS4 | IgG4, Ig Subclasses | 2469-5
BCLL | IGH Somatic Hypermutation Analysis, B-Cell Chronic Lymphocytic Leukemia (B-CLL), Varies | Providing prognostic information in patients with newly diagnosed B-cell chronic lymphocytic leukemia This test isnot intended for usein providing prognostic information for patient with other B-cell neoplasms or hematopoietic tumors. | Polymerase Chain Reaction (PCR) and Next-Generation Sequencing (NGS) | Yes | IGH Somatic Hypermutation in B-CLL | Varies | Submit only 1 of the following specimens: Specimen Type:Whole blood Container/Tube: Preferred:Lavender top (EDTA) Acceptable:Yellow top (ACD) Specimen Volume:4 mL Collection Instructions: 1. Invert several times to mix blood. 2. Send whole blood specimen in original tube.Do not aliquot. 3. Label specimen as blood. Specimen Stability: Refrigerated/Ambient Specimen Type:Bone marrow Container/Tube: Preferred:Lavender top (EDTA) Acceptable:Yellow top (ACD) Specimen Volume:2 mL Collection Instructions: 1. Invert several times to mix bone marrow. 2. Send bone marrow specimen in original tube.Do not aliquot. 3. Label specimen as bone marrow. Specimen Stability: Refrigerated/Ambient Specimen Type:Extracted DNA from blood or bone marrow Container/Tube: 1.5- to 2-mL screw-top tube Specimen Volume: Entire specimen Collection Instructions: 1. Label specimen as extracted DNA and indicate specimen source (blood or bone marrow). 2.The required volume of DNA is 50 mcL at a concentration of 20 ng/mcL. 3. Include volume and concentration on tube. Specimen Stability: Frozen (preferred)/Refrigerated | Blood/Bone marrow: 1 mL Extracted DNA: see Specimen Required | During early B-cell development,IGHgenes are assembled from multiple polymorphic gene segments that undergo rearrangements and selection, generating variable diversity joining (VDJ) combinations that are unique in both length and sequence for each B cell. In addition, newly acquired (somatic) point variations are introduced into the variable (V) regions of mature B cells during the germinal center reaction in lymph nodes in a process called somatic hypermutation (SHM). Since chronic lymphocytic leukemia (CLL) originates from the malignant transformation of single lymphoid cells, each daughter cell shares one or, sometimes, more unique "clonal" antigen receptor gene rearrangements, which are cell and tumor specific (ie, a tumor cell "fingerprint"). ClonalIGHVgene hypermutation status provides important prognostic information for patients with CLL and small lymphocytic lymphoma (SLL). The presence ofIGHSHM is defined as greater than 2% difference from the germline VH gene sequence identity (mutated), whereas less than or equal to 2% difference is considered no SHM (unmutated). The status of SHM has clear influence on the median survival of CLL patients. Hypermutation of theIGHvariable region is strongly predictive of a good prognosis, while lack of variants predicts a poorer prognosis. | An interpretive report will be provided. | The presence or absence of somatic hypermutation (SHM) in the immunoglobulin heavy chain gene (IGH) variable (V) region DNA will be reported. A variation frequency of greater than 2% will be reported as mutated. Both the percent mutation and the V region allele identified in the rearrangement will be included in the report. B-cell chronic lymphocytic leukemia (B-CLL) lacking SHM of theIGHV region (unmutated) is associated with a significantly worse prognosis than B-CLL containing SHM of theIGHV region (mutated). | This test is useful for patients with chronic lymphocytic leukemia (CLL) or small lymphocytic lymphoma (SLL) with blood or bone marrow involvement. The prognostic value of somaticIGHV(IGHV)region mutation status is applicable only for this subtype of B-cell malignancy. This test requires a minimum monoclonal CLL B-cell percentage in order to amplify the clonalIGHgene rearrangement. This level has been established at 5% of lymphocytes (eg, as determined by flow cytometric immunophenotyping). A CLL population below 5% will not have a reliable or reproducible clonal gene rearrangement and sequencing by next-generation sequencing to determine somatic mutation status will typically produce no results, or possibly a false-positive finding. Therefore, submitted CLL samples must have a minimum CLL monoclonal B-cell population of 5% of total lymphocytes. The prognostic significance of somatic hypermutation (SHM) status is only known when a single functionalIGHrearrangement is identified (ie, in frame junctional coding region with no predicted premature protein truncation). However, a variety of situations can occur, for which the clinical significance is unknown at this time. These can broadly be grouped into the following: 1. Greater than 1 functional rearrangement is identified, with discordant mutation status 2. Only nonfunctional rearrangements are identified Rearrangements with mutation status at or near the 2% cutoff should be interpreted with caution for the purposes of prognosis, particularly if the entireIGHV sequence could not be sequenced due to the use of framework region 1 (FR1) V region primers. If such results are identified, an appropriate comment will be provided in the report. | 1. Davi F, Langerak AW, de Septenville AL, et al. Immunoglobulin gene analysis in chronic lymphocytic leukemia in the era of next generation sequencing. Leukemia. 2020;34(10):2545-2551. doi:10.1038/s41375-020-0923-9 2. Agathangelidis A, Sutton LA, Hadzidimitriou A, et al. Immunoglobulin gene sequence analysis in chronic lymphocytic leukemia: From patient material to sequence interpretation. J Vis Exp. 2018;(141):10.3791/57787. Published 2018 Nov 26. doi:10.3791/57787 3. Rosenquist R, Ghia P, Hadzidimitriou A, et al. Immunoglobulin gene sequence analysis in chronic lymphocytic leukemia: updated ERIC recommendations. Leukemia. 2017;31(7):1477-1481. doi:10.1038/leu.2017.125 | DNA is extractedfrom whole blood or bone marrow specimens,andIGHgene rearrangements are amplified bypolymerase chain reaction (PCR)usingindexedleader and/orframework region 1 (FR1)forward primers.The amplified product is then purified, and the DNA concentration measured. Pooled patient samples (identifiable by the index bar codes) are subjected to next-generation sequencing. FASTQC sequence data is subsequently analyzed using proprietary software to identify theIGHV rearrangement and the unique sequence. Results are compared to a germline IGHV sequence database by the software to calculate the percent identity of the tumorIGHV rearrangement to the closest germline sequence. Rearrangements containing a variation frequency of greater than 2% are interpreted as mutated. Rearrangements containing a variation frequency less than or equal to 2% are interpreted as unmutated.(Unpublished Mayo method) | 14 days | DNA 3 months | This test was developed and its performance characteristics determined by Mayo Clinic in a manner consistent with CLIA requirements. It has not been cleared or approved by the US Food and Drug Administration. | 81263-IGH(immunoglobulin heavy chain locus) (eg, leukemia and lymphoma, B-cell), variable region somatic mutation analysis | IGH Somatic Hypermutation in B-CLL | 50627-9 | 39465 | BCLL Result | No LOINC Needed
IGMI | IgM Immunostain, Technical Component Only | Classification of lymphomas and multiple myeloma | Immunohistochemistry (IHC) | Yes | IgM IHC, Tech Only | For the initial technical component only immunohistochemical (IHC) stain performed, the appropriate bill-only test ID will be reflexed and charged (IHTOI). For each additional technical component only IHC stain performed, an additional bill-only test ID will be reflexed and charged (IHTOA). | Supplies:Immunostain Technical Only Envelope (T693) Specimen Type:Tissue Container/Tube:Immunostain Technical Only Envelope Preferred:2 Unstained positively charged glass slide (25- x 75- x 1-mm) per test ordered; sections 4-microns thick. Acceptable:Formalin-fixed, paraffin-embedded tissue block |  | The immunoglobulin molecules (antibodies) function as surface receptors for antigens for B lymphocytes and as secretory products of plasma cells forming the humoral arm of the immune system. IgM represents one of the immunoglobulin heavy chain types. IgM positive-B lymphocytes are normally present in the follicular mantle zones and germinal centers. Immunoreactivity is a specific marker for B lymphocytes and plasma cells. Diagnostically, staining for immunoglobulin heavy chains can aid in the diagnosis and classification of small B cell malignant lymphomas and multiple myeloma. |  | This test does not include pathologist interpretation, only technical performance of the stain. If interpretation is required, order PATHC / Pathology Consultation for a full diagnostic evaluation or second opinion of the case. The positive and negative controls are verified as showing appropriate immunoreactivity. If a control tissue is not included on the slide, a scanned image of the relevant quality control tissue is available upon request; call 855-516-8404. Interpretation of this test should be performed in the context of the patient's clinical history and other diagnostic tests by a qualified pathologist. | Age of a cut paraffin section can affect immunoreactivity. Stability thresholds vary widely among published literature and are antigen dependent. Best practice is for paraffin sections to be cut within 6 weeks. | 1.Moreira RK, Revetta F, Koehler E, Washington MK. Diagnostic utility of IgG and IgM immunohistochemistry in autoimmune liver disease. World J Gastroenterol. 2010;16(4):453-457. doi:10.3748/wjg.v16.i4.453 2.Shubham S, Bhardwaj M, Mahapatra HS. Comparative evaluation of immunoperoxidase versus immunofluorescent techniques in interpretation of kidney biopsies. Indian J Pathol Microbiol. 2016;59(3):305-309. doi:10.4103/0377-4929.188105 3.Zhu Z, Zhang M, Shao W, et al. Immunoglobulin M, a novel molecule of myocardial cells of mice. Int J Biochem Cell Biol. 2017;88:172-180. doi:10.1016/j.biocel.2017.04.003 4. Magaki S, Hojat SA, Wei B, So A, Yong WH. An introduction to the performance of immunohistochemistry. Methods Mol Biol. 2019;1897:289-298. doi:10.1007/978-1-4939-8935-5_25 | Immunohistochemistry on sections of paraffin-embedded tissue.(Unpublished Mayo method) | 1 to 3 days | Until staining is complete. | This test has been cleared, approved, or is exempt by the US Food and Drug Administration and is used per manufacturer's instructions. Performance characteristics were verified by Mayo Clinic in a manner consistent with CLIA requirements. | 88342-TC, primary88341-TC, if additional IHC | IgM IHC, Tech Only | Order only;no result | 70785 | IgM IHC, Tech Only | Bill only; no result
IHPCA | IHC Additional (Bill Only) |  | This test is for billing purposes only. This is not an orderable test. | Yes | IHC Additional | Varies | This test is for billing purposes only. This is not an orderable test. |  |  | This test is for billing purposes only. This is not an orderable test. | [6 empty] | Not Applicable | 88341
IHA26 | IHC Additional, Professional Only (Bill Only) |  | This test is for billing purposes only. This is not an orderable test. | Yes | IHC Additional, Professional Only | Varies | This test is for billing purposes only. This is not an orderable test. |  |  | This test is for billing purposes only. This is not an orderable test. | [6 empty] | Not Applicable | 88341-26
IHTOA | IHC Additional, Tech Only (Bill Only) |  |  | Yes | IHC Additional, Tech Only | This test is for billing purposes only. | This test is for billing purposes only. This is not an orderable test. |  |  | This test is for billing purposes only. This is not an orderable test. | [6 empty] | Not Applicable | 88341-TC
0761T | IHC addl. digitize glass slide (Bill Only) |  | This test is for tracking purposes only. This is not an orderable test. | Yes | IHC addl. digitize glass slide | Varies | This test is for tracking purposes only. This is not an orderable test. |  |  | This test is for tracking purposes only. This is not an orderable test. | [6 empty] | Not Applicable | 0761T
IHPCI | IHC Initial (Bill Only) |  | This test is for billing purposes only. This is not an orderable test. | Yes | IHC Initial | Varies | This test is for billing purposes only. This is not an orderable test. |  |  | This test is for billing purposes only. This is not an orderable test. | [6 empty] | Not Applicable | 88342
IHC26 | IHC Initial, Professional Only (Bill Only) |  | This test is for billing purposes only. This is not an orderable test. | Yes | IHC Initial, Professional Only | Varies | This test is for billing purposes only. This is not an orderable test. |  |  | This test is for billing purposes only. This is not an orderable test. | [6 empty] | Not Applicable | 88342-26
IHTOI | IHC Initial, Tech Only (Bill Only) |  |  | Yes | IHC Initial, Tech Only | Varies | This test is for billing purposes only. This is not an orderable test. |  |  | This test is for billing purposes only. This is not an orderable test. | [6 empty] | Not Applicable | 88342-TC
0760T | IHC intl. digitize glass slide (Bill Only) |  | This test is for tracking purposes only. This is not an orderable test. | Yes | IHC intl. digitize glass slide | Varies | This test is for tracking purposes only. This is not an orderable test. |  |  | This test is for tracking purposes only. This is not an orderable test. | [6 empty] | Not Applicable | 0760T
0763T | IHC mrph digitize glass slide (Bill Only) |  | This test is for tracking purposes only. This is not an orderable test. | Yes | IHC mrph digitize glass slide | Varies | This test is for tracking purposes only. This is not an orderable test. |  |  | This test is for tracking purposes only. This is not an orderable test. | [6 empty] | Not Applicable | 0763T
IHMPC | IHC Multiplex (Bill Only) |  | This test is for billing purposes only. This is not an orderable test. | Yes | IHC Multiplex | Varies | This test is for billing purposes only. This is not an orderable test. |  |  | This test is for billing purposes only. This is not an orderable test. | [6 empty] | Not Applicable | 88344
IHM26 | IHC Multiplex, Professional Only (Bill Only) |  | This test is for billing purposes only. This is not an orderable test. | Yes | IHC Multiplex, Professional Only | Varies | This test is for billing purposes only. This is not an orderable test. |  |  | This test is for billing purposes only. This is not an orderable test. | [6 empty] | Not Applicable | 88344-26
IHMTO | IHC Multiplex, Tech Only (Bill Only) |  | This test is for billing purposes only. This is not an orderable test. | Yes | IHC Multiplex, Tech Only | Varies | This test is for billing purposes only. This is not an orderable test. |  |  | This test is for billing purposes only. This is not an orderable test. | [6 empty] | Not Applicable | 88344-TC
IDH2 | IHD2, R172K Mutation, Immunostain, Technical Component Only | Identification ofIDH2R172K mutant protein in angioimmunoblastic T-cell lymphoma or acute myeloid leukemia | Immunohistochemistry (IHC) | Yes | IDH2, R172K Mutation, IHC Tech Only | For the initial technical component only immunohistochemical (IHC) stain performed, the appropriate bill-only test ID will be reflexed and charged (IHTOI). For each additional technical component only IHC stain performed, an additional bill-only test ID will be reflexed and charged (IHTOA). | Supplies:Immunostain Technical Only Envelope (T693) Specimen Type:Tissue Container/Tube:Immunostain Technical Only Envelope Preferred:2 Unstained positively charged glass slide (25- x 75- x 1-mm) per test ordered; sections 4-microns thick. Acceptable:Formalin-fixed, paraffin-embedded tissue block |  | TheIDH2R172K mutation is present in a subset of cases of angioimmunoblastic T-cell lymphoma (AITL). Detection of the mutant protein using a mutation-specific antibody is useful in the diagnosis of AITL. This mutation may also be found in cases of acute myeloid leukemia. |  | This test does not include pathologist interpretation, only technical performance of the stain. If interpretation is required, order PATHC / Pathology Consultation for a full diagnostic evaluation or second opinion of the case. The positive and negative controls are verified as showing appropriate immunoreactivity. If a control tissue is not included on the slide, a scanned image of the relevant quality control tissue is available upon request; call 855-516-8404. Interpretation of this test should be performed in the context of the patient's clinical history and other diagnostic tests by a qualified pathologist. | Age of a cut paraffin section can affect immunoreactivity. Stability thresholds vary widely among published literature and are antigen dependent. Best practice is for paraffin sections to be cut within 6 weeks. | 1. Wang C, McKeithan TW, Gong Q, et al. IDH2R172 mutations define a unique subgroup of patients with angioimmunoblastic T-cell lymphoma. Blood. 2015;126(15):1741-1752 2. Dupuy A, Lemonnier F, Fataccioli V, et al. Multiple ways to detect IDH2 mutations in angioimmunoblastic T-cell lymphoma from immunohistochemistry to next-generation sequencing. J Mol Diagn. 2018;20(5):677-685 3. Steinhilber J, Mederake M, Bonzheim I, et al. The pathological features of angioimmunoblastic T-cell lymphomas with IDH2 R172 mutations. Mod Pathol. 2019;32(8):1123-1134 4. Dogan S, Frosina DF, Geronima JA, et al. Molecular epidemiology of IDH2 hotspot mutations in cancer and immunohistochemical detection of R172K, R172G, and R172M variants. Human Pathology. 2020;106:45-53 5. Magaki S, Hojat SA, Wei B, So A, Yong WH. An introduction to the performance of immunohistochemistry. Methods Mol Biol. 2019;1897:289-298. doi:10.1007/978-1-4939-8935-5_25 | Immunohistochemistry on sections of paraffin-embedded tissue.(Unpublished Mayo method) | 1 to 3 days | Until staining is complete. | This test has been cleared, approved, or is exempt by the US Food and Drug Administration and is used per manufacturer's instructions. Performance characteristics were verified by Mayo Clinic in a manner consistent with CLIA requirements. | 88342-TC, primary88341-TC, if additional IHC | IDH2, R172K Mutation, IHC Tech Only | No LOINC Needed | 616904 | IDH2, R172K Mutation, IHC Tech Only | No LOINC Needed
IMIPR | Imipramine and Desipramine, Serum | Monitoringimipramine and desipramineconcentrations during therapy Evaluating potentialimipramine and desipraminetoxicity May aid in evaluating patient compliance | Liquid Chromatography Tandem Mass Spectrometry (LC-MS/MS) | Yes | Imipramine and Desipramine, S | Serum Red | Supplies:Sarstedt Aliquot Tube, 5 mL (T914) Collection Container/Tube:Red top (Serum gel/SST arenot acceptable) Submission Container/Tube:Plastic vial Specimen Volume:1 mL Collection Instructions: 1. Collect specimen immediately before next scheduled dose (minimum 12 hours after last dose). 2.Centrifuge and aliquot serum into a plastic vial.Serum must be separated from cells within 2 hours of collection. | 0.25 mL | Imipramine and its metabolite desipramine are tricyclic antidepressants used to treat endogenous depression requiring 1 to 3 weeks of treatment before therapeutic effectiveness becomes apparent. Desipramine is used for treatment of endogenous depression when the patient needs a drug with significant stimulatory side effects. These drugs have also been employed in the treatment of enuresis (involuntary urination) in childhood and severe obsessive-compulsive neurosis. Imipramine: The optimal dosage of imipramine yields trough (just before the next dose) blood levels of imipramine and desipramine combined from 175 to 300 ng/mL. If desipramine is given, no imipramine should be detected, and the therapeutic concentration for desipramine alone is 100 to 300 ng/mL. Toxicity associated with imipramine is characterized by QRS widening (intraventricular conduction delay) leading to ventricular tachycardia and asystole. In some patients, toxicity may manifest at lower concentrations or at therapeutic concentrations in the early state of therapy. Cardiac toxicity (first-degree heart block) is usually associated with blood concentrations more than 400 ng/mL. Desipramine: Desipramine is the antidepressant of choice in patients where maximal stimulation is indicated. The therapeutic concentration of desipramine is 100 to 300 ng/mL. About 1 to 3 weeks of treatment are required before therapeutic effectiveness becomes apparent. The most frequent side effects are those attributable to anticholinergic effects, such as dry mouth, constipation, dizziness, tachycardia, palpitations, blurred vision, and urinary retention. These occur at blood concentrations more than 400 ng/mL, although they may occur at therapeutic concentrations in the early stage of therapy. Cardiac toxicity (first-degree heart block) is usually associated with blood concentrations more than 400 ng/mL. | Imipramine and Desipramine Total therapeutic concentration: 175-300 ng/mL Desipramine Therapeutic concentration: 100-300 ng/mL Note:Therapeuticranges are for specimens collected at trough (ie, immediately before next scheduled dose). Levels may be elevated in non-trough specimens. | Most individuals display optimal response to imipramine when combined serum levels of imipramine and desipramine are between 175 and 300 ng/mL. Risk of toxicity is increased with levels above 400 ng/mL. Most individuals display optimal response to desipramine with serum levels of 100 to 300 ng/mL. Risk of toxicity is increased with desipramine levels above 400 ng/mL. Some individuals may respond well outside of these ranges or may display toxicity within the therapeutic range; thus, interpretation should include clinical evaluation. Therapeutic ranges are based on specimen collected at trough (ie, immediately before the next dose). | This test cannot be performed on whole blood. Serum must be separated from cells within 2 hours of collection; if serum is not removed within this time, tricyclic antidepressant levels may be falsely elevated due to drug release from red blood cells. Specimens that are obtained from gel tubes are not acceptable because the drug can absorb on the gel and lead to falsely decreased concentrations. | 1. Wille SM, Cooreman SG, Neels HM, Lambert WE. Relevant issues in the monitoring and the toxicology of antidepressants. Crit Rev Clin Lab Sci. 2008;45(1):25-89 2. Thanacoody HK, Thomas SHL. Antidepressant poisoning. Clin Med (Lond). 2003;3(2):114-118 3.Hiemke C, Bergemann N, Clement HW, et al. Consensus guidelines for therapeutic drug monitoring in neuropsychopharmacology: Update 2017. Pharmacopsychiatry. 2018;51:9-62 4. Milone MC, Shaw LM. Therapeutic drugs and their management. In: Rifai N, Chiu RWK, Young I, Burnham CAD, Wittwer CT, eds. Tietz Textbook of Laboratory Medicine. 7th ed. Elsevier; 2023:420-453 | The tricyclic antidepressants are extracted from serum usinga solvent to precipitate proteins. The supernatant is removed, and analysis is byliquid chromatography tandem mass spectrometry.(Unpublished Mayo method) | 3 to 5 days | 14 days | This test was developed and its performance characteristics determined by Mayo Clinic in a manner consistent with CLIA requirements. It has not been cleared or approved by the US Food and Drug Administration. | 80299 | Imipramine and Desipramine, S | 43123-9 | 37122 | Imipramine and Desipramine | 9627-1
IFXED | Immunofixation Heavy Chain Type Delta and Epsilon, Serum | Identification and isotyping of IgD or IgE monoclonal gammopathy Documentation of complete response to therapy with established monoclonal gammopathy consisting of an IgD or IgE heavy chain | Immunofixation | Yes | Immunofixation Delta and Epsilon, S | Serum | Patient Preparation:Fasting preferred but not required Collection Container/Tube: Preferred:Serum gel Acceptable:Red top Submission Container/Tube:Plastic vial Specimen Volume:1 mL Collection Instructions:Centrifuge and aliquot serum into a plastic vial. | See Specimen Required | Monoclonal gammopathies indicate a clonal expansion of plasma cells or mature B lymphocytes that commonly consist of IgG, IgA, and IgM heavy chains. However, these monoclonal proteins may rarely consist of IgD or IgE immunoglobulin heavy chains. Diseases that are associated with monoclonal gammopathies include multiple myeloma, primary systemic amyloidosis, and light-chain deposition disease, as well as premalignant disorders such as smoldering multiple myeloma and monoclonal gammopathy of undetermined significance. Initial Isotyping or immunofixation identifies the monoclonal immunoglobulin heavy-chain (gamma, alpha, or mu) and/or light-chain type (kappa or lambda). Since IgD and IgE monoclonal gammopathies are rare, they are not part of the initial screening/isotyping. Since the anti-sera against IgD and IgE are excluded from initial screening methods, this testing should only be ordered on patients with confirmed IgD or IgE monoclonal gammopathy or patients with only free monoclonal kappa or lambda light chains upon initial isotyping. Once the presence of an IgD or IgE heavy chain is excluded, there is no need to continue monitoring with this specialized isotyping assay; rather, continued monitoring via serum protein electrophoresis and traditional isotyping is more appropriate. | Immunofixation Delta and Epsilon: No monoclonal IgD or IgE protein detected. Immunofixation Delta and Epsilon, Flag: Negative | Immunofixation impression comments are made based on visual interpretation of gels. | Immunofixation for only IgD and IgE will not provide information about the more common heavy chains associated with monoclonal gammopathies (IgG, IgA, or IgM). Order PEISO / Protein Electrophoresis and Isotype, Serum or MPSS / Monoclonal Protein Study, Serum to obtain this information. Immunofixation is not a quantitative assay. If a monoclonal protein is identified, a serum protein electrophoresis assay is required for quantifying the abnormality. | 1. Willrich MAV, Murray DL, Kyle RA. Laboratory testing for monoclonal gammopathies: Focus on monoclonal gammopathy of undetermined significance and smoldering multiple myeloma. Clin Biochem. 2018;51:38-47 2.Sykes E, Posey Y. Immunochemical characterization of immunoglobulins in serum, urine, and cerebrospinal fluid. In: Detrick B, Schmitz JL, Hamilton RG eds. Manual of Molecular and Clinical Laboratory Immunology. 8th ed. ASM Press; 2016:89-100 3. Katzmann JA, Kyle RA. Immunochemical characterization of immunoglobulins in serum, urine, and cerebrospinal fluid. In: Detrick B, Hamilton RG, Folds JD eds. Manual of Molecular and Clinical Laboratory Immunology. 7th ed. ASM Press; 2006:88-100 4. Keren DF, Humphrey RL. Clinical indications and applications of serum and urine protein electrophoresis. In: Detrick BD, Hamilton RG, Schmitz JL eds. Manual of Molecular and Clinical Laboratory Immunology. 8th ed. 2016:74-88 5. Katzmann JA, Keren DF. Strategy for detecting and following monoclonal gammopathies. In: Detrick BD, Hamilton RG, Schmitz JL, eds. Manual of Molecular and Clinical Laboratory Immunology. 8th ed. ASM Press; 2016:112-124 | Immunofixation is performed with reagents specific for delta and epsilon immunoglobulin heavy chains andkappa and lambdalight chains. Immunofixation electrophoresis is performed in four stages: 1) separation of proteins by electrophoresis on an agarose gel; 2) immunofixation (immunoprecipitation) and fixation of the electrophoresed proteins;3) removal of unprecipitated soluble proteins by blotting and washing; and 4) staining of the precipitated proteins for visualization.(Package insert: HYDRAGEL 1, 2, 4 and 9 IF kit. Sebia Inc; 07/2020) | 2 to 7 days | 14 days | This test has been modified from the manufacturer's instructions. Its performance characteristics were determined by Mayo Clinic in a manner consistent with CLIA requirements. This test has not been cleared or approved by the US Food and Drug Administration. | 86334 | Immunofixation Delta and Epsilon, S | 104672-1 | 606981 | Flag, Immunofixation D and E | No LOINC Needed
FIFLC | Immunofixation with Free Light Chains, Quantitative, Urine |  | Qualitative Immunofixation Electrophoresis/Quantitative Immunoturbidimetry | Yes | Immunofix Free Light Chains, U | Urine | Specimen Type:Urine Submission Container/Tube:Two 4-mL plastic aliquot tube(s) Specimen Volume:8 mL (Two 4-mL plastic aliquot tube(s)) Collection Instructions: 1. Collect urine for 24 hours (NO preservative). 2. Refrigerate specimen during the 24-hour collection. 3. Send specimen refrigerate in Two 4-mL plastic aliquot tube(s) 4. Collection volume and duration are required | 4 mL (2 vials 2 mL each) |  | Total Protein,Less than 150 mg/d, Free Urinary Kappa Light Chains,0.00-32.90 mg/L, Free Urinary Kappa Excretion/Day,By report, Free Urinary Lambda Light Chain,0.00-3.79 mg/L, Free Urinary Lambda Excretion/Day,By report, IFE Interpretation,By report, | Results of urine free light chain testing can be used to monitor disease progression or response to therapy in patients for whom urine electrophoresis is unable to provide reliable Bence Jones Protein quantification. The results of urine kappa and lambda free light chain quantitative values may be misleading in specimens with high levels of urinary polyclonal free light chains, and absent Bence Jones protein by immunofixation; therefore correlation with urine immunofixation is required to identify inconsistent results. Total urinary protein is determined turbidmetrically by adding the albumin and kappa and/or lambda light chains. This value may not agree with the total protein as determined by chemical methods, which characteristically underestimates urinary light chains. |  |  |  | 1 to 9 days |  |  | 841568633583521 x 2 | Immunofix Free Light Chains, U | Not Provided | Z5900 | IFE Interpretation | 49277-7
FIXCF | Immunofixation, CSF |  | Immunofixation Electrophoresis | Yes | Immunofixation, CSF | CSF | Specimen Type:CSF Container/Tube:sterile screw cap container Specimen Volume:6 mL Collection Instructions:Collect 6 mL of spinal fluid (CSF) in a sterile screw cap container. Ship frozen. | 4.5 mL |  | No abnormal bands are present on immunofixation. |  |  |  |  | 5 to 9 days |  |  | 86335 | Immunofixation, CSF | 13174-8 | FIXCF | Immunofixation, CSF | 13174-8
FHLCA | Immunoglobulin A (IgA) Heavy and Light Chain (HLC) Pairs, Kappa and Lambda with Ratio | For the quantitative measurement of human IgA heavy chain and light chain intact immunoglobulin in serum. The result can be used when monitoring previously diagnosed IgA multiple myeloma patients and is used in conjunction with other clinical and laboratory findings. Heavy and light chain pair quantitation may be useful for: 1. Distinguishing between broadly migrating monoclonal proteins and restricted polyclonal immunoglobulin patterns on serum protein electrophoresis. 2. Quantitating monoclonal IgA proteins that are difficult to quantitate using serum protein electrophoresis alone. 3. Providing a more specific quantitation of the monoclonal protein than total IgA measurements alone. | Turbidimetric | Yes | IgA Heavy Light Chains (HLC), S | Serum | Specimen Type:Serum Container/Tube:Red top or SST Specimen Volume:0.75 mL Collection Instructions:Draw blood in a plain red-top tube, serum gel tube(s) is also acceptable. Separate serum immediately after coagulation (30 minutes) to prevent hemolysis. Send 0.75 mL of serum refrigerated in a plastic vial. NOTE: Patient should be fasting for eight hours to avoid lipemic sample interference. | 0.5 mL | Elevated serum concentrations of monoclonal protein are indicative of an underlying abnormality, such as monoclonal gammopathy of undetermined significance (MGUS), multiple myeloma, and other lymphoproliferative disorders. International guidelines recommend serum protein electrophoresis (SPE) densitometry to be performed to quantify monoclonal proteins. However, monoclonal IgA proteins can often be obscured by other proteins in the Beta region of a SPE gel, making quantification inaccurate. Nephelometry can be used in these instances to measure total IgA, but this will include nontumor immunoglobulin, and measurement of either IgA Kappa or IgA Lambda may give a more accurate representation of tumor production. Furthermore, measurement of both IgA Kappa and IgA Lambda, calculation of the IgA Kappa:IgA Lambda ratio and comparison with values found in normal subjects can give a more sensitive indication of clonality. Use of the IgA Kappa:IgA Lambda ratio will also compensate for any changes in plasma volume. | IgA Kappa (g/L): 0.48-2.82 IgA Lambda (g/L): 0.36-1.98 IgA Kappa:IgA Lambda ratio: 0.80-2.04 | An elevated IgA heavy and light chain (HLC) pair ratio suggests a clonal proliferation of an IgA Kappa clone of plasma cells. A low IgA HLC pair ratio suggests a clonal proliferation of an IgA Lambda clone of plasma cells. | Decisions on patient evaluation and management must not be given on the basis of IgA Kappa, IgA Lambda, or IgA Kappa:IgG Lambda ratio measurements alone. Clinical history and other laboratory findings must be taken into account. Heavy and light chain (HLC) quantitation should be used as a complementary method to serum protein electrophoresis. The effect of therapeutic drugs on the measurement of IgA Kappa and IgA Lambda by this assay has not been evaluated. Small increases in the concentrations of monoclonal IgA proteins may not result in an altered HLC pair ratio. | 1. Smith A, Wisloff F, Samson D; UK Myeloma Forum; Nordic Myeloma Study Group; British Committee for Standards in Haematology. (2005) Guidelines on the diagnosis and management of multiple myeloma 2005.Br J Haematol.2006 Feb; 132(4):410-451.PubMed 16412016 2. Bradwell AR, Harding S, Drayson M, Mead G. Novel nephelometric assays give a sensitive measure of residual disease in multiple myeloma (MM).Br J Haematol.2008; 141(s1):39. Abstract 107. |  | 1 to 9 days |  |  | 83883 x 2 | IgA Heavy Light Chains (HLC), S | 74773-3 | Z5618 | IgA K/L HLC Ratio | 74869-9
IGA | Immunoglobulin A (IgA), Serum | Detection or monitoring of IgA monoclonal gammopathies and IgA-related immune deficiencies | Nephelometry | Yes | Immunoglobulin A (IgA), S | The following algorithms are available: | Collection Container/Tube: Preferred:Serum gel Acceptable:Red top Submission Container/Tube: Plastic vial Specimen Volume:1 mL Collection Instructions:Centrifuge and aliquot serum into a plastic vial. | 0.5 mL | The gamma globulin band as seen in conventional serum protein electrophoresis consists of 5 immunoglobulins. In normal serum, about 15% is IgA. Monoclonal gammopathies of all types may lead to a spike in the gamma globulin zone seen on serum protein electrophoresis. Monoclonal elevations of IgA characterize multiple myeloma. Decreased immunoglobulin levels are found in patients with congenital deficiencies. | 0-<5 months: 7-37 mg/dL 5-<9 months: 16-50 mg/dL 9-<15 months: 27-66 mg/dL 15-<24 months: 36-79 mg/dL 2-<4 years: 27-246 mg/dL 4-<7 years: 29-256 mg/dL 7-<10 years: 34-274 mg/dL 10-<13 years: 42-295 mg/dL 13-<16 years: 52-319 mg/dL 16-<18 years: 60-337 mg/dL > or =18 years: 61-356 mg/dL | Increased serum immunoglobulin concentrations occur due to polyclonal or oligoclonal immunoglobulin proliferation in hepatic disease (hepatitis, liver cirrhosis), connective tissue diseases, acute and chronic infections, as well as in the cord blood of neonates with intrauterine and perinatal infections. Elevation of IgA may occur in monoclonal gammopathies such as multiple myeloma, primary systemic amyloidosis, monoclonal gammopathy of undetermined significance, and related disorders. Decreased levels are found in patients with primary or secondary immune deficiencies. | Electrophoresis is usually required to interpret an elevated immunoglobulin class as polyclonal versus monoclonal. Immunofixation is usually required to characterize a monoclonal protein. If there is a discrete M-peak, the monoclonal protein can be monitored with quantitative immunoglobulins. If immunoglobulin quantitation is used to monitor the size of a monoclonal protein that is contained in a background of polyclonal immunoglobulins, changes in the immunoglobulin quantitation may reflect changes in the background immunoglobulins, and serum protein electrophoresis should therefore be used to monitor the monoclonal protein. Results determined by assays using different manufacturers or methods may not be comparable. | 1. Webster ADB: Laboratory investigation of primary deficiency of the lymphoid system. In: Clinics in Immunology and Allergy. Vol 5. 3rd ed. WB Saunders Company; 1985:447-468 2. Pinching AJ: Laboratory investigation of secondary immunodeficiency. In:Clinics in Immunology and Allergy. Vol 5. 3rd ed. WB Saunders Company; 1985:469-490 3. Dispenzieri A, Gertz MA, Kyle RA: Distribution of diseases associated with moderate polyclonal gammopathy in patients seen at Mayo Clinic during 1991. Blood. 1997;90:353A 4. Kyle RA, Greipp PR: The laboratory investigation of monoclonal gammopathies. Mayo Clin Proc. 1978 Nov;53(11):719-739 5. Ballow M, O'Neil KM: Approach to the patient with recurrent infections. In: Middleton Jr E, Reed CE, Ellis, et al. Allergy: Principles and Practice. Vol 2. 4th ed. Mosby-Year Book, Inc; 1993:1027-1058 6. Kyle RA: Detection of quantitation of monoclonal proteins. Clin Immunol Newsletter. 1990 June;10(6):84-86 7. Dietzen DJ, Willrich MAV: Amino acids, peptides, and proteins. In: Rifai N, Chiu RWK, Young I, Burnham CAD, eds. Tietz Textbook of Laboratory Medicine. 7th ed. Elsevier; 2023:chap 31 | In this Siemens Nephelometer II method, the light scattered onto the antigen-antibody complexes is measured. The intensity of the measured scattered light is proportional to the amount of antigen-antibody complexes in the sample under certain conditions. If the antibody volume is kept constant, the signal behaves proportionally to the antigen volume. A reference curve is generated by a standard with a known antigen content on which the scattered light signals of the samples can be evaluated and calculated as an antigen concentration. Antigen-antibody complexes are formed when a sample containing antigen and the corresponding antiserum are put into a cuvette. A light beam is generated with a light emitting diode, which is transmitted through the cuvette. The light is scattered onto the immuno-complexes that are present. Antigen and antibody are mixed in the initial measurement, but no complex is formed yet. An antigen-antibody complex is formed in the final measurement. The result is calculated by subtracting the value of the final measurement from the initial measurement. The distribution of intensity of the scattered light depends on the ratio of the particle size of the antigen-antibody complexes to the radiated wavelength.(Instruction manual: Siemens Nephelometer II, Siemens, Inc.; Version 3, 2008; Addendum to the Instruction Manual 2.3, 08/2017) | 1 to 3 days | 14 days | This test has been cleared, approved, or is exempt by the US Food and Drug Administration and is used per manufacturer's instructions. Performance characteristics were verified by Mayo Clinic in a manner consistent with CLIA requirements. | 82784 | Immunoglobulin A (IgA), S | 2458-8 | IGA | Immunoglobulin A (IgA), S | 2458-8
IGD | Immunoglobulin D (IgD), Serum | Providing information on the humoral immune status Identifying an IgD monoclonal gammopathy | Turbidimetry | Yes | Immunoglobulin D (IgD), S | Serum | Supplies:Sarstedt 5 mL Aliquot Tube (T914) Patient Preparation:Fasting preferred but not required Collection Container/Tube: Preferred:Serum gel Acceptable:Red top Specimen Volume:1 mL Collection Instructions: Centrifuge and aliquot serum into plastic vial. | 0.5 mL | Antibodies or immunoglobulins are formed by plasma cells as a humoral immune response to antigens. The first antibodies formed after antigen stimulation are of the IgM class, followed later by IgG and IgA antibodies. IgD normally occurs in serum in trace amounts. Increased serum immunoglobulin concentrations occur due to polyclonal or oligoclonal immunoglobulin proliferation in hepatic diseases (chronic hepatitis, liver cirrhosis), acute and chronic infections, autoimmune diseases, as well as in the cord blood of neonates with intrauterine and perinatal infections. Increases in serum immunoglobulin concentration are seen in monoclonal gammopathies such as multiple myeloma, Waldenstrom macroglobulinemia, primary amyloidosis, and monoclonal gammopathy of undetermined significance. Decreased serum immunoglobulin concentrations occur in primary immunodeficiency conditions as well as in secondary immune insufficiencies including advanced monoclonal gammopathies, lymphatic leukemia, and advanced malignant tumors. Changes in IgD concentration are used as a marker of changes in the size of the clone of monoclonal IgD plasma cells. | < or =10 mg/dL | The physiologic significance of serum IgD concentration is unclear and in many normal persons serum IgD is undetectable. Increased concentrations may be due to polyclonal (reactive) or monoclonal plasma cell proliferative processes. A monoclonal IgD protein is present in 1% of patients with myeloma. Monoclonal IgD proteins are often in low concentrations and do not have a quantifiable monoclonal protein on serum protein electrophoresis. However, the presence of an IgD monoclonal protein is almost always indicative of a malignant plasma cell disorder such as multiple myeloma or primary amyloidosis. | An elevated IgD cannot be taken as evidence for a monoclonal IgD protein. PEISO /Protein Electrophoresis and Isotype, Serumshould be performed to distinguish between a polyclonal and monoclonal IgD. | 1. Blade J, Lust JA, Kyle RA: Immunoglobulin D multiple myeloma: Presenting features, response to therapy, and survival in a series of 53 cases. J Clin Oncol. 1994;12(11):2398-2404. doi: 10.1200/JCO.1994.12.11.2398 2. Kyle RA, Katzmann JA: Immunochemical characterization of immunoglobulins. In: Rose NR, de Macario EC, Folds JD, et al: eds. Manual of Clinical Laboratory Immunology. 5th ed. ASM Press; 1997:156-176 3. Rifai N, Horvath AR, Wittwer C. eds. Tietz Textbook of Clinical Chemistry and Molecular Diagnostics. 6th ed. Elsevier; 2018:1888 | The determination of the soluble antigen concentration by turbidimetric methods involves the reaction with specific anti-serum to form insoluble complexes. When light is passed through the suspension formed a portion of the light is transmitted and focused onto a photodiode by an optical lens system. The amount of transmitted light is indirectly proportional to the specific protein concentration in the test sample. Concentrations are automatically calculated by reference to a calibrations curve stored within the instrument.(Package insert: Optilite IgD Kit. The Binding Site Group, Ltd; 08/2018) | 1 to 3 days | 14 days | This test has been cleared, approved, or is exempt by the US Food and Drug Administration and is used per manufacturer's instructions. Performance characteristics were verified by Mayo Clinic in a manner consistent with CLIA requirements. | 82784 | Immunoglobulin D (IgD), S | 2460-4 | IGD | Immunoglobulin D (IgD), S | 2460-4
IGE | Immunoglobulin E (IgE), Serum | Evaluating patients with suspected diseases associated with elevations in total immunoglobulin E (IgE), including allergic disease, primary immunodeficiencies, infections, malignancies, or other inflammatory diseases Diagnostic evaluation of patients with suspected allergic bronchopulmonary aspergillosis Identifying candidates for omalizumab (anti-IgE) therapy | Fluorescence Enzyme Immunoassay (FEIA) | Yes | Immunoglobulin E (IgE), S | Serum | Collection Container/Tube: Preferred:Serum gel Acceptable:Red top Submission Container/Tube:Plastic vial Specimen Volume:0.5 mL Collection Instructions:Centrifuge and aliquot serum into a plastic vial. | For total IgE: 0.3 mL For total IgE and more than 1 allergen: 0.05 mL x number of allergen-specific tests + 0.25 mL dead space | Immunoglobulin E (IgE) is one of the 5 classes of immunoglobulins and is defined by the presence of the epsilon heavy chain. It is the most recently described immunoglobulin, having first been identified in 1966. IgE exists as a monomer and is present in circulation at very low concentrations, approximately 300-fold lower than that of IgG. The physiologic role of IgE is not well characterized, although it is thought to be involved in defense against parasites, specifically helminths. The function of IgE is also distinct from other immunoglobulins in that it induces activation of mast cells and basophils through the cell-surface receptorFc epsilon RI.Fc epsilon RIis a high-affinity receptor specific for IgE that is present at a high density on tissue-resident mast cells and basophils. Because of this high-affinity interaction, almost all IgE produced by B cells is bound to mast cells or basophils, which explains the low concentration present in circulation. Cross-linking of theFc epsilon RI-bound IgE leads to cellular activation, resulting in immediate release of preformed granular components (histamine and tryptase) and subsequent production of lipid mediators (prostaglandins and leukotrienes) and cytokines (interleukin-4 and interleukin-5). Elevated concentrations of IgE are generally thought of in the context of allergic disease. However, increases in the amount of circulating total serum IgE can also be found in various other diseases, including primary immunodeficiencies, infections, inflammatory diseases, and malignancies. Total IgE measurements have limited utility for diagnostic evaluation of patients with suspected allergic disease, except for allergic bronchopulmonary aspergillosis (ABPA). ABPA is a hypersensitivity reaction against the fungiAspergillusthat occurs most frequently in patients with asthma or cystic fibrosis. An elevation of total IgE is part of the diagnostic criteria for ABPA, although the specific diagnostic concentration is dependent on certain patient characteristics. For patients with an established diagnosis of allergic disease, measurement of total IgE is necessary for identification of candidates for omalizumab (anti-IgE) therapy and for determination of proper dosing. In addition to specific patient demographics and clinical presentations, candidates for omalizumab must have total IgE concentrations between 30 and 700 KU/L. | Results reported in kU/L, Age,Reference interval, 0-5 months,< or =13, 6-11 months,< or =34, 1 and 2 years,< or =97, 3 years,< or =199, 4-6 years,< or =307, 7 and 8 years,< or =403, 9-12 years,< or =696, 13-15 years,< or =629, 16 and 17 years,< or =537, 18 years and older,< or =214, | Elevated concentrations of total immunoglobulin E (IgE) may be found in a variety of clinical diseases including allergic disease, certain primary immunodeficiencies, infections, inflammatory diseases, and malignancies. Elevated total IgE concentrations may be consistent with a diagnosis of allergic bronchopulmonary aspergillosis, provided other laboratory and clinical criteria are fulfilled. Total IgE concentrations between 30 to 700 KU/L may identify candidates for omalizumab therapy and may help to determine proper therapeutic dosing. | An elevated concentration of total immunoglobulin E (IgE) is not diagnostic for allergic disease and must be interpreted in the clinical context of the patient including age, sex, travel history, potential allergen exposure, and family history. A normal concentration of total IgE does not eliminate the possibility of allergic disease. In patients with a high index of suspicion for allergic disease, testing for allergen-specific IgE may be warranted. The probability of finding an increased level of total IgE in serum in a patient with allergic disease varies directly with the number of different allergens to which the patient is sensitized. Normal levels of total IgE in serum occur in some patients with allergic disease, especially if there is sensitivity to a limited number of allergens and limited end organ involvement. | 1. Homburger HA: Allergic diseases. In: Clinical Diagnosis and Management by Laboratory Methods. 21st ed. WB Saunders Company. 2007;961-971 2. Martins TB, Bandhauer ME, Bunker AM, Roberts WL, Hill HR: New childhood and adult reference intervals for total IgE. J Allergy Clin Immunol. 2014 Feb;133(2):589-591 3. Bernstein IL, Li JT, Bernstein DI, et al: Allergy diagnostic testing: An updated practice parameter. Ann Allergy Asthma Immunol. 2008 Mar;100(3 Suppl 3):S1-148 4. Ansotegui IJ, Melioli G, Canonica GW, et al: IgE allergy diagnostics and other relevant tests in allergy, a World Allergy Organization position paper.World Allergy Organ J. 2020 Feb;13(2):100080. doi: 10.1016/j.waojou.2019.100080 | Anti-immunoglobulin E (IgE), covalently coupled to ImmunoCAP, reacts with the IgE in a serum specimen. After washing, enzyme-labeled anti-IgE antibodies are added to form a complex. After incubation, unbound enzyme-labeled anti-IgE is washed away and the bound complex is incubated with a developing agent. After stopping the reaction, fluorescence of the eluate in the well is measured. The fluorescence is directly proportional to the concentration of IgE in the test specimen.(Package insert: Phadia CAP System IgE FEIA. Phadia; revised 04/2019) | Same day/1 day to 3 days | 14 days | This test has been cleared, approved, or is exempt by the US Food and Drug Administration and is used per manufacturer's instructions. Performance characteristics were verified by Mayo Clinic in a manner consistent with CLIA requirements. | 82785 | Immunoglobulin E (IgE), S | 19113-0 | IGE | Immunoglobulin E (IgE), S | 19113-0
FLCS | Immunoglobulin Free Light Chains, Serum | Monitoring serum from patients with monoclonal light chain diseases without a M-spike on protein electrophoresis May be usefulas a diagnostic test in patients in whom there is a suspicion of primary systemic amyloidosis, light chain deposition disease, or non-secretory myeloma | Turbidimetry | Yes | Immunoglobulin Free Light Chains, S | The following algorithms are available: | Collection Container/Tube: Preferred:Serum gel Acceptable:Red top Submission Container/Tube:Plastic vial Specimen Volume:1 mL Collection Instructions:Centrifuge and aliquot serum into a plastic vial. | 0.5 mL | The monoclonal gammopathies are characterized by a clonal expansion of plasma cells that secrete a monoclonal immunoglobulin. The monoclonal immunoglobulin secreted by these cells serves as a marker of the clonal proliferation, and the quantitation of monoclonal protein can be used to monitor the disease course. The monoclonal gammopathies include multiple myeloma (MM), light chain MM (LCMM), Waldenstrom macroglobulinemia (WM), nonsecretory MM (NSMM), smoldering MM (SMM), monoclonal gammopathy of undetermined significance (MGUS), primary systemic amyloidosis (AL), and light chain deposition disease (LCDD). The monoclonal light chain diseases (LCMM, AL, LCDD, and NSMM) often do not have serum monoclonal proteins in high enough concentration to be detected and quantitated by serum protein electrophoresis. An elevated ratio of kappa to lambda free light chains (FLC K/L) indicates a monoclonal kappa FLC, and an abnormally low FLC K/L indicates a monoclonal lambda FLC. The kappa and lambda FLC may both be elevated in the sera of patients with polyclonal hypergammaglobulinemia, but the FLC K/L is normal. If a patient has an abnormal serum FLC K/L ratio but has no serum monoclonal protein detected by immunofixation, a urine monoclonal protein study (eg, immunofixation) should be performed and the serum immunofixation should be repeated. The FLC K/L ratio may be useful as a diagnostic test for patients in whom immunofixation for serum monoclonal light chains is negative and in whom there is a suspicion of primary systemic amyloidosis, light chain deposition disease, or non-secretory myeloma. The quantitation of kappa or lambda immunoglobulin free light chains may be used to monitor disease activity in patients with monoclonal light chain diseases without a serum M-spike. The following algorithms are available: -Amyloidosis: Laboratory Approach to Diagnosis -Multiple Myeloma: Laboratory Screening | KAPPA-FREE LIGHT CHAIN 0.33-1.94 mg/dL LAMBDA-FREE LIGHT CHAIN 0.57-2.63 mg/dL KAPPA/LAMBDA FLC RATIO 0.26-1.65 | The specificity of this assay for detection of monoclonal light chains relies on the ratio of free kappa and lambda (K/L) light chains. Once an abnormal free light chain (FLC) K/L ratio has been demonstrated and a diagnosis has been made, the quantitation of the monoclonal light chain is useful for monitoring disease activity. Changes in FLC quantitation reflect changes in the size of the monoclonal plasma cell population. Our experience to date is limited, but changes of more than 25% or trending of multiple specimens are needed to conclude biological significance. | Elevated kappa and lambda (K/L) free light chain (FLC) may occur due to polyclonal hypergammaglobulinemia or impaired renal clearance. A specific increase in FLC (eg, FLC K:L ratio) must be demonstrated for diagnostic purposes. This assay has not been established for use with the pediatric population. Moderate-to-marked lipemia may interfere with the ability to perform testing. | 1. Kaleta E, Kyle R, Clark R, Katzmann J: Analysis of patients with gamma-heavy chain disease by the heavy/light chain and free light chain assays. Clin Chem Lab Med. 2014 May;52(5):665-669. doi: 10.1515/cclm-2013-0714 2. Palladini G, Russo P, Bosoni T, et al: Identification of amyloidogenic light chains requires the combination of serum-free light chain assay with immunofixation of serum and urine. Clin Chem. 2009 Mar;55(3):499-504. doi: 10.1373/clinchem.2008.117143 3. Dispenzieri A, Kyle R, Merlini G, et al: International Myeloma Working Group guidelines for serum-free light chain analysis in multiple myeloma and related disorders. Leukemia. 2009 Feb;23(2):215-224. doi: 10.1038/leu.2008.307 4. Drayson M, Tang LX, Drew R, Mead GP, Carr-Smith H, Bradwell AR: Serum free light chain measurements for identifying and monitoring patients with nonsecretory multiple myeloma. Blood. 2001 May 1;97(9):2900-2902 | The determination of the soluble antigen concentration by turbidimetric methods involves the reaction with specific antiserum to form insoluble complexes. When light is passed through the suspension formed a portion of the light is transmitted and focused onto a photodiode by an optical lens system. The amount of transmitted light is indirectly proportional to the specific protein concentration in the test sample. Concentrations are automatically calculated by reference to a calibrations curve stored within the instrument.(Package inserts: Optilite Freelite Kappa Free Kit. The Binding Site Group, Ltd; 08/2018; Optilite Freelite Lambda Free Kit. The Binding Site Group, Ltd; 08/2018) | Same day/1 to 2 days | 14 days | This test has been cleared, approved, or is exempt by the US Food and Drug Administration and is used per manufacturer's instructions. Performance characteristics were verified by Mayo Clinic in a manner consistent with CLIA requirements. | 83521 x 2 | Immunoglobulin Free Light Chains, S | 104533-5 | KFLCS | Kappa Free Light Chain, S | 104544-2
FHLCG | Immunoglobulin G (IgG) Heavy and Light Chain (HLC) Pairs, Kappa and Lambda with Ratio | Heavy and light chain pair quantitation may be useful for: 1. Distinguishing between broadly migrating monoclonal proteins and restricted polyclonal immunoglobulin patterns on serum electrophoresis. 2. Quantitating monoclonal IgG proteins that are difficult to quantitate using serum protein electrophoresis alone. 3. Providing a more specific quantitation of the monoclonal protein than total IgG measurements alone. | Turbidimetric | Yes | IgG Heavy Light Chains (HLC), S | Serum | Specimen Type:Serum Container/Tube:Red top or SST Specimen Volume:0.75 mL Collection Instructions:Draw blood in a plain red-top tube, serum gel tube(s) is also acceptable. Separate serum immediately after coagulation (30 minutes) to prevent hemolysis. Send 0.75 mL of serum refrigerated in a plastic vial. NOTE: Patient should be fasting for eight hours to avoid lipemic sample interference. | 0.5 mL | Elevated serum concentrations of monoclonal protein are indicative of an underlying abnormality, such as monoclonal gammopathy of undetermined significance (MGUS), multiple myeloma, and other lymphoproliferative disorders. International guidelines recommend serum protein electrophoresis or nephelometric immunoglobulin quantification as tools to monitor patients' disease(alongside other tests including flow cytometry and serum free light chain analysis). Total IgG nephelometric assays will include nontumor immunoglobulin, and measurement of either IgG Kappa or IgG Lambda may give a more accurate representation of tumor production. Furthermore, measurement of both IgG Kappa and IgG Lambda, calculation of the IgG Kappa:IgG Lambda ratio, and comparison with values found in normal subjects can give a more sensitive indication of clonality. Additionally, changes in the IgG Kappa:IgG Lambda ratio and its normalization when compared to a normal ratio range should assist in monitoring patients' disease. Use of the IgG Kappa:IgG Lambda ratio will also compensate for any changes in plasma volume and correct for half life variations due to receptor saturation. | IgG Kappa (g/L): 4.03 - 9.78 IgG Lambda (g/L): 1.97 - 5.71 IgG Kappa:IgG Lambda ratio: 0.98 - 2.75 | An elevated IgG heavy and light chain (HLC) pair ratio suggests a clonal proliferation of an IgG Kappa clone of plasma cells. A low IgG HLC pair ratio suggests a clonal proliferation of an IgG Lambda clone of plasma cells. | Decisions on patient evaluation and management must not be given on the basis of IgG Kappa, IgG Lambda, or IgG Kappa:IgG Lambda ratio measurements alone. Clinical history and other laboratory findings must be taken into account. Heavy and light chain (HLC) quantitation should be used as a complementary method to serum protein electrophoresis. The effect of therapeutic drugs on the measurement of IgG Kappa and IgG Lambda by this assay has not been evaluated. Small increases in the concentrations of monoclonal IgG proteins may not result in an altered HLC pair ratio. | 1. Dimopoulos M, Kyle R, Fermand JP, et al. Consensus recommendations for standard investigative workup: Report of the International Myeloma Workshop Consensus Panel 3.Blood.2011 May 5; 117(18):4701-4705.PubMed 21292778 2. Rajkumar SV, Harousseau JL, Durie B, et al. Concensus recommendations for the uniform reporting of clinical trials: Report of the International Myeloma Workshop Consensus Panel 1.Blood.2011 May 5; 117(18):4691-4695.PubMed 21292775 3. Bradwell AR, Harding SJ, Fourrier NJ, et al. Assessment of monoclonal gammopathies by nephelometric measurement of individual immunoglobulin kappa/lambda ratios.Clin. Chem.2009 Sep; 55(9):1646-1655.PubMed 19617289 4. Ludwig H, Milosavljevic D, Zojer N, et al. Immunoglobulin heavy/light chain ratios improve paraprotein detection and monitoring, identify residual disease and correlate with survival in multiple myeloma patients.Leukemia.2013 Jan; 27(1):213-219.PubMed 22955329 5. Bradwell A, Harding S, Fourrier N, et al. Prognostic utility of intact immunoglobulin Ig'?/Ig'? ratios in multiple myeloma patients.Leukemia.2013 Jan; 27(1):202-207.PubMed 22699454 |  | 1 to 9 days |  |  | 83883 x 2 | IgG Heavy Light Chains (HLC), S | 74773-3 | Z5615 | IgG K/L HLC Ratio | 74868-1
SUBIF | Immunoglobulin G (IgG) Subtypes Immunofluorescence, Tissue | Determining the subclass of IgG antibody found in renal immunofluorescent paneland determining if the deposits are monoclonal or monotypic | Direct Immunofluorescence | Yes | IGG Subtypes Immunofluorescence | Special | Preferred:Frozen tissue Supplies:Renal Biopsy Kit (T231) Specimen Type:Kidney tissue Container/Tube:Renal Biopsy Kit, Zeus/Michel's, Frozen Specimen Volume:Entire specimen Collection Instructions:Collect specimens according to the instructions inRenal Biopsy Procedure for Handling Tissue for Light Microscopy, Immunofluorescent Histology, and Electron Microscopy. Additional Information:If standard immunoglobulin and complement immunofluorescence has already been performed, submit the residual frozen tissue (must contain glomeruli) on dry ice. Acceptable:Frozen tissue Slides: 4 frozen tissue unstained positively-charged glass slides (25- x 75- x 1-mm) per test ordered; sections 4-microns thick. |  | IgG subtypes are helpful in confirming some disease processes affecting the kidney. |  | Staining intensity is graded as negative (0), weak (trace, 1+), moderate (2+) and strong (3+) and will be reported as such when not accompanied by a pathology consultation request. | No significant cautionary statements | Hemminger J, Nadasdy G, Satoskar A, Brodsky SV, Nadasdy T: IgG subclass staining in routine renal biopsy material. Am J Surg Pathol. 2016 May;40(5):617-626 | Direct immunofluorescence staining on sections of fresh or frozen tissue.(Unpublished Mayo method) | 1 to 2 days | 5 years | This test has been cleared, approved, or is exempt by the US Food and Drug Administration and is used per manufacturer's instructions. Performance characteristics were verified by Mayo Clinic in a manner consistent with CLIA requirements. | 88346-primary IF88350-if additional IF | IGG Subtypes Immunofluorescence | In Process | BA0273 | Material Received | 22633-2
IGG | Immunoglobulin G (IgG), Serum | Detecting or monitoring of IgG monoclonal gammopathies and immune deficiencies | Nephelometry | Yes | Immunoglobulin G (IgG), S | Serum | Collection Container/Tube: Preferred:Serum gel Acceptable:Red top Submission Container/Tube:Plastic vial Specimen Volume:1 mL Collection Instructions:Centrifuge and aliquot serum into a plastic vial. | 0.5 mL | The gamma globulin band as seen in conventional serum protein electrophoresis consists of 5 immunoglobulins. In normal serum, about 80% is IgG. Elevations of IgG may be due to polyclonal immunoglobulin production. Monoclonal elevations of IgG characterize multiple myeloma. Monoclonal gammopathies of all types may lead to a spike in the gamma globulin zone seen on serum protein electrophoresis. Decreased immunoglobulin levels are found in patients with congenital deficiencies. | 0-<5 months: 100-334 mg/dL 5-<9 months: 164-588 mg/dL 9-<15 months: 246-904 mg/dL 15-<24 months: 313-1,170 mg/dL 2-<4 years: 295-1,156 mg/dL 4-<7 years: 386-1,470 mg/dL 7-<10 years: 462-1,682 mg/dL 10-<13 years: 503-1,719 mg/dL 13-<16 years: 509-1,580 mg/dL 16-<18 years: 487-1,327 mg/dL > or =18 years: 767-1,590 mg/dL | Increased serum immunoglobulin concentrations occur due to polyclonal or oligoclonal immunoglobulin proliferation in hepatic disease (hepatitis, liver cirrhosis), connective tissue diseases, acute and chronic infections, as well as in the cord blood of neonates with intrauterine and perinatal infections. Elevation of IgG may occur in monoclonal gammopathies such as multiple myeloma, primary systemic amyloidosis, monoclonal gammopathy of undetermined significance, and related disorders. Decreased levels are found in patients with primary or secondary immune deficiencies. | Electrophoresis is usually required to interpret an elevated immunoglobulin class as polyclonal versus monoclonal. Immunofixation is usually required to characterize a monoclonal protein. If there is a discrete M-peak, the monoclonal protein can be monitored with quantitative immunoglobulins. If immunoglobulin quantitation is used to monitor the size of a monoclonal protein that is contained in a background of polyclonal immunoglobulins, changes in the immunoglobulin quantitation may reflect changes in the background immunoglobulins, and serum protein electrophoresis should therefore be used to monitor the monoclonal protein. Results determined by assays using different manufacturers or methods may not be comparable. | 1. Webster ADB: Laboratory investigation of primary deficiency of the lymphoid system. In: Clinics in Immunology and Allergy. Vol 5. 3rd ed. 1985:447-468 2. Pinching AJ: Laboratory investigation of secondary immunodeficiency. In: Clinics in Immunology and Allergy. Vol 5. 3rd ed. WB Saunders Company; 1985:469-490 3. Dispenzieri A, Gertz MA, Kyle RA: Distribution of diseases associated with moderate polyclonal gammopathy in patients seen at Mayo Clinic during 1991. Blood. 1997;90:353 4. Kyle RA, Greipp PR: The laboratory investigation of monoclonal gammopathies. Mayo Clin Proc. 1978;53:719-739 5. Ballow M, O'Neil KM: Approach to the patient with recurrent infections. In: Middleton Jr E, Reed CE, Ellis EF, et al, eds. Allergy: Principles and Practice. Vol 2. 4th ed. Mosby-Year Book, Inc.; 1993:1027-1058 6. Kyle RA: Detection of quantitation of monoclonal proteins. Clin Immunol Newsletter. 1990;10:84-86 7. Dietzen DJ, Willrich MAV: Amino acids, peptides, and proteins. In: Rifai N, Chiu RWK, Young I, Burnham CAD, eds. Tietz Textbook of Laboratory Medicine. 7th ed. Elsevier; 2023:chap 31 | In this Siemens Nephelometer II method, the light scattered onto the antigen-antibody complexes is measured. The intensity of the measured scattered light is proportional to the amount of antigen-antibody complexes in the sample under certain conditions. If the antibody volume is kept constant, the signal behaves proportionally to the antigen volume. A reference curve is generated by a standard with a known antigen content on which the scattered light signals of the samples can be evaluated and calculated as an antigen concentration. Antigen-antibody complexes are formed when a sample containing antigen and the corresponding antiserum are put into a cuvette. A light beam is generated with a light emitting diode, which is transmitted through the cuvette. The light is scattered onto the immuno-complexes that are present. Antigen and antibody are mixed in the initial measurement, but no complex is formed yet. An antigen-antibody complex is formed in the final measurement. The result is calculated by subtracting the value of the final measurement from the initial measurement. The distribution of intensity of the scattered light depends on the ratio of the particle size of the antigen-antibody complexes to the radiated wavelength.(Instruction manual: Siemens Nephelometer II, Siemens, Inc.; Version 3, 2008; Addendum to the Instruction Manual 2.3, 08/2017) | 1 to 3 days | 14 days | This test has been cleared, approved, or is exempt by the US Food and Drug Administration and is used per manufacturer's instructions. Performance characteristics were verified by Mayo Clinic in a manner consistent with CLIA requirements. | 82784 | Immunoglobulin G (IgG), S | 2465-3 | IGG | Immunoglobulin G (IgG), S | 2465-3
BCGR | Immunoglobulin Gene Rearrangement, Blood | Determining whether a B-cell or plasma cell population is polyclonal or monoclonal using whole blood specimens Identifying neoplastic cells as having B-cell or plasma cell differentiation Monitoring for a persistent neoplasm by detecting an immunoglobulin gene rearrangement profile similar to one from a previous neoplastic specimen | Polymerase Chain Reaction (PCR) | Yes | Immunoglobulin Gene Rearrange, B | Whole blood | Container/Tube: Preferred:Lavender top (EDTA) Acceptable:Yellow top (ACD) Specimen Volume:4 mL Collection Instructions: 1. Invert several times to mix blood. 2. Send whole blood specimen in original tube.Do not aliquot. | 1 mL | The immunoglobulin genes (heavy, kappa, and lambda) are comprised of numerous, discontinuous coding segments. As B cells develop, the segments are rearranged such that each mature B cell and plasma cell has a unique rearrangement profile. Other cell types usually retain the unrearranged gene structures. Clonal expansion of any B cell or plasma cell will result in a population of cells that all contain an identical immunoglobulin gene rearrangement profile. Reactive B-cell or plasma cell expansions are polyclonal, with each clone containing relatively few cells and no one clone predominating. Conversely, neoplastic clones are generally large such that the clonal cells are the predominant B cells or plasma cells present. In the appropriate clinical and pathologic setting, detection of a prominent immunoglobulin gene rearrangement profile may be equated to the presence of a neoplastic B-cell or plasma cell clone. | An interpretive report will be provided. | An interpretive report will be provided. The interpretation of the presence or absence of a predominant immunoglobulin gene rearrangement profile is sometimes subjective. These results must always be interpreted in the context of other clinicopathologic information to determine the significance of the result. The detection of a clonal immunoglobulin gene rearrangement by this test is not synonymous with the presence of a B-cell or plasma cell neoplasm. | This test is neither 100% sensitive nor 100% specific. False-negative results may occur if the immunoglobulin gene has numerous point alterations introduced during expansion in a follicle center (somatic hypermutation) such that none of the polymerase chain reaction (PCR) primers will bind. False-negative results will also occur if the clonal cells have not rearranged the Ig genes beingevaluated or are present below the sensitivity level of the assay (sensitivity is quite variable but the assay requires that at least 1%-5% of the nucleated cells present be clonal). False-positive results arerare but may occur if a predominant clone (or small number of clones) is produced or sampled from a polyclonal expansion. The test does not provide information regarding: -The differentiation of the clonal cell population (neoplastic cells other than B cells or plasma cells may occasionally have immunoglobulin gene rearrangements) -Whether a prominent clone is physiologic or neoplastic | 1. van Dongen JJ, Wolvers-Tettero IL: Analysis of immunoglobulin and T-cell receptor genes. Part II: Possibilities and limitations in the diagnosis and management of lymphoproliferative diseases and related disorders. Clin Chim Acta. 1991 April;198(1-2):93-174 2. Coad JE, Olson DJ, Lander TA, McGlennen RC: Molecular assessment of clonality in lymphoproliferative disorders: I. Immunoglobulin gene rearrangements. Mol Diagn. 1996 Dec;1(4):335-355 3. Kokovic I, Novakovic BJ, Novakovic S: Diagnostic value of immunoglobulin k light chain gene rearrangement analysis in B-cell lymphomas. Int J Oncol. 2015 Mar;46(3):953-962 | Genomic DNA is extracted from all specimens. In the polymerase chain reaction (PCR) assay, a total of 34 upstream and 5 downstream primers are used (Invivoscribe IGH and IGK gene clonality reagents). The primers are designed to amplify fragments from all theoretical rearrangements of the immunoglobulin heavy and kappa light chain genes. Each unique rearrangement shouldproduce PCR fragments of unique sizes. The primers cannot amplify anything if the immunoglobulin genes are notrearranged because the distance is too great. The primers are labeledwith a fluorescent tag so that the PCR product can be detected. The PCR fragments are analyzed by capillary gel electrophoresis using a genetic analyzer for fragment size and amount.(Unpublished Mayo method) | 5 to 7 days | Whole blood: 2 weeks; Extracted DNA: 3 months | This test was developed using an analyte specific reagent. Its performance characteristics were determined by Mayo Clinic in a manner consistent with CLIA requirements. This test has not been cleared or approved by the US Food and Drug Administration. | 81261-IGH (Immunoglobulin heavy chain locus) (eg, leukemias and lymphomas B-cell), gene rearrangement analysis to detect abnormal clonal populations; amplified methodology (eg. polymerase chain reaction)81264-IGK (Immunoglobulin kappa light chain locus) (eg, leukemia and lymphoma, B-cell) gene rearrangement analysis, evaluation to detect abnormal clonal populations | Immunoglobulin Gene Rearrange, B | 61113-7 | 608948 | Signing Pathologist | 19139-5
BCGBM | Immunoglobulin Gene Rearrangement, PCR, Bone Marrow | Determining whether a B-cell or plasma cell population is polyclonal or monoclonal using bone marrow specimens Identifying neoplastic cells as having B-cell or plasma cell differentiation Monitoring for a persistent neoplasm by detecting an immunoglobulin gene rearrangement profile similar to a previous neoplastic specimen | Polymerase Chain Reaction (PCR) | Yes | Immunoglobulin Gene Rearrange, BM | Bone Marrow | Container/Tube: Preferred:Lavender top (EDTA) Acceptable:Yellow top (ACD) Specimen Volume:2 mL Collection Instructions: 1. Invert several times to mix bone marrow. 2. Send bone marrow specimen in original tube.Do not aliquot. | 1 mL | The immunoglobulin genes (heavy, kappa, and lambda) are comprised of numerous, discontinuous coding segments. As B cells develop, the segments are rearranged such that each mature B cell or plasma cell has a unique rearrangement profile. Other cell types usually retain the unrearranged gene structures. Clonal expansion of any B cell or plasma cell will result in a population of cells that all contain identical immunoglobulin gene rearrangement profiles. Reactive B-cell or plasma cell expansions are polyclonal, with each clone containing relatively few cells and no single clone predominating. Conversely, neoplastic clones are generally large such that the clonal cells are the predominant B cells or plasma cells present. In the appropriate clinical and pathologic setting, detection of a prominent immunoglobulin gene rearrangement profile may be equated to the presence of a neoplastic B-cell or plasma cell clone. | An interpretive report will be provided. | An interpretive report will be provided. Results will be characterized as positive, negative, or indeterminate for a clonal B-cell population. The interpretation of the presence or absence of a predominant immunoglobulin gene rearrangement profile is sometimes subjective. These results must always be interpreted in the context of other clinicopathologic information to determine the significance of the result. The detection of a clonal immunoglobulin gene rearrangement by this test is not synonymous with the presence of a B-cell or plasma cell neoplasm. | This test is neither 100% sensitive nor 100% specific. False-negative results may occur if the immunoglobulin gene has numerous point alterations introduced during expansion in a follicle center (somatic hypermutation) such that none of the polymerase chain reaction (PCR) primers will bind. False-negative results will also occur if the clonal cells have not rearranged the immunoglobulin genes being evaluated or are present below the sensitivity level of the assay (sensitivity is quite variable but the assay requires that at least 1% to 5% of the nucleated cells present be clonal). False-positive results are rare but may occur if a predominant clone (or small number of clones) is produced or sampled from a polyclonal expansion. The test does not provide information regarding: -The differentiation of the clonal cell population (neoplastic cells other than B-cells or plasma cells may occasionally have immunoglobulin gene rearrangements) -Whether a prominent clone is physiologic or neoplastic | 1. van Dongen JJ, Wolvers-Tettero IL. Analysis of immunoglobulin and T-cell receptor genes. Part II: Possibilities and limitations in the diagnosis and management of lymphoproliferative diseases and related disorders. Clin Chim Acta. 1991;198(1-2):93-174 2. Coad JE, Olson DJ, Lander TA, McGlennen RC. Molecular assessment of clonality in lymphoproliferative disorders: I. Immunoglobulin gene rearrangements. Mol Diagn. 1996;1(4):335-355 3. Kokovic I, Novakovic BJ, Novakovic S. Diagnostic value of immunoglobulin k light chain gene rearrangement analysis in B-cell lymphomas. Int J Oncol. 2015;46(3):953-962. doi:10.3892/ijo.2014.2790 | Genomic DNA is extracted from all specimens. In the polymerase chain reaction (PCR) assay, a total of 34 upstream and 5 downstream primers are used (Invivoscribe IGH and IGK gene clonality reagents). The primers are designed to amplify fragments from all theoretical rearrangements of the immunoglobulin heavy and immunoglobulin kappa light chain genes. Each unique rearrangement should produce PCR fragments of unique sizes. The primers cannot amplify anything if the immunoglobulin genes are not rearranged because the distance is too great. The primers are labeled with a fluorescent tag so that the PCR product can be detected. The PCR fragments are analyzed by capillary gel electrophoresis using a genetic analyzer for fragment size and amount.(Unpublished Mayo method) | 5 to 10 days | Bone marrow: 2 weeks; Extracted DNA: 3 months | This test was developed using an analyte specific reagent. Its performance characteristics were determined by Mayo Clinic in a manner consistent with CLIA requirements. This test has not been cleared or approved by the US Food and Drug Administration. | 81261-IGH (Immunoglobulin heavy chain locus) (eg, leukemias and lymphomas B-cell), gene rearrangement analysis to detect abnormal clonal populations; amplified methodology (eg. polymerase chain reaction)81264-IGK (Immunoglobulin kappa light chain locus) (eg, leukemia and lymphoma, B-cell) gene rearrangement analysis, evaluation to detect abnormal clonal populations | Immunoglobulin Gene Rearrange, BM | 61113-7 | 608949 | Signing Pathologist | 19139-5
BCGRV | Immunoglobulin Gene Rearrangement, PCR, Varies | Determining whether a B-cell or plasma cell population is polyclonal or monoclonal in specimens other than blood or bone marrow Identifying neoplastic cells as having B-cell or plasma cell differentiation Monitoring for a persistent neoplasm by detecting an immunoglobulin gene rearrangement profile similar to that from a previous neoplastic specimen | Polymerase Chain Reaction (PCR) | Yes | Immunoglobulin Gene Rearrange, V | The following algorithms are available: | Submit only 1 of the following specimens: Specimen Type:Body fluid Container/Tube:Sterile container Specimen Volume:At least 5 mL Collection Instructions: 1.If the volume is large, pellet cells prior to sending. 2. Send less volume at ambient temperature or as a frozen cell pellet. Specimen Stability Information: Body fluid: Ambient 4 days/Refrigerated/Frozen Cell pellet: Frozen Specimen Type:Paraffin-embedded bone marrow aspirate clot Container/Tube:Paraffin block Specimen Stability Information:Ambient Specimen Type:Frozen tissue Container/Tube:Plastic container Specimen Volume:100 mg Collection Instructions:Freeze tissue within 1 hour of collection. Specimen Stability Information:Frozen Specimen Type:Paraffin-embedded tissue Container/Tube:Paraffin block Specimen Stability Information:Ambient Specimen Type:Tissue Slides:Unstained slides Specimen Volume:10 Slides Specimen Stability Information:Ambient Specimen Type:Spinal fluid Container/Tube:Sterile vial Specimen Volume:5 to 10 mL Specimen Stability Information:Ambient 4 days/Refrigerated Specimen Type:Extracted DNA Container/Tube:1.5- to 2-mL tube Specimen Volume: Entire specimen Collection Instructions: 1. Label specimen as extracted DNA and source of specimen 2. Indicate volume and concentration of DNA on label Specimen Stability Information:Refrigerated/Ambient | Body and spinal fluid: 1 mL Tissue: 50 mg Extracted DNA: 50 microliters (mcL) at 20 ng/mcL | The immunoglobulin genes (heavy, kappa, and lambda) are comprised of numerous, discontinuous coding segments. As B cells develop, the segments are rearranged such that each mature B cell and plasma cell has a unique rearrangement profile. Other cell typesusually retain the unrearranged gene structures. Clonal expansion of any B cell or plasma cell will result in a population of cells that all contain identical immunoglobulin gene rearrangement profiles. Reactive B-cell or plasma cell expansions are polyclonal, with eachclone containing relatively few cells and no single clone predominating. Conversely, neoplastic clones are generally large such that the clonal cells are the predominant B cells or plasma cells present. In the appropriate clinical and pathologic setting, detection of a prominentimmunoglobulin gene rearrangement profile may be equated to the presence of a neoplastic B-cell or plasma cell clone. | An interpretive report will be provided. | An interpretive report will be provided. The interpretation of the presence or absence of a predominantimmunoglobulingene rearrangement profile is sometimes subjective. These results must always be interpreted in the context of other clinicopathologic information to determine the significance of the result. The detection of a clonal immunoglobulin gene rearrangement by this test is not synonymous with the presence of a B-cell or plasma cell neoplasm. | This test is neither 100% sensitive nor 100% specific. False-negative results may occur if the immunoglobulin gene has numerous point alterations introduced during expansion in a follicle center (somatic hypermutation) such that none of the polymerase chain reaction (PCR) primers will bind. False-negative results will also occur if the clonal cells have not rearranged theimmunoglobulingenes being evaluated or are present below the sensitivity level of the assay (sensitivity is quite variable but the assay requires that at least 1% to 5% of the nucleated cells present be clonal). False-positive results are rare but may occur if a predominant clone (or small number of clones) is produced or sampled from a polyclonal expansion. The test does not provide information regarding: -The differentiation of the clonal cell population (neoplastic cells other than B cells or plasma cells may occasionally haveimmunoglobulingene rearrangements) -Whether a prominent clone is physiologic or neoplastic | 1. van Dongen JJ, Wolvers-Tettero IL: Analysis of immunoglobulin and T-cell receptor genes. Part II: Possibilities and limitations in the diagnosis and management of lymphoproliferative diseases and related disorders. Clin Chim Acta. 1991 Apr;198(1-2):93-174 2. Coad JE, Olson DJ, Lander TA, McGlennen RC: Molecular assessment of clonality in lymphoproliferative disorders: I. Immunoglobulin gene rearrangements. Mol Diagn. 1996 Dec;1(4):335-355 3. Kokovic I, Novakovic BJ, Novakovic S: Diagnostic value of immunoglobulin k light chain gene rearrangement analysis in B-cell lymphomas. Int J Oncol. 2015 Mar;46(3):953-962. doi: 10.3892/ijo.2014.2790 | Genomic DNA is extracted from all specimens. In the polymerase chain reaction (PCR) assay, a total of 34 upstream and 5 downstream primers are used (Invivoscribe IGH and IGK gene clonality reagents). The primers are designed to amplify fragments from all theoretical rearrangements of the immunoglobulin heavy and kappa light chain genes. Each unique rearrangement shouldproduce PCR fragments of unique sizes. The primers cannot amplify anything if the immunoglobulin genes are notrearranged because the distance is too great. The primers are labeledwith a fluorescent tag so that the PCR product can be detected. The PCR fragments are analyzed by capillary gel electrophoresis using a genetic analyzer for fragment size and amount.(Unpublished Mayo method) | 7 to 14 days | DNA: 3 months | This test was developed using an analyte specific reagent. Its performance characteristics were determined by Mayo Clinic in a manner consistent with CLIA requirements. This test has not been cleared or approved by the US Food and Drug Administration. | 81261-IGH (Immunoglobulin heavy chain locus) (eg, leukemias and lymphomas B-cell), gene rearrangement analysis to detect abnormal clonal populations; amplified methodology (eg. polymerase chain reaction)81264-IGK (Immunoglobulin kappa light chain locus) (eg, leukemia and lymphoma, B-cell) gene rearrangement analysis, evaluation to detect abnormal clonal populations | Immunoglobulin Gene Rearrange, V | 61113-7 | 608950 | Signing Pathologist | 19139-5
KCSF | Immunoglobulin Kappa Free Light Chain, Spinal Fluid | Diagnosing multiple sclerosis and other demyelinating conditions Evaluating patients who present with a clinically isolated syndrome in which the patient reports symptoms (headaches, optic neuritis, fatigue, and many others, depending on the disease location) characteristic of inflammation and demyelination of the central nervous system Recommended in cases where the imaging findings are atypical and in populations in which multiple sclerosis is less common (eg, children, older individuals, or non-White populations) The testis not usefulwhen a clear diagnosis is already known because a positive result does not correlate with severity of the disease or disease outcomes. | Nephelometry | Yes | Kappa Free Light Chain, CSF | CSF | Specimen Type:Spinal fluid Container/Tube:Sterile vial Specimen Volume:1 mL Collection Instructions:Label specimen as spinal fluid. | 0.5 mL | Multiple sclerosis (MS) is a chronic demyelinating disease of the central nervous system (CNS). The clinical diagnosis of MS is centered on each patient while applying diagnostic guidelines. Immunoglobulin free light chain (FLC) presence in cerebrospinal fluid (CSF) is an alternative for diagnosing MS using nephelometry. Light chains are produced in excess during antibody formation and secreted from plasma cells or plasma blasts. Quantitative FLC assays use antisera directed against epitopes that are exposed only when the light chains are free (unbound to heavy chain) in solution. FLC immunoassays can be used to specifically quantitate FLC even in the presence of large concentrations of polyclonal immunoglobulins. Routine use of isoelectric focusing electrophoresis coupled with IgG-specific immunoblotting (IgG-IEF) identifies immunoglobulins specific to the CNS. This method is part of the diagnostic criteria used in cases of MS, ie, oligoclonal banding (OLIG / Oligoclonal Banding, Serum and Spinal Fluid). However, oligoclonal banding is a labor-intensive technique that includes subjective interpretation of IgG bands from paired CSF and serum. This test, when considered positive at a concentration greater than or equal to 0.1000 mg/dL as a medical decision point, has a sensitivity of 70.4% with a specificity of 86.8%. The differences between this test and the oligoclonal banding analysis are not statistically significant (p=0.20), and the 2 tests show comparable performance. However, this test does not require a paired serum specimen, offers a shorter turnaround-time for results, and an objective quantitative result. This testing is most useful in patients presenting with a clinically isolated syndrome, which is a clinical episode where patient reports symptoms (headaches, optic neuritis, fatigue, and many others, depending on the disease location) characteristic of inflammation and demyelination of the CNS, and needs to be checked by a neurologist. This is when the likelihood of a diagnosis of MS is greater or most likely but not yet known or confirmed. CSF laboratory testing is also strongly recommended in cases where the imaging findings are atypical and in populations in which MS is less common (eg, children, older individuals, or non-White populations). | Medical Decision Point: 0.1000 mg/dL Positive: > or =0.1000 mg/dL Borderline: 0.0600 mg/dL-0.0999 mg/dL Negative <0.0600 mg/dL | When a result is less than 0.0600 mg/dL, the kappa free light-chain concentration measured in cerebrospinal fluid (CSF) is lower than the threshold associated with demyelinating disease. This is a negative result. Clinical correlation is recommended. When result is between 0.0600 and 0.0999 mg/dL, this is a borderline result. These findings are not specific for multiple sclerosis (MS) because CSF-specific immunoglobulin synthesis may also be detected in patients with other neurologic diseases (infectious, inflammatory, cerebrovascular, autoimmune, and paraneoplastic). If clinically indicated, consider additional CSF testing such as oligoclonal banding by isoelectric focusing and CSF IgG index. When result is greater than or equal to 0.1000 mg/dL, the kappa free light chain concentration measured in CSF is at or greater than the threshold associated with demyelinating disease. This is a positive result. These findings, however, are not specific for MS because CSF-specific immunoglobulin synthesis may also be detected in patients with other neurologic diseases (infectious, inflammatory, cerebrovascular, autoimmune, and paraneoplastic). If clinically indicated, consider additional CSF testing such as oligoclonal banding by isoelectric focusing and CSF IgG index. A Mayo Clinic study published in 2018 with 325 patients suggested that a kappa free light-chain concentration in CSF greater than or equal to 0.06 mg/dL has 92.5% clinical sensitivity in the diagnosis of multiple sclerosis.(1) A second, larger Mayo Clinic study with 1355 patients published in 2021 showed that a kappa CSF concentration greater than or equal to 0.06 mg/dL had approximately 89% sensitivity. When the kappa level was greater than or equal to 0.1 mg/dL, it had similar sensitivity (87%) to the finding of two unique CSF oligoclonal bands (89%).(2) | No significant cautionary statements | 1. Gurtner KM, Shosha E, Bryant SC, et al: CSF free light chain identification of demyelinating disease: comparison with oligoclonal banding and other CSF indexes. Clin Chem Lab Med. 2018 Jun;56(7):1071-1080 2. Saadeh RS, Bryant SC, McKeon A, et al: CSF kappa free light chains: Cutoff validation for diagnosing multiple sclerosis. Mayo Clin Proc. 2022 Apr;97(4):738-751. doi: 10.1016/j.mayocp.2021.09.014 3. Thompson AJ, Banwell BL, Barkhof F, et al: Diagnosis of multiple sclerosis: 2017 revisions of the McDonald criteria. The Lancet Neurology. 2018 Feb;17(2):162-173 4. Saadeh R, Pittock S, Bryant S, et al: CSF kappa free light chains as a potential quantitative alternative to oligoclonal bands in multiple sclerosis. American Academy of Neurology Annual Meeting. Philadelphia, PA. 2019 5. Awad A, Hemmer B, Hartung HP, Kieseier B, Bennett JL, Stuve O: Analyses of cerebrospinal fluid in the diagnosis and monitoring of multiple sclerosis. J Neuroimmunol. 2010;219:1-7 6. Hassan-Smith G, Durant L, Tsentemeidou A, et al: High sensitivity and specificity of elevated cerebrospinal fluid kappa free light chains in suspected multiple sclerosis. J Neuroimmunol. 2014;276(1-2):175-179 7. Presslauer S, Milosavljevic D, Brucke T, et al: Elevated levels of kappa free light chains in CSF support the diagnosis of multiple sclerosis. J Neurol. 2008 Oct;255(10):1508-1514 8. Presslauer S, Milosavljevic D, Brucke T, et al: Validation of kappa free light chains as a diagnostic biomarker in multiple sclerosis and clinically isolated syndrome: a multicenter study. Mult Scler. 2016 Apr;22(4):502-10 9. Presslauer S, Milosavljevic D, Hubl W, Parigger S, Schneider-Koch G, Bruecke T: Kappa free light chains: Diagnostic and prognostic relevance in MS and CIS. PLoS One. 2014 Feb;9(2):e89945 10. Makshakov G, Nazarov V, Kochetova O, Surkova E, Lapin S, Evdoshenko E: Diagnostic and prognostic value of the cerebrospinal fluid concentration of immunoglobulin free light chains in clinically isolated syndrome with conversion to multiple sclerosis. PLoS One. 2015 Nov;10(11):e0143375 | In this nephelometric method, the light scattered onto the antigen-antibody complexes is measured. The intensity of the measured scattered light is proportional to the amount of antigen-antibody complexes in the sample under certain conditions. Antigen-antibody complexes are formed when a sample containing antigen and the corresponding antiserum are put into a cuvette. A light beam is generated with a light emitting diode, which is transmitted through the cuvette. The light is scattered onto the immuno-complexes that are present. An antigen-antibody complex is formed in the final measurement. The result is calculated by subtracting the value of the final measurement from the initial measurement. The distribution of intensity of the scattered light depends on the ratio of the particle size of the antigen-antibody complexes to the radiated wavelength.(Instruction manual: Siemens Nephelometer II. Siemens, Inc; Version 2.3, 2008;Addendum to the Instruction Manual 2.3, 08/2017) | 1 to 3 days | 14 days | This test has been modified from the manufacturer's instructions. Its performance characteristics were determined by Mayo Clinic in a manner consistent with CLIA requirements. This test has not been cleared or approved by the US Food and Drug Administration. | 83521 | Kappa Free Light Chain, CSF | 48774-4 | KCSF | Kappa Free Light Chain, CSF | 48774-4
KCSFP | Immunoglobulin Kappa Free Light Chain, Spinal Fluid | Diagnosis of multiple sclerosis and other demyelinating conditions | Only orderable as part of a profile. For more information see MSP3 / Multiple Sclerosis (MS) Profile, Serum and Spinal Fluid. Nephelometry | Yes | Kappa Free Light Chain, CSF | CSF | Only orderable as part of a profile. For more information see MSP3 / Multiple Sclerosis (MS) Profile, Serum and Spinal Fluid. Specimen Type:Spinal fluid Container/Tube:Sterile vial Specimen Volume:1 mL Collection Instructions:Label specimen as spinal fluid. | 0.5 mL | Multiple sclerosis (MS) is a chronic demyelinating disease of the central nervous system (CNS). The clinical diagnosis of MS is centered on each individual patient while applying diagnostic guidelines. Immunoglobulin free light chain (FLC) presence in cerebrospinal fluid (CSF) is an alternative for diagnosis of MS using nephelometry. Light chains are produced in excess during antibody formation and secreted from the plasma cells or plasma blasts. Quantitative FLC assays use antisera directed against epitopes that are exposed only when the light chains are free (unbound to heavy chain) in solution. FLC immunoassays can be used to specifically quantitate FLC even in the presence of large concentrations of polyclonal immunoglobulins. Routine use of isoelectric focusing electrophoresis coupled with IgG-specific immunoblotting (IgG-IEF) identifies immunoglobulins specific to the CNS. This method is part of the diagnostic criteria used in cases of MS, ie, oligoclonal banding (OLIG). However, OLIG / Oligoclonal Banding, Serum and Spinal Fluid is a labor-intensive technique that includes subjective interpretation of IgG bands from paired CSF and serum. This test, when considered positive at a concentration greater than or equal to 0.1000 mg/dL as a medical decision point, has a sensitivity of 70% with a specificity of 87%, which is comparable in terms of sensitivity and specificity to oligoclonal banding. The differences between this FLC test and the OLIG analysis are not statistically significant. The MSP3 panel combines the ease of use and interpretation of the quantitative measurement of kappa-free light chains in CSF and allies it to the traditional interpretation of oligoclonal bands for optimized efficiency in laboratory testing for demyelinating diseases and improved test utilization. | Only orderable as part of a profile. For more information see MSP3 / Multiple Sclerosis (MS) Profile, Serum and Spinal Fluid. Medical decision point: 0.1000 mg/dL | When result is greater than or equal to 0.1000 mg/dL, the kappa free light chain concentration measured incerebrospinal fluid(CSF) is at or greater than the threshold associated with demyelinating disease. This is a positive result. These findings, however, are not specific for multiple sclerosis (MS) because CSF-specific immunoglobulin synthesis may also be detected in patients with other neurologic diseases (infectious, inflammatory, cerebrovascular, autoimmune, and paraneoplastic). Clinical correlation is recommended. Automatic reflexing to oligoclonal bands will occur. When result is less than 0.0600 mg/dL, the kappa free light chain concentration measured in CSF is lower than the threshold associated with demyelinating disease. This is a negative result. Testing for oligoclonal banding is not performed. Clinical correlation is recommended. When result is from 0.0600 to 0.0999 mg/dL, the kappa free light chain concentration measured in CSF is slightly elevated but not above the medical decision point of 0.1000 mg/dL associated with demyelinating disease. This is a borderline result. Reflexing to oligoclonal bands will be automatically performed and clinical correlation is recommended. | No significant cautionary statements | 1. Thompson AJ, Banwell BL, Barkhof F, et al: Diagnosis of multiple sclerosis: 2017 revisions of the McDonald criteria. Lancet Neurol. 2018 Feb;17(2):162-173 2. Gurtner KM, Shosha E, Bryant SC, et al: CSF free light chain identification of demyelinating disease: comparison with oligoclonal banding and other CSF indexes. Clin Chem Lab Med. 2018 Jun;56(7):1071-1080 3. Saadeh R, Pittock S, Bryant S, et al: CSF kappa Free Light Chains as a Potential Quantitative Alternative to Oligoclonal Bands in Multiple Sclerosis. American Academy of Neurology Annual Meeting. Philadelphia, PA. 2019 4. Fortini AS, Sanders EL, Weinshenker BG, Katzmann JA: Cerebrospinal fluid oligoclonal bands in the diagnosis of multiple sclerosis. Isoelectric focusing with IgG immunoblotting compared with high-resolution agarose gel electrophoresis and cerebrospinal fluid IgG index.Am J Clin Pathol.2003 Nov;120(5):672-675 5. Awad A, Hemmer B, Hartung HP, Kieseier B, Bennett JL, Stuve O: Analyses of cerebrospinal fluid in the diagnosis and monitoring of multiple sclerosis. J Neuroimmunol. 2010 Feb;219(1-2):1-7 6. Hassan-Smith G, Durant L, Tsentemeidou A, et al: High sensitivity and specificity of elevated cerebrospinal fluid kappa free light chains in suspected multiple sclerosis. J Neuroimmunol. 2014 Nov;276(1-2):175-179 7. Presslauer S, Milosavljevic D, Brucke T, Bayer P, Huebl W: Elevated levels of kappa free light chains in CSF support the diagnosis of multiple sclerosis. J Neurol. 2008 Oct;255(10):1508-1514 8. Presslauer S, Milosavljevic D, Huebl W, et al: Validation of kappa free light chains as a diagnostic biomarker in multiple sclerosis and clinically isolated syndrome: A multicenter study. Mult Scler. 2016 Apr;22(4):502-510 9. Presslauer S, Milosavljevic D, Huebl W, Parigger S, Schneider-Koch G, Bruecke T: Kappa free light chains: Diagnostic and prognostic relevance in MS and CIS. PLoS ONE. 2014 Feb;9(2):e89945 10. Makshakov G, Nazarov V, Kochetova O, Surkova E, Lapin S, Evdoshenko E: Diagnostic and prognostic value of the cerebrospinal fluid concentration of immunoglobulin free light chains in clinically isolated syndrome with conversion to multiple sclerosis. PLoS One. 2015 Nov;10(11):e0143375 | In this nephelometric method, the light scattered onto the antigen-antibody complexes is measured. The intensity of the measured scattered light is proportional to the amount of antigen-antibody complexes in the sample under certain conditions. Antigen-antibody complexes are formed when a sample containing antigen and the corresponding antiserum are put into a cuvette. A light beam is generated with a light emitting diode (LED), which is transmitted through the cuvette. The light is scattered onto the immuno-complexes that are present. An antigen-antibody complex is formed in the final measurement. The result is calculated by subtracting the value of the final measurement from the initial measurement. The distribution of intensity of the scattered light depends on the ratio of the particle size of the antigen-antibody complexes to the radiated wavelength.(Instruction manual: Siemens Nephelometer II. Siemens, Inc; Version 2.3, 2008;Addendum to the Instruction Manual 2.3, 08/2017) | 1 to 3 days |  | This test has been modified from the manufacturer's instructions. Its performance characteristics were determined by Mayo Clinic in a manner consistent with CLIA requirements. This test has not been cleared or approved by the US Food and Drug Administration. | 83521 | Kappa Free Light Chain, CSF | 48774-4 | KCSFP | Kappa Free Light Chain, CSF | 48774-4
FHLC | Immunoglobulin M (IgM) Heavy and Light Chain (HLC) Pairs, Kappa and Lambda with Ratio | Heavy and light chain pair quantitation may be useful for: 1. Distinguishing between broadly migrating monoclonal proteins and restricted polyclonal immunoglobulin patterns on serum electrophoresis. 2. Quantitating monoclonal IgM proteins that are difficult to quantitate using serum protein electrophoresis alone. 3. Providing a more specific quantitation of the monoclonal protein than total IgM measurements alone. | Turbidimetric | Yes | IgM Heavy Light Chains (HLC), S | Serum | Patient Preparation:Patient should be fasting for eight hours to avoid lipemic sample interference. Specimen Type:Serum Collection Container/Tube:SST or Red top Submission Container/Tube:Plastic vial Specimen Volume:0.75 mL Collection Instructions: 1.Draw blood in a plain red-top tube, serum gel tube(s) is also acceptable. 2. Separate serum immediately after coagulation (30 minutes) to prevent hemolysis. Send 0.75 mL of serum refrigerated in a plastic vial. | 0.5 mL | Elevated serum concentrations of monoclonal protein are indicative of an underlying abnormality, such as monoclonal gammopathy of undetermined significance (MGUS), multiple myeloma, Waldenström's macroglobulinemia and other lymphoproliferative disorders. Serum protein electrophoresis (SPE) densitometry is recommended to quantify monoclonal proteins. Nephelometry can also be used in these instances to measure total IgM, but this will include nontumor immunoglobulin, and measurement of either IgM Kappa or IgM Lambda may provide additional information regarding tumor production. | IgM Kappa (g/L): 0.29-1.82 IgM Lambda (g/L): 0.17-0.94 IgM Kappa:IgM Lambda ratio: 0.96-2.30 | An elevated IgM heavy and light chain (HLC) pair ratio suggests a clonal proliferation of an IgM kappa clone of plasma cells. A low IgM HLC pair ratio suggests a clonal proliferation of an IgM lambda clone of plasma cells. | Decisions on patient evaluation and management must not be given on the basis of IgM Kappa, IgM Lambda, or IgM Kappa:IgM Lambda ratio measurements alone. Clinical history and other laboratory findings must be taken into account. Heavy and light chain (HLC) quantitation should be used as a complementary method to serum protein electrophoresis. The effect of therapeutic drugs on the measurement of IgM Kappa and IgM Lambda by this assay has not been evaluated. Small increases in the concentrations of monoclonal IgM proteins may not result in an altered HLC pair ratio. | 1. Smith A, Wisloff F, Samson D; UK Myeloma Forum; Nordic Myeloma Study Group; British Committee for Standards in Haematology. (2005) Guidelines on the diagnosis and management of multiple myeloma 2005. Br J Haematol. 2006 Feb; 132(4):410-451. PubMed 16412016 2. Bradwell AR, Harding S, Drayson M, Mead G. Novel nephelometric assays give a sensitive measure of residual disease in multiple myeloma (MM). Br J Haematol. 2008; 141(s1):39. Abstract 107. 3. Kyle RA, Rajkumar SV. Monoclonal gammopathies of undetermined significance: A review.Immunol Rev. 2003 Aug; 194:112-139. PubMed 12846812 |  | 1 to 9 days |  |  | 83883 x 2 | IgM Heavy Light Chains (HLC), S | Obsolete | Z5401 | IgM K/L HLC Ratio | 74870-7
IGM | Immunoglobulin M (IgM), Serum | Detecting or monitoring of IgM monoclonal gammopathies and IgM-related immune deficiencies | Nephelometry | Yes | Immunoglobulin M (IgM), S | Serum | Collection Container/Tube: Preferred:Serum gel Acceptable:Red top Submission Container/Tube:Plastic vial Specimen Volume:1 mL Collection Instructions:Centrifuge and aliquot serum into a plastic vial. | 0.5 mL | The gamma globulin band as seen in conventional serum protein electrophoresis consists of 5 immunoglobulins. In normal serum, about 5% is IgM. Elevations of IgM may be due to polyclonal immunoglobulin production. Monoclonal elevations of IgM occur in macroglobulinemia. Monoclonal gammopathies of all types may lead to a spike in the gamma globulin zone seen on serum protein electrophoresis. Decreased immunoglobulin levels are found in patients with congenital deficiencies. | 0-<5 months: 26-122 mg/dL 5-<9 months: 32-132 mg/dL 9-<15 months: 40-143 mg/dL 15-<24 months: 46-152 mg/dL 2-<4 years: 37-184 mg/dL 4-<7 years: 37-224 mg/dL 7-<10 years: 38-251 mg/dL 10-<13 years: 41-255 mg/dL 13-<16 years: 45-244 mg/dL 16-<18 years: 49-201 mg/dL > or =18 years: 37-286 mg/dL | Increased serum immunoglobulin concentrations occur due to polyclonal or oligoclonal immunoglobulin proliferation in hepatic disease (eg, hepatitis, liver cirrhosis), connective tissue diseases, acute and chronic infections, as well as in the cord blood of neonates with intrauterine and perinatal infections. Elevation of IgM may occur in monoclonal gammopathies such as macroglobulinemia, primary systemic amyloidosis, monoclonal gammopathy of undetermined significance, and related disorders. Decreased levels are found in patients with primary or secondary immune deficiencies. | Electrophoresis is usually required to interpret an elevated immunoglobulin class as polyclonal versus monoclonal. Immunofixation is usually required to characterize a monoclonal protein. If there is a discrete M-peak, the monoclonal protein can be monitoredwith quantitative immunoglobulins. If immunoglobulin quantitation is used to monitor the size of a monoclonal protein that is contained in a background of polyclonal immunoglobulins, changes in the immunoglobulin quantitation may reflect changes in the background immunoglobulins, and serum protein electrophoresis should therefore be used to monitor the monoclonal protein. Results determined by assays using different manufacturers or methods may not be comparable. | 1. Webster ADB: Laboratory Investigation of primary deficiency of the lymphoid system.In:Clinics in Immunology and Allergy. Vol 5. 3rd ed. WB Saunders Company, 1985,447-468 2. Pinching AJ: Laboratory investigation of secondary immunodeficiency.In:Clinics in Immunology and Allergy. Vol 5. 3rd ed. WB Saunders Company, 1985, 469-490 3. Dispenzieri A, Gertz MA, Kyle RA: Distribution of diseases associated with moderate polyclonal gammopathy in patients seen at Mayo Clinic during 1991. Blood. 1997;90:353 4. Kyle RA, Greipp PR: The laboratory investigation of monoclonal gammopathies. Mayo Clin Proc. 1978 Nov;53(11):719-739 5.Ballow M, O'Neil KM: Approach to the patient with recurrent infections. In: Middleton Jr E, Reed CE, Ellis EF, et al, eds. Allergy: Principles and Practice. Vol 2. 4th ed. Mosby-Year Book, Inc.; 1993, 1027-1058 6. Kyle RA: Detection of quantitation of monoclonal proteins. Clin Immunol Newsletter. 1990;10:84-86 7. Dietzen DJ, Willrich MAV: Amino acids, peptides, and proteins. In: Rifai N, Chiu RWK, Young I, Burnham CAD, eds. Tietz Textbook of Laboratory Medicine. 7th ed. Elsevier; 2023:chap 31 | In this Siemens Nephelometer II method, the light scattered onto the antigen-antibody complexes is measured. The intensity of the measured scattered light is proportional to the amount of antigen-antibody complexes in the sample under certain conditions. If the antibody volume is kept constant, the signal behaves proportionally to the antigen volume. A reference curve is generated by a standard with a known antigen content on which the scattered light signals of the samples can be evaluated and calculated as an antigen concentration. Antigen-antibody complexes are formed when a sample containing antigen and the corresponding antiserum are put into a cuvette. A light beam is generated with a light emitting diode ,which is transmitted through the cuvette. The light is scattered onto the immuno-complexes that are present. Antigen and antibody are mixed in the initial measurement, but no complex is formed yet. An antigen-antibody complex is formed in the final measurement. The result is calculated by subtracting the value of the final measurement from the initial measurement. The distribution of intensity of the scattered light depends on the ratio of the particle size of the antigen-antibody complexes to the radiated wavelength.(Instruction manual: Siemens Nephelometer II. Siemens, Inc; V 3, 2008; Addendum to the Instruction Manual 2.3, 08/2017) | 1 to 3 days | 14 days | This test has been cleared, approved, or is exempt by the US Food and Drug Administration and is used per manufacturer's instructions. Performance characteristics were verified by Mayo Clinic in a manner consistent with CLIA requirements. | 82784 | Immunoglobulin M (IgM), S | 2472-9 | IGM | Immunoglobulin M (IgM), S | 2472-9
TLCU | Immunoglobulin Total Light Chains, Urine | Monitoring patients whose urine demonstrates large M-spikes Confirming the quantitation of specimens that show M-spikes by electrophoresis Detecting urine monoclonal proteins and identification of specimens that need urine protein electrophoresis | KTLCU, LTLCU: Nephelometry | Yes | Immunoglobulin Total Light Chains,U | Urine | Submit only 1 of the following specimens: Supplies:Urine Tubes, 10 mL (T068) Specimen Type:Random urine Container/Tube:Plastic, 10-mL urine tube Specimen Volume:1 mL Collection Instructions:Collect a random urine specimen. Specimen Type:24-Hour urine Container/Tube:Plastic, 10-mL urine tube Specimen Volume:1 mL Collection Instructions:Collect urine for 24 hours. Additional Information:SeeUrine Preservatives-Collection and Transportation for 24-Hour Urine Specimensfor multiple collections. | 0.5 mL | Immunoglobulin light chains are usually cleared from blood through the renal glomeruli and reabsorbed in the proximal tubules so that urine light-chain concentrations are very low or undetectable. The production of large amounts of monoclonal light chains, however, can overwhelm this reabsorption mechanism. The detection of monoclonal light chains in the urine (Bence Jones proteinuria) has been used as a diagnostic marker for multiple myeloma since the report by Dr. H. Bence Jones in 1847. Current laboratory procedures employ protein electrophoresis and isotype testing for the identification and characterization of urine monoclonal light chains, which may be present in large enough amounts to also be quantified as an M-spike on protein electrophoresis. The electrophoretic M-spike is the recommended method of monitoring monoclonal gammopathies, such as multiple myeloma. Monitoring the urine M-spike is especially useful in patients with light-chain multiple myeloma in whom the serum M-spike is very small or absent, but the urine M-spike is large. Just as quantitative serum immunoglobulins by immunonephelometry are a complement to M-spike quantitation by serum electrophoresis, this quantitative urine light-chain assay may be used to complement urine M-spike quantitation by electrophoresis. | KAPPA TOTAL LIGHT CHAIN <0.9 mg/dL LAMBDA TOTAL LIGHT CHAIN <0.7 mg/dL KAPPA/LAMBDA RATIO 0.7-6.2 | A kappa/lambda (K/L) ratio greater than 6.2 suggests the presence of monoclonal kappa light chains. A K/L ratio less than 0.7 suggests the presence of monoclonal lambda light chains. In 24-hour specimens, a greater than 90% increase in concentration suggests progression or relapse; a greater than 90% decrease suggests treatment response. Increased kappa and/or lambda light chains may be seen in benign (polyclonal) and neoplastic (monoclonal) disorders. | Unlike the electrophoretic M-spike, this immunoassay quantitates both polyclonal and monoclonal light chains and is therefore not sensitive for detecting small monoclonal abnormalities. A normal kappa/lambda (K/L) ratio does not rule out a monoclonal protein, and an abnormal ratio does not identify a monoclonal protein. Urine protein electrophoresis and isotype testing are more sensitive and specific. The quantitation of urine kappa light chain by immunonephelometry yields results that are approximately 2 times the values from the electrophoresis M-spike. Sequential results should be compared to previous results obtained by the same methodology. | 1.Kumar S, Paiva B, Anderson KC, et al: International Myeloma Working Group consensus criteria for response and minimal residual disease assessment in multiple myeloma.Lancet Oncol. 2016 Aug;17(8):e328-e346 2. Leung N, Barnidge DR, Hutchison CA: Laboratory testing in monoclonal gammopathy of renal significance (MGRS). Clin Chem Lab Med. 2016 Jun 1;54(6):929-937 3. Willrich MA, Katzmann JA: Laboratory testing requirements for diagnosis and follow-up of multiple myeloma and related plasma cell dyscrasias. Clin Chem Lab Med. 2016 Jun 1;54(6):907-919 4. Rajkumar SV, Kyle RA: Multiple myeloma: diagnosis and treatment. Mayo Clin Proc. 2005 Oct;80(10):1371-1382 | In this Siemens Nephelometer II method, the light scattered onto the antigen-antibody complexes is measured. The intensity of the measured scattered light is proportional to the amount of antigen-antibody complexes in the sample under certain conditions. If the antibody volume is kept constant, the signal behaves proportionally to the antigen volume. A reference curve is generated by a standard with a known antigen content on which the scattered light signals of the samples can be evaluated and calculated as an antigen concentration. Antigen-antibody complexes are formed when a sample containing antigen and the corresponding antiserum are put into a cuvette. A light beam is generated with an LED, which is transmitted through the cuvette. The light is scattered onto the immuno-complexes that are present. Antigen and antibody are mixed in the initial measurement, but no complex is yet formed. An antigen-antibody complex is formed in the final measurement. | Same day/1 to 3 days | 14 days | This test has been modified from the manufacturer's instructions. Its performance characteristics were determined by Mayo Clinic in a manner consistent with CLIA requirements. This test has not been cleared or approved by the US Food and Drug Administration. | 83883 x 2 | Immunoglobulin Total Light Chains,U | 44792-0 | LTLCU | Lambda Total Light Chain, U | 27394-6
IMMG | Immunoglobulins (IgG, IgA, and IgM), Serum | Detecting or monitoring of monoclonalgammopathies and immunedeficiencies | Nephelometry | Yes | Immunoglobulins IgG,A,M, S | SeeCeliac Disease Diagnostic Testing Algorithm | Collection Container/Tube: Preferred:Serum gel Acceptable:Red top Submission Container/Tube:Plastic vial Specimen Volume:1 mL Collection Instructions:Centrifuge and aliquot serum into a plastic vial. | 0.5 mL | The gamma globulin band as seen in conventional serum protein electrophoresis consists of 5 immunoglobulins. In normal serum, about 80% is IgG, 15% is IgA, 5% is IgM, 0.2% is IgD, and a trace is IgE. Elevations of IgG, IgA, and IgM may be due to polyclonal immunoglobulin production. Monoclonal gammopathies of all types may lead to a spike in the gamma globulin zone seen on serum protein electrophoresis. Monoclonal elevations of IgG, IgA, IgD, and IgE characterize multiple myeloma. Monoclonal elevations of IgM occur in macroglobulinemia. Decreased immunoglobulin levels are found in patients with congenital deficiencies. | IgG 0-<5 months: 100-334 mg/dL 5-<9 months: 164-588 mg/dL 9-<15 months: 246-904 mg/dL 15-<24 months: 313-1,170 mg/dL 2-<4 years: 295-1,156 mg/dL 4-<7 years: 386-1,470 mg/dL 7-<10 years: 462-1,682 mg/dL 10-<13 years: 503-1,719 mg/dL 13-<16 years: 509-1,580 mg/dL 16-<18 years: 487-1,327 mg/dL > or =18 years: 767-1,590 mg/dL IgA 0-<5 months: 7-37 mg/dL 5-<9 months: 16-50 mg/dL 9-<15 months: 27-66 mg/dL 15-<24 months: 36-79 mg/dL 2-<4 years: 27-246 mg/dL 4-<7 years: 29-256 mg/dL 7-<10 years: 34-274 mg/dL 10-<13 years: 42-295 mg/dL 13-<16 years: 52-319 mg/dL 16-<18 years: 60-337 mg/dL > or =18 years: 61-356 mg/dL IgM 0-<5 months: 26-122 mg/dL 5-<9 months: 32-132 mg/dL 9-<15 months: 40-143 mg/dL 15-<24 months: 46-152 mg/dL 2-<4 years: 37-184 mg/dL 4-<7 years: 37-224 mg/dL 7-<10 years: 38-251 mg/dL 10-<13 years: 41-255 mg/dL 13-<16 years: 45-244 mg/dL 16-<18 years: 49-201 mg/dL > or =18 years: 37-286 mg/dL | Increased serum immunoglobulin concentrations occur due to polyclonal or oligoclonal immunoglobulin proliferation in hepatic disease (eg, hepatitis, liver cirrhosis), connective tissue diseases, acute and chronic infections, as well as in the cord blood of neonates with intrauterine and perinatal infections. Elevations of IgG, IgA, or IgM may occur in monoclonal gammopathies such as multiple myeloma (IgG, IgA), macroglobulinemia (IgM), primary systemic amyloidosis, monoclonal gammopathy of undetermined significance, and related disorders. Decreased levels are found in patients with primary or secondary immune deficiencies. | Electrophoresis is usually required to interpret an elevated immunoglobulin class as polyclonal versus monoclonal. Immunofixation is usually required to characterize a monoclonal protein. If there is a discrete M-peak, the monoclonal protein can be monitored with quantitative immunoglobulins. If immunoglobulin quantitation is used to monitor the size of a monoclonal protein that is contained in a background of polyclonal immunoglobulins, changes in the immunoglobulin quantitation may reflect changes in the background immunoglobulins. In these situations, serum protein electrophoresis should therefore be used to monitor the monoclonal protein. Results determined by assays using different manufacturers or methods may not be comparable. | 1. Webster ADB: Laboratory Investigation of primary deficiency of the lymphoid system. In: Clinics in Immunology and Allergy. Vol 5. 3rd ed. WB Saunders Company; 1985:447-468 2. Pinching AJ: Laboratory investigation of secondary immunodeficiency. In: Clinics in Immunology and Allergy. Vol.5. 3rd ed. WB Saunders Company; 1985:469-490 3. Dispenzieri A, Gertz MA, Kyle RA: Distribution of diseases associated with moderate polyclonal gammopathy in patients seen at Mayo Clinic during 1991. Blood 1997;90:353 4. Kyle RA, Greipp PR: The laboratory investigation of monoclonal gammopathies. Mayo Clin Proc. 1978 Nov;53(11):719-739 5. Ballow M, O'Neil KM: Approach to the patient with recurrent infections. In: Middleton Jr E, Reed CE, Ellis EF, et al, eds. Allergy: Principles and Practice. Vol 2. 4th ed. Mosby-Year Book, Inc; 1993:1027-1058 6. Kyle RA: Detection of quantitation of monoclonal proteins. Clin Immunol Newsletter. 1990;10:84-86 7. Dietzen DJ, Willrich MAV: Amino acids, peptides, and proteins. In: Rifai N, Chiu RWK, Young I, Burnham CAD, eds. Tietz Textbook of Laboratory Medicine. 7th ed. Elsevier; 2023:chap 31 | In this Siemens Nephelometer II method, the light scattered onto the antigen-antibody complexes is measured. The intensity of the measured scattered light is proportional to the amount of antigen-antibody complexes in the sample under certain conditions. If the antibody volume is kept constant, the signal behaves proportionally to the antigen volume. A reference curve is generated by a standard with a known antigen content on which the scattered light signals of the samples can be evaluated and calculated as an antigen concentration. Antigen-antibody complexes are formed when a sample containing antigen and the corresponding antiserum are put into a cuvette. A light beam is generated with a light emitting diode, which is transmitted through the cuvette. The light is scattered onto the immuno-complexes that are present. Antigen and antibody are mixed in the initial measurement, but no complex is formed yet. An antigen-antibody complex is formed in the final measurement. The result is calculated by subtracting the value of the final measurement from the initial measurement. The distribution of intensity of the scattered light depends on the ratio of the particle size of the antigen-antibody complexes to the radiated wavelength.(Instruction manual: Siemens Nephelometer II, Siemens, Inc.; Version 3, 2008; Addendum to the Instruction Manual 2.3, 08/2017) | 1 to 3 days | 14 days | This test has been cleared, approved, or is exempt by the US Food and Drug Administration and is used per manufacturer's instructions. Performance characteristics were verified by Mayo Clinic in a manner consistent with CLIA requirements. | 82784 x 3 | Immunoglobulins IgG,A,M, S | 34550-4 | IGM | Immunoglobulin M (IgM), S | 2472-9
FIMMC | Immunoglobulins, CSF Quantitative |  | Quantitative Immunoturbidimetry | Yes | Immunoglobulins, CSF Quantitative | CSF | Specimen Type:Spinal Fluid Source:CSF Container/Tube:Sterile container Specimen Volume:1 mL Collection Instructions:Submit 1 mL of spinal fluid (CSF), centrifuge and separate to remove cellular material. Send refrigerate in a plastic vial. | 0.6 mL |  | Immunoglobulin M CSF(0.0 - 0.7)mg/dL Immunoglobulin G CSF(0.0 - 6.0)mg/dL Immunoglobulin A CSF(0.0 - 0.7)mg/dL |  |  |  |  | 1 to 13 days |  |  | 82784-Immunoglobulin IgA82784-Immunoglobulin IgG82784-Immunoglobulin IgM | Immunoglobulins, CSF Quantitative | Not Provided | Z2773 | Immunoglobulin A CSF | 2457-0
IMMAU | Inborn Errors of Immunity with Immune Dysregulation and Autoimmunity Gene Panel, Varies | Providing a comprehensive genetic evaluation for patients with a personal or family history suggestive of an inborn error of immunity (IEI) associated with immune dysregulation or autoimmunity Establishing a diagnosis of an IEI, allowing for appropriate management and surveillance for disease features based on the gene and/or variant involved Identifying variants within genes known to be associated with immune dysregulation or autoimmunity, allowing for predictive testing of at-risk family members | Sequence Capture and Targeted Next-Generation Sequencing (NGS) followed by Polymerase Chain Reaction (PCR) and Sanger Sequencing | Yes | Dysregulation/Autoimmune GenePanel | For skin biopsy or cultured fibroblast specimens,fibroblast culture will be performed at an additional charge. If viable cells are not obtained, the client will be notified. | Patient Preparation:A previous bone marrow transplant from an allogenic donor will interfere with testing. Call 800-533-1710 for instructions for testing patients who have received a bone marrow transplant. Submit only 1 of the following specimens: Specimen Type:Whole blood Container/Tube: Preferred:Lavender top (EDTA) or yellow top (ACD) Acceptable:Any anticoagulant Specimen Volume:3 mL Collection Instructions: 1. Invert several times to mix blood. 2. Send whole blood specimen in original tube.Do not aliquot. Specimen Stability Information:Ambient (preferred) 4 days/Refrigerated Specimen Type: Skin biopsy Supplies: Fibroblast Biopsy Transport Media (T115) Container/Tube: Sterile container with any standard cell culture media (eg, minimal essential media, RPMI 1640). The solution should be supplemented with 1% penicillin and streptomycin. Specimen Volume: 4-mm punch Specimen Stability Information: Refrigerated (preferred)/Ambient Additional Information:A separate culture charge will be assessed under CULFB / Fibroblast Culture for Biochemical or Molecular Testing. An additional 3 to 4 weeks is required to culture fibroblasts before genetic testing can occur. SpecimenType: Cultured fibroblasts Container/Tube: T-25 flask SpecimenVolume: 2 Flasks CollectionInstructions: Submit confluent cultured fibroblast cells from a skin biopsy from another laboratory. Cultured cells from a prenatal specimen will not be accepted. Specimen Stability Information: Ambient (preferred)/Refrigerated (<24 hours) Additional Information:A separate culture charge will be assessed under CULFB / Fibroblast Culture for Biochemical or Molecular Testing. An additional 3 to 4 weeks is required to culture fibroblasts before genetic testing can occur. | Blood: 1 mL; Skin biopsy or cultured fibroblasts: See Specimen Required | Primary immunodeficiencies or inborn errors of immunity (IEI) were originally defined by an increased risk of infections. Now it is clear that these diseases can also present with autoimmunity, autoinflammation, atopy, lymphoproliferation ormalignancy, and infections are not always the leading cause of morbidity and mortality. This gene panel includes IEI with presentations characterized by autoimmunity. Examples of conditions where this gene panel is useful include immune dysregulation, polyendocrinopathy, enteropathy, X-linked (IPEX) syndrome and other regulatory T-cell (Treg) defects; autoimmune polyendocrinopathy with candidiasis and ectodermal dystrophy (APECED or APS-1); and lymphoproliferation, solid organ autoimmunity, recurrent infections associated with gain-of-functionSTAT3defects. The development of autoimmune diseases can be caused by the dysregulation of the immune system, leading to defects in regulatory mechanisms that normally control the immune response. Thymic selection is critical for T-cell development and includes positive and negative selection of the maturing T cells. The positive selection ensures that mature T cells can recognize antigen-presenting molecules and thus carry out their function, whereas the negative selection eliminates developing T cells that are strongly autoreactive, including T cells directed against tissue-restricted antigens. The autoimmune regulator (AIRE) is responsible for intrathymic presentation of tissue-restricted antigens that would otherwise not be expressed in the thymus, and their absence in the thymus would allow the development of autoreactive T cells against these tissue-restricted antigens. Variants in theAIREgene cause APECED because the self-antigens are not properly expressed in the thymus. IPEX syndrome is characterized by systemic autoimmunity presenting in infancy. It typically presents with the triad of enteropathy (watery diarrhea), endocrinopathy (eg, insulin-dependent diabetes mellitus), and eczematous dermatitis. IPEX is caused by defects in the transcription factorFOXP3, which is required for the development of regulatory T cells. The regulatory (suppressive) actions of Tregs control autoimmunity. Tregs have different suppressive mechanisms, including cell contact-mediated cytotoxicity, sequestration of interleukin (IL)-2, and cytokine-mediated inhibition. Defects in the genes encoding these suppressive cytokines and cytokine receptors (eg, IL-10, IL-10 receptor alpha and beta, or transforming growth factor-beta [TGF-beta]) also lead to autoimmune manifestations. Cell-to-cell contact of membrane-bound molecules, such as CTLA-4, can transmit an inhibitory signal. In the absence of the inhibitory signal, CTLA-4 deficiency can manifest with recurrent infections, inflammatory bowel disease, in addition to autoimmunity. Increased (gain) of function in STAT3 signaling also decreases Treg numbers and function, leading to recurrent infections, lymphoproliferation, and, mainly, solid organ autoimmunity, such as thyroiditis, insulin-dependent diabetes mellitus, as well as autoimmune cytopenias. | An interpretive report will be provided. | All detected variants are evaluated according to American College of Medical Genetics and Genomics recommendations.(1) Variants are classified based on known, predicted, or possible pathogenicity and reported with interpretive comments detailing their potential or known significance. | Clinical Correlations:Test results should be interpreted in the context of clinical findings, family history, and other laboratory data. Misinterpretation of results may occur if the information provided is inaccurate or incomplete. If testing was performed because of a clinically significant family history, it is often useful to first test an affected family member. Detection of a reportable variant in an affected family member would allow for more informative testing of at-risk individuals. To discuss the availability of additional testing options or for assistance in the interpretation of these results, contact Mayo Clinic Laboratories genetic counselors at 800-533-1710. Technical Limitations:Next-generation sequencing may not detect all types of genomic variants. In rare cases, false-negative or false-positive results may occur. The depth of coverage may be variable for some target regions; assay performance below the minimum acceptable criteria or for failed regions will be noted. Given these limitations, negative results do not rule out the diagnosis of a genetic disorder. If a specific clinical disorder is suspected, evaluation by alternative methods can be considered. There may be regions of genes that cannot be effectively evaluated by sequencing or deletion and duplication analysis as a result of technical limitations of the assay, including regions of homology, high guanine-cytosine (GC) content, and repetitive sequences. Confirmation of select reportable variants will be performed by alternate methodologies based on internal laboratory criteria. This test is validated to detect 95% of deletions up to 75 base pairs (bp) and insertions up to 47 bp. Deletions-insertions (delins) of 40 or more bp, including mobile element insertions, may be less reliably detected than smaller delins. Deletion/Duplication Analysis: This analysis targets single and multi-exon deletions/duplications; however, in some instances, single exon resolution cannot be achieved due to isolated reduction in sequence coverage or inherent genomic complexity. Balanced structural rearrangements (such as translocations and inversions) may not be detected. This test is not designed to detect low levels of mosaicism or to differentiate between somatic and germline variants. If there is a possibility that any detected variant is somatic, additional testing may be necessary to clarify the significance of results. Genes may be added or removed based on updated clinical relevance. Refer to theTargeted Genes and Methodology Details for Inborn Errors of Immunity with Immune Dysregulation and Autoimmunity Gene Panelfor the most up to date list of genes included in this test. For detailed information regarding gene-specific performance and technical limitations, see Method Description or contact a laboratory genetic counselor. If the patient has had an allogeneic hematopoietic stem cell transplant or a recent non-leukoreduced blood transfusion, results may be inaccurate due to the presence of donor DNA. Call Mayo Clinic Laboratories for instructions for testing patients who have received a bone marrow transplant. Reclassification of Variants:Currently, it is not standard practice for the laboratory to systematically review previously classified variants on a regular basis. The laboratory encourages health care providers to contact the laboratory at any time to learn how the classification of a particular variant may have changed over time. Due to broadening genetic knowledge, it is possible that the laboratory may discover new information of relevance to the patient. Should that occur, the laboratory may issue an amended report. Variant Evaluation:Evaluation and categorization of variants are performed using published American College of Medical Genetics and Genomics and the Association for Molecular Pathology recommendations as a guideline.(1) Other gene-specific guidelines may also be considered. Variants are classified based on known, predicted, or possible pathogenicity and reported with interpretive comments detailing their potential or known significance. Variants classified as benign or likely benign are not reported. Multiple in silico evaluation tools may be used to assist in the interpretation of these results. The accuracy of predictions made by in silico evaluation tools is highly dependent upon the data available for a given gene, and periodic updates to these tools may cause predictions to change over time. Results from in silico evaluation tools should be interpreted with caution and professional clinical judgment. Rarely, incidental or secondary findings may implicate another predisposition or presence of active disease. These findings will be carefully reviewed to determine whether they will be reported. | 1. Richards S, Aziz N, Bale S, et al; ACMG Laboratory Quality Assurance Committee: Standards and guidelines for the interpretation of sequence variants: a joint consensus recommendation of the American College of Medical Genetics and Genomics and the Association for Molecular Pathology. Genet Med. 2015 May;17(5):405-424 2. Tangye SG, Al-Herz W, Bousfiha A, et al: Human inborn errors of immunity: 2022 update on the classification from the International Union of Immunological Societies Expert Committee. J Clin Immunol. 2022 Oct;42(7):1473-1507. doi: 10.1007/s10875-022-01289-3 3. Azizi G, Yazdani R, Rae W, et al: Monogenic polyautoimmunity in primary immunodeficiency diseases. Autoimmun Rev. 2018 Oct;17(10):1028-1039. doi: 10.1016/j.autrev.2018.05.001 4. Baxter SK, Walsh T, Casadei S, et al: Molecular diagnosis of childhood immune dysregulation, polyendocrinopathy, and enteropathy, and implications for clinical management. J Allergy Clin Immunol. 2022 Jan;149(1):327-339. doi: 10.1016/j.jaci.2021.04.005 5. Cepika AM, Sato Y, Liu JM, Uyeda MJ, Bacchetta R, Roncarolo MG: Tregopathies: Monogenic diseases resulting in regulatory T-cell deficiency. J Allergy Clin Immunol. 2018 Dec;142(6):1679-1695. doi: 10.1016/j.jaci.2018.10.026 6. Consonni F, Favre C, Gambineri E: IL-2 signaling axis defects: How many faces? Front Pediatr. 2021 Jul 2;9:669298. doi: 10.3389/fped.2021.669298 7. Bjorklund G, Pivin M, Hangan T, Yurkovskaya O, Pivina L: Autoimmune polyendocrine syndrome type 1: Clinical manifestations, pathogenetic features, and management approach. Autoimmun Rev. 2022 Aug;21(8):103135. doi: 10.1016/j.autrev.2022.103135 | Next-generation sequencing (NGS) and/or Sanger sequencing are performed to test for the presence of variants in coding regions and intron/exon boundaries of the genes analyzed, as well as some other regions that have known disease-causing variants. The human genome reference GRCh37/hg19 build was used for sequence read alignment. At least 99% of the bases are covered at a read depth over 30X. Sensitivity is estimated at above 99% for single nucleotide variants, above 94% for deletions/insertions (delins) less than 40 base pairs (bp), and above 95% for deletions up to 75 bp and insertions up to 47 bp. NGS and/or a polymerase chain reaction-based quantitative method is performed to test for the presence of deletions and duplications in the genes analyzed. There may be regions of genes that cannot be effectively evaluated by sequencing or deletion and duplication analysis as a result of technical limitations of the assay, including regions of homology, high guanine-cytosine (GC) content, and repetitive sequences.(Unpublished Mayo method) SeeTargeted Genes and Methodology Details for Inborn Errors of Immunity with Immune Dysregulation and Autoimmunity Gene Panelfor details regarding the targeted genes analyzed for each test and specific gene regions not routinely covered. Confirmation of select reportable variants may be performed by alternate methodologies based on internal laboratory criteria. Genes analyzed:AIRE, BACH2, CARD11, CASP10, CASP8, CD3G, CTLA4, DEF6, FADD, FASLG, FERMT1, FOXP3, IL10, IL10RA, IL10RB, IL2RA, IL2RB, ITCH, JAK1, LRBA, ORAI1, PEPD, PRKCD, RIPK1, STAT3, STAT5B, STIM1, TET2, TGFB1,andTPP2 | 28 to 42 days | Whole blood: 2 weeks (if available); Extracted DNA: 3 months; Cultured fibroblasts, skin biopsy: 1 month | This test was developed and its performance characteristics determined by Mayo Clinic in a manner consistent with CLIA requirements. It has not been cleared or approved by the US Food and Drug Administration. | 8144388233-Tissue culture, skin, solid tissue biopsy (if appropriate)88240-Cryopreservation (if appropriate) | Dysregulation/Autoimmune GenePanel | 103741-5 | 619871 | Released By | 18771-6
MONOS | Infectious Mononucleosis, Rapid Test, Serum | Diagnosis of Epstein-Barr virus mononucleosis | Agglutination | Yes | Infectious Mono Test, S | Serum | Collection Container/Tube: Preferred:Serum gel Acceptable:Red top Submission Container/Tube:Plastic vial Specimen Volume:0.5 mL Collection Instructions:Centrifuge and aliquot serum into plastic vial. | 0.1 mL | Infectious mononucleosis (IM) is a viral illness that involves reticuloendothelial tissue and is generally limited to children and young adults. IM is most commonly caused by Epstein-Barr virus. The disease is characterized by fever, sore throat, lymphadenopathy, headache, and fatigue and, on a symptomatic basis, may be confused with other diseases. Detectable levels of unique heterophile antibodies are produced in patients with IM. | Negative Reference values apply to all ages. | Detectable levels of the infectious mononucleosis heterophile antibody can usually beexpected to occur between the sixth and tenth day following the onsetof symptoms. The level usually increases through the second orthird week of illness and, thereafter, can be expected to persist,gradually declining over a 12-month period. | Approximately 10% of patients with infectious mononucleosis (IM) will have no heterophile antibody and may require Epstein-Barr virus antibody tests to confirm the diagnosis. False-negative results have been reported. Some of these may represent cases of IM that remain persistently seronegative for the IM heterophile antibody. However, some false-negative results have been shown to be due to a delayed IM heterophile antibody response. IM heterophile antibody titers have been shown to persist in some cases for months to years after clinical symptoms have subsided. Conversely, IM heterophile antibodies have been detected prior to the onset of clinical symptoms. Thus, caution should be exercised in the interpretation of test results. The IM heterophile antibody has been associated with several diseases other than IM. These include leukemia, Burkitt lymphoma, pancreatic carcinoma, viral hepatitis, cytomegalovirus infections, and others. In these cases, it is difficult to disprove the possibility of concurrent disease states. Some segments of the population do not produce detectable heterophile antibodies, eg, approximately 50% of children under 4 years of age and 10% of adolescents. | Johannsen EC, Kaye KM: Epstein-Barr virus (infectious mononucleosis, Epstein-Barr virus-associated malignant diseases, and other diseases).In: Bennett JE, Dolin R, Blaser MJ, eds. Mandell, Douglas, and Bennett's Principles and Practice of Infectious Diseases. 9th ed. Elsevier; 2020:1872-1890 | The Remel Mono-Lex System is a latex agglutination test for the detection of infectious mononucleosis (IM) heterophile antibody. Latex particles are sensitized with a bovine red cell-mononucleosis antigen. When agglutination is observed, a diagnosis of IM is highly probable. The presence of IM antibody in serum at detectable levels will interact with the sensitized particles to produce visible aggregation, which is a positive result.(Package insert: MONO-LEX System. Remel Inc; 07/2020) | Same day/1 to 2 days | 14 days | This test has been cleared, approved, or is exempt by the US Food and Drug Administration and is used per manufacturer's instructions. Performance characteristics were verified by Mayo Clinic in a manner consistent with CLIA requirements. | 86308 | Infectious Mono Test, S | 5213-4 | MONOS | Infectious Mono Test, S | 5213-4
IBDP2 | Inflammatory Bowel Disease Serology Panel, Serum | Distinguishing between ulcerative colitis and Crohn disease in patients for whom the specific diagnosis is unclear based on endoscopic, pathologic, and imaging evaluations This test isnot usefulfordetermining the extent of disease in patients with inflammatory bowel disease or determining the response to disease-specific therapy including surgical resection of diseased intestine. | SCERA, SCERG: Enzyme-Linked Immunosorbent Assay (ELISA) ANCA2: Indirect Immunofluorescent Assay (IFA) | Yes | Inflammatory Bowel Disease Panel, S | For more information seeInflammatory Bowel Disease Diagnostic Testing Algorithm. | Collection Container/Tube: Preferred:Serum gel Acceptable:Red top Submission Container/Tube:Plastic vial Specimen Volume:1 mL Collection Instructions:Centrifuge and aliquot serum into a plastic vial. | 0.8 mL | Inflammatory bowel disease (IBD) refers to 2 diseases - ulcerative colitis (UC) and Crohn disease (CD), both of which result from chronic inflammation in the gastrointestinal (GI) tract.(1) CD is characterized by chronic diarrhea, abdominal pain, and fatigue.(2) In comparison, UC frequently presents with bloody diarrhea that is of an urgent nature.(3) Inflammation in UC most frequently affects the rectum and proximal colon, and presents with continue mucosal involvement. In CD, inflammation can affect almost any area of the GI tract and is usually evidenced as patchy, transmural lesions. Diagnosis of IBD is primarily based on clinical evaluation, endoscopy with biopsy, and imaging studies.(4) Because CD and UC are characterized by GI inflammation, fecal calprotectin can be used to differentiate IBD from noninflammatory conditions such as irritable bowel syndrome (IBS). Fecal calprotectin is useful in excluding IBD as a diagnosis and avoiding unnecessary endoscopic or imaging procedures. CD and UC are associated with the presence of various antimicrobial and autoantibodies.(5) Patients with UC often have measurableantineutrophil cytoplasmic antibodies(ANCA), which react with as yet uncharacterized target antigens in human neutrophils; in contrast, patients with CD often have measurable IgA and/or IgG antibodies, which react with cell wall mannan ofSaccharomyces cerevisiae. Despite these associations, current guidelines indicate that testing for these antibodies is not sufficiently sensitive for use in the diagnosis of IBD.(2,3) Rather, these antibodies should be limited to distinguishing between CD and UC in cases where the specific diagnosis is unclear based on pathologic and imaging studies. | Saccharomyces cerevisiaeANTIBODY, IgA Negative: <20.0 RU/mL Positive: > or =20.0 RU/mL Saccharomyces cerevisiaeANTIBODY, IgG Negative: <20.0 RU/mL Positive: > or =20.0 RU/mL CYTOPLASMIC NEUTROPHIL ANTIBODIES, INFLAMMATORY BOWEL DISEASE PANEL, SERUM Negative (not detectable) | The presence ofantineutrophil cytoplasmic antibodiesin the absence of IgA and IgG anti-Saccharomyces cerevisiaeantibodies is consistent with the diagnosis of ulcerative colitis; the presence of IgA and IgG ASCA in the absence of ANCA is consistent with Crohn disease. | Results from this test should not be exclusively relied upon to establish the diagnosis of ulcerative colitis (UC) or Crohn disease (CD) or to distinguish between these 2 diseases. Some patients with CD have detectableantineutrophil cytoplasmic antibodies(ANCA), and some patients with UC have detectable IgA and/or IgG anti-Saccharomyces cerevisiaeantibodies (ASCA). Some patients with UC or CD do not have detectable ANCA, IgA ASCA, or IgG ASCA. ANCA results may be reported as indeterminate if interfering antinuclear antibodies (ANA) are present. | 1. Rose NR, Mackay IR, eds: Inflammatory bowel diseases. In: The Autoimmune Diseases. Elsevier; 2008 2. Lichtenstein GR, Loftus EV, Isaacs KL, et al. ACG clinical guideline: Management of crohn's disease in adults. Am J Gastroenterol. 2018;113(4):481-517 3. Rubin DT, Ananthakrishnan AN, Siegel CA, et al. ACG clinical guideline: Ulcerative colitis in adults. Am J Gastroenterol. 2019;114(3):384-413 4. Clark C, Turner J. Diagnostic modalities for inflammatory bowel disease: Serologic markers and endoscopy. Surg Clin North Am. 2015;95(6):1123-1141 5. Zhou G, Song Y, Yang W, et al. ASCA, ANCA, ALCA and many more: Are they useful in the diagnosis of inflammatory bowel disease? Dig Dis. 2016;34:90-97 | IgA or IgG antibodies toSaccharomyces cerevisiaeantigens (ASCA) are measured by commercial, microtiter enzyme immunoassays. These assays use polystyrene microtiter plates coated with purified mannan from the cell wall ofS cerevisiaeto capture antibodies from patient sera, and horseradish peroxidase-conjugated anti-IgA or anti-IgG antibodies to detect ASCA. Results of the tests for ASCA are reported in relative units per milliliter (RU/mL).(Package inserts:Anti-Saccharomyces cerevisiae ELISA (IgA), 5/2011;Anti-Saccharomyces cerevisiae ELISA (IgG),EUROIMMUN Medizinische Labordiagnostika AG;5/2011) Antineutrophil cytoplasmic antibodies(ANCA) are detected qualitatively using an in-house developed method with a substrate of ethanol-fixed, human neutrophils and fluorescein conjugated, antihuman IgG antibody as a detection protein. Results of the test for ANCA are reported as positive, negative, or indeterminate.(Unpublished Mayo method) | 3 to 7 days | 14 days | This test was developed and its performance characteristics determined by Mayo Clinic in a manner consistent with CLIA requirements. It has not been cleared or approved by the US Food and Drug Administration. | 86671 x 286036 | Inflammatory Bowel Disease Panel, S | 87551-8 | SCERG | Saccharomyces cerevisiae Ab, IgG, S | 47321-5
IMTF | Inflammatory Myofibroblastic Tumors (IMT), 2p23 (ALK) Rearrangement, FISH, Tissue | Supporting the diagnosis of inflammatory myofibroblastic tumors when used conjunction with an anatomic pathology consultation | Fluorescence In Situ Hybridization (FISH) | Yes | ALK, (2p23), IMT, FISH, Ts | This test includes a charge for the probe application, analysis, and professional interpretation of results for one probe set (2 individual fluorescence in situ hybridization probes). No analysis charges will be incurred if an insufficient number of representative cells are available for analysis. | Submit only 1 of the following specimens: Preferred Specimen Type:Tissue block Collection Instructions:Submit a formalin-fixed, paraffin-embedded (FFPE) tumor tissue block. Blocks prepared with alternative fixation methods will be attempted but are less favorable for successful results by FISH testing; provide fixation method used. Additional Information: 1. Paraffin-embedded specimens can be from any anatomic location (skin, soft tissue, lymph node, etc). 2. Bone specimens that have been decalcified will be attempted for testing, but the success rate is approximately 50%. Acceptable Specimen Type:Tissue slides Slides: 1 Hematoxylin and eosin stained and 4 unstained Collection Instructions: Submit 4 consecutive unstained, positively charged, unbaked slides with 5 micron-thick sections of the tumor tissue and 1 slide stained with hematoxylin and eosin. | Slides: 1 Hematoxylin and eosin stained and 2 unstained | Inflammatory myofibroblastic tumor (IMT) is a distinctive lesion composed of myofibroblastic spindle cells accompanied by an inflammatory infiltrate which occur primarily in the soft tissue but may arise in any anatomical site including lung, soft tissue, retroperitoneum, and bladder. A subset of IMT are characterized by rearrangements involving theALKgene at 2p23. Studies support that identification ofALKgene rearrangement is useful to differentiate IMTs from other spindle cell neoplasms of soft tissue and viscera. | An interpretive report will be provided. | ALKwill be clinically interpreted as positive or negative. A neoplastic clone is detected when the percent of cells with an abnormality exceeds the normal cutoff for theALKprobe set. A positive result is consistent with rearrangement of theALKgene and likely reflectsALKfusion with a partner gene. The significance of this finding is dependent on the clinical and pathologic features. A negative result suggests anALKgene rearrangement is not present but does not completely exclude the presence of anALKgene rearrangement and does not exclude the diagnosis of inflammatory myofibroblastic tumors. | This test is not approved by the US Food and Drug Administration and it is best used as an adjunct to existing clinical and pathologic information. This fluorescence in situ hybridization (FISH) assay does not rule out other chromosome abnormalities. Fixatives other than formalin (eg, Prefer, Bouin's) may not be successful for FISH assays. Non-formalin fixed specimens will not be rejected. Paraffin-embedded tissues that have been decalcified may not be successful for FISH analysis. The success rate of FISH studies on decalcified tissue is approximately 50%, but FISH will be attempted if sufficient tumor is present for analysis. FISH studies will be attempted if sufficient tumor is present for analysis. The pathologist reviewing the hematoxylin and eosin-stained slide may find it necessary to cancel testing if insufficient tissue/tumor is available for testing. If no FISH signals are observed post-hybridization, the case will be released indicating a lack of FISH results. | 1. Sukov WR, Cheville JC, Carlson AW, et al. Utility of ALK-1 protein expression and ALK rearrangements in distinguishing inflammatory myofibroblastic tumor from malignant spindle cell lesions of the urinary bladder. Mod Pathol. 2007;20(5):592-603 2. Tsuzuki T, Magi-Galluzzi C, Epstein JI. ALK-1 expression in inflammatory myofibroblastic tumor of the urinary bladder. Am J Surg Pathol. 2004;28(12):1609-1614 3. WHO Classification of Tumours Editorial Board. Soft Tissue and Bone Tumours. 5th ed. IARC; 2020. WHO Classification of Tumours Series. Vol. 3, 109-111 | The test is performed using a commercially availableALKdual-color break-apart strategy probe (BAP). Formalin-fixed, paraffin-embedded tissues are cut at 5 microns and mounted on positively charged glass slides. The selection of tissue and the identification of target areas on thehematoxylin and eosin (H and E)-stained slide is performed by a pathologist. Using the H and E-stained slide as a reference, target areas are etched with a diamond-tipped etcher on the back of the unstained slide to be assayed. The probe set is hybridized to the appropriate target areas and 2 technologists each analyze 50 interphase nuclei (100 total) with the results expressed as the percent of abnormal nuclei.(Unpublished Mayo method)\ | 7 to 10 days | Slides and H&E used for analysis are retained by the laboratory in accordance with regulatory requirements. Client provided paraffin blocks and extra unstained slides (if provided) will be returned after testing is complete. | This test was developed and its performance characteristics determined by Mayo Clinic in a manner consistent with CLIA requirements. It has not been cleared or approved by the US Food and Drug Administration. | 88271x2, 88291-DNA probe, each (first probe set), Interpretation and report88271x2-DNA probe, each; each additional probe set (if appropriate)88271x1-DNA probe, each; coverage for sets containing 3 probes (if appropriate)88271x2-DNA probe, each; coverage for sets containing 4 probes (if appropriate)88271x3-DNA probe, each; coverage for sets containing 5 probes (if appropriate)88274 w/modifier 52-Interphase in situ hybridization, <25 cells, each probe set (if appropriate)88274-Interphase in situ hybridization, 25 to 99 cells, each probe set (if appropriate) | ALK, (2p23), IMT, FISH, Ts | 78205-2 | 53828 | Disclaimer | 62364-5
INFXP | Infliximab Quantitation with Antibodies to Infliximab, Serum | Trough level quantitation for evaluation of patients undergoing therapy with infliximab for proactive or reactive therapeutic drug monitoring. | INFX: Selective Reaction Monitoring Liquid Chromatography Tandem Mass Spectrometry (LC-MS/MS) INXAB: Electrochemiluminescent Bridging Immunoassay with Acid Dissociation | Yes | Infliximab QN with Antibodies, S | When this test is ordered, Infliximab quantitation and testing for antibodies to Infliximab will always be performed. | Patient Preparation: 1.Draw blood immediately before next scheduled dose (trough specimen). For 12 hours before specimen collection do nottake multivitamins or dietary supplements containing biotin (vitamin B7), which is commonly found in hair, skin, and nail supplements and multivitamins. Collection Container/Tube: Preferred: Red top Acceptable: Serum gel Submission Container/Tube:Plastic vial Specimen Volume:1.2 mL Collection Instructions:Centrifuge and aliquot serum into plastic vial within 2 hours of collection. | 0.5 mL | Infliximab is a chimeric immunoglobulin (IgG1 kappa) targeting tumor necrosis factor-alpha (TNF-a) and it is currently US Food and Drug Administration (FDA)-approved for the treatment of multiple inflammatory conditions. Infliximab binds to soluble TNF-a and transmembrane homotrimers, which are found on the surface of macrophages and T cells, with similar affinity. Infliximab has the ability to mediate complement-dependent cytotoxicity and antibody-dependent cell-mediated cytotoxicity, which leads to the lysis of target cells. The reference product for infliximab is Remicade (Janssen Pharmaceuticals) and several biosimilar products are FDA-approved, including but not limited to: Renflexis (infliximab-abda, Organon), Inflectra (infliximab-dyyb, Pfizer inc), Ixifi (infliximab-qbtx, Pfizer Inc), and Avsola (infliximab-axxq, Amgen). Inflectra, Renflexis, and Avsola have the same primary amino acid sequence as Remicade. Therefore, "infliximab" will be used to refer to both the reference product and the biosimilar products interchangeably. This test cannot distinguish between Remicade and the infliximab biosimilar products. A biosimilar product is a biological product that is highly similar to an FDA-approved biological product, known as the reference product, but manufactured by a different company. No clinically meaningful differences in terms of safety and effectiveness from the reference product are present. Only minor differences in clinically inactive components are allowable in biosimilar products. In contrast to generic medications, a prescription of biosimilars needs to come from the ordering physician and not the dispensing pharmacy (pharmacies cannot substitute a biosimilar for another medication; a separate prescription is required). This assay has been verified to measure antibodies to infliximab (ATI) (Remicade and the biosimilars infliximab-dyyb, infliximab-abda, and infliximab-axxq) with no analytical differences between the detection of ATI for the four drugs. It is expected that antibodies developed against other biosimilars would also demonstrate no significant analytical differences. Infliximab pharmacokinetic properties may vary with disease and clearance is affected by concomitant use of immunosuppressants, high concentrations of TNF-a and C-reactive proteins,(1,2) low albumin concentrations, high body mass index, and presence of ATI, also known as human antichimeric antibodies (HACA).(3) Male patients seem to clear infliximab faster than female patients.(3) Several studies have demonstrated that infliximab quantitation in the setting of loss of response to therapy can aid in patient management, as trough concentrations defined as therapeutic have been associated with superior clinical response and improved prognosis.(4-6) Other studies have shown that proactive monitoring of infliximab concentrations in the maintenance stage, even when there is clinical response was more effective in sustaining disease control than standard therapy without any therapeutic drug monitoring in preventing disease worsening during a 52-week period.(7) Evaluation of infliximab concentrations may be of value for all inflammatory diseases for which it is prescribed. Primary indications for testing of infliximab include loss of response, partial response on initiation of therapy, autoimmune or hypersensitivity reactions, primary nonresponse, reintroduction after drug holiday, endoscopic/computed tomography enterography recurrence (in inflammatory bowel disease), acute infusion reactions, and proactive monitoring. Measurement of infliximab concentrations is indicated at trough, immediately prior to the next scheduled infusion. Infliximab concentrations tend to reach steady state and stabilize after 14 weeks (approximately 100 days). Quantitation of peak infliximab concentrations is strongly discouraged. Low trough concentrations may be correlated with loss of response to infliximab. For evaluation of loss of response to therapy, a reflex approach starting with the drug quantitation first, and then assessing for ATI when drug level is subtherapeutic is indicated for adults experiencing active inflammatory bowel disease. For other situations, like evaluation of pediatric patients or proactive monitoring, a panel where both drug quantitation of infliximab and ATI are performed simultaneously may be appropriate. | INFLIXIMAB QUANTITATION: Limit of quantitation is 1.0 mcg/mL. Therapeutic ranges are disease specific. Pediatric reference ranges are not established. INFLIXIMAB ANTIBODIES Absence of antibodies to infliximab (ATI) is defined as <50 U/mL Presence of ATI is reported as positive when concentrations are > or =50 U/mL | Results above 35 mcg/mL are suggestive of a blood draw at a time-point in treatment other than trough. Interpretation and patient management will be different according to disease state, clinical presentation (symptomatic versus appropriate response to therapy), several other laboratory tests and a combination of the drug concentration and presence of antibodies to infliximab. IFX quant, mcg/mL ATI, U/mL Comment <5 Negative Absence of detectable antibody-to-infliximab (ATI). Low concentration of infliximab (IFX) may be attributable to other parameters related to infliximab clearance. <5 Positive Presence of ATI detected, which correlates with low concentration of infliximab. ATIs may be associated with increased clearance and lower circulating concentrations of IFX. 5-10 Negative Absence of detectable ATI. At this concentration of IFX, a low-titer ATI (50-499 U/mL) cannot be completely excluded. However, the presence of a high-titer ATI (> or =500 U/mL) is unlikely. If there is clinical suspicion for a low-titer ATI, suggest submission of a new sample obtained at trough. This test has demonstrated drug tolerance of up to 100 mcg/mL IFX for ATI > or =500 U/mL and up to 10 mcg/mL IFX for ATI <500 U/mL Low positive (50-499 U/mL) Presence of ATI detected. At this concentration of IFX, the detected titer of the ATI may be modestly underestimated. This test has demonstrated drug tolerance of up to 100 mcg/mL IFX for ATI > or =500 U/mL and up to 10 mcg/mL IFX for ATI <500 U/mL High positive (> or =500 U/mL) Presence of ATI detected. This test has demonstrated drug tolerance of up to 100 mcg/mL IFX for ATI > or =500 U/mL and up to 10 mcg/mL IFX for ATI <500 U/mL >10 Negative Absence of detectable ATI. At this concentration of IFX, a low-titer ATI (50-499 U/mL) cannot be completely excluded. The presence of a high-titer ATI (> or =500 U/mL) is unlikely, but also cannot be completely excluded. If there is clinical suspicion for an ATI, suggest submission of a new sample at trough, preferably during maintenance phase. This test has demonstrated drug tolerance of up to 100 mcg/mL IFX for ATI > or =500 U/mL and up to 10 mcg/mL IFX for ATI <500 U/mL Low positive (50-499 U/mL) Presence of ATI detected. At this concentration of IFX, the detected titer of the ATI may be underestimated. Suggest submission of a new sample obtained at trough, preferably during maintenance phase. This test has demonstrated drug tolerance of up to 100 mcg/mL IFX for ATI > or =500 U/mL and up to 10 mcg/mL IFX for ATI <500 U/mL High positive (> or =500 U/mL) Presence of ATI detected. This test has demonstrated drug tolerance of up to 100 mcg/mL IFX for ATI > or =500 U/mL and up to 10 mcg/mL IFX for ATI <500 U/mL | Toxicity effects other than acute hypersensitivity infusion reactions have not been described nor correlated with infliximab concentrations. During the initial induction phase of treatment (weeks 0, 2, and 6), steady-state has not been achieved and concentrations of infliximab may vary significantly between infusions.(3) Therapeutic concentrations of infliximab may vary according to the disease (eg, Crohn disease versus ulcerative colitis versus rheumatoid arthritis). The American Gastroenterology Association established thresholds associated with positive outcomes for adults with active inflammatory bowel disease based on several clinical studies.(8) Samples containing more than 12.5 ng/mL biotin (vitamin B7) may interfere (in the form of depressed signal) with INXAB / Infliximab Antibodies, Serum. Forantibodies-to-infliximab(ATI), pediatric and adult reference ranges were validated, and the presence of an ATI is established as greater than or equal to 50 U/mL by our bridging electrochemiluminescent/acid dissociation method. The presence of endogenous infliximab is a recognized interference in most ATI methods. This assay includes an acid dissociation step, which partially mitigates this interference. | 1. Colombel JF, Sandborn WJ, Reinisch W, et al: Infliximab, azathioprine, or combination therapy for Crohn's disease. N Engl J Med. 2010 Apr;362(15):1383-1395. doi: 10.1056/NEJMoa0904492 2. Jurgens M, Mahachie John JM, Cleynen I, et al: Levels of C-reactive protein are associated with response to infliximab therapy in patients with Crohn's disease. Clin Gastroenterol Hepatol. 2011 May;9(5):421-427.e1. doi: 10.1016/j.cgh.2011.02.008 3. Ordas I, Mould DR, Feagan BG, Sandborn WJ: Anti-TNF monoclonal antibodies in inflammatory bowel disease: pharmacokinetics-based dosing paradigms. Clin Pharmacol Ther. 2012 Apr;91(4):635-646. doi: 10.1038/clpt.2011.328 4. Afif W, Loftus EV Jr, Faubion WA, et al: Clinical utility of measuring infliximab and human anti-chimeric antibody concentrations in patients with inflammatory bowel disease. Am J Gastroenterol. 2010 May;105(5):1133-1139. doi: 10.1038/ajg.2010.9 5. Imaeda H, Bamba S, Takahashi K, et al: Relationship between serum infliximab trough levels and endoscopic activities in patients with Crohn's disease under scheduled maintenance treatment. J Gastroenterol. 2014 Apr;49(4):674-682. doi: 10.1007/s00535-013-0829-7 6. Steenholdt C, Bendtzen K, Brynskov J, et al: Cut-off levels and diagnostic accuracy of infliximab trough levels and anti-infliximab antibodies in Crohn's disease. Scand J Gastroenterol. 2011 Mar;46(3):310-318. doi: 10.3109/00365521.2010.536254 7. Syversen SW, Jorgensen KK, Goll GL, et al. Effect of Therapeutic Drug Monitoring vs Standard Therapy During Maintenance Infliximab Therapy on Disease Control in Patients With Immune-Mediated Inflammatory Diseases: A Randomized Clinical Trial. JAMA. 2021;326(23):2375-2384. doi:10.1001/jama.2021.21316 8. Feuerstein JD, Nguyen GC, Kupfer SS, et al: American Gastroenterological Association Institute guideline on therapeutic drug monitoring in inflammatory bowel disease. Gastroenterology. 2017 Sep;153(3):827-834. doi: 10.1053/j.gastro.2017.07.032 9. Silva-Ferreira F, Afonso J, Pinto-Lopes P, Magro F: A systematic review on infliximab and adalimumab drug monitoring: Levels, clinical outcomes and assays. Inflamm Bowel Dis. 2016 Sep;22(9):2289-2301. doi: 10.1097/MIB.0000000000000855 10.Willrich MA, Murray DL, Barnidge DR, Ladwig PM, Snyder MR. Quantitation of infliximab using clonotypic peptides and selective reaction monitoring by LC-MS/MS.Int Immunopharmacol. Sep 2015;28(1):513-20. doi:10.1016/j.intimp.2015.07.007 11. Willrich MAV, Lazar-Molnar E, Snyder MR, Delgado JC. Comparison of Clinical Laboratory Assays for Measuring Serum Infliximab and Antibodies to Infliximab. J Appl Lab Med. 2018;2(6):893-903. doi:10.1373/jalm.2017.024869 | Infliximab Quantitation: This test is performed using liquid-chromatography and tandem mass spectrometry. Preanalytical sample preparation includes a trypsin digestion; unique clonotypic peptides from the light chain of the infliximab chimeric structure (IgG1 kappa) are monitored.(Willrich MAV, Murray DL, Barnidge DR, et al. Quantitation of infliximab using clonotypic peptides and selective reaction monitoring by LC-MS/MS.Int Immunopharmacol.2015;28(1):513-520. doi: 10.1016/j.intimp.2015.07.007) Infliximab Antibodies: This lab developed immunoassay is designed to measure antibodies-to-infliximab (ATI) in human serum by means of electrochemiluminescence (ECL) on the MesoScale Discovery (MSD) platform. The assay uses a "bridging" format in which the ATI forms a link between biotin labeled infliximab and SULFO-Tag labeled infliximab. The biotin binds to a streptavidin (SA) coated surface and the SULFO-Tag creates a signal in the presence of a conjugate following application of an electric current via the MSD QuickPlex SA120. During sample preparation, serum is mixed with acetic acid to break the infliximab/ATI complex. Biotinylated and SULFO-Tagged infliximab are then added together with buffer containing Tris-HCL pH 10 to neutralize the pH and bind with ATI that is present in the sample. After the incubation with the labeled drug, the calibrators, controls, and samples are added to a SA plate that has been blocked with a solution of bovine serum albumin. The biotinylated infliximab then binds to the SA plate. After an incubation period, the SA plate is washed, and MSD read buffer is added. Immediately after the addition of read buffer, the plate is analyzed on the MSD QuickPlex SQ120. The read buffer provides an appropriate chemical environment for ECL when a voltage is applied to the electrodes on the plate by the MSD QuickPlex SQ120. This voltage causes bound SULFO-Tagged infliximab to emit measurable light. The MSD QuickPlex SQ120 measures the intensity of emitted light and correlates it to a set of standards with known concentrations of ATI by means of a 4-point logistics curve fitting method.(Willrich MAV, Lazar-Molnar E, Snyder MR, Delgado JC. Comparison of clinical laboratory assays for measuring serum infliximab and antibodies to infliximab. J Appl Lab Med. 2018;2(6):893-903. doi:10.1373/jalm.2017.024869) | 3 to 6 days | 2 weeks | This test was developed and its performance characteristics determined by Mayo Clinic in a manner consistent with CLIA requirements. It has not been cleared or approved by the US Food and Drug Administration. | INFX - 80230INXAB - 82397 | Infliximab QN with Antibodies, S | 103791-0 | 36847 | Interpretation | 59462-2
INFXR | Infliximab Quantitation with Reflex to Antibodies to Infliximab, Serum | Trough level quantitation for evaluation of patients undergoing therapy with infliximab, with signs and symptoms of loss of response to therapy. | INFXR, INFX: Selective Reaction Monitoring Liquid Chromatography-Tandem Mass Spectrometry (LC-MS/MS) INXAB: Electrochemiluminescent Bridging Immunoassay with Acid Dissociation | Yes | Infliximab QN with Reflex to Ab, S | Infliximab will be performed by liquid chromatography-tandem mass spectrometry on all specimens. When infliximab results are below 5.1 mcg/mL, testing for antibodies to infliximab will be performed at an additional charge. | Patient Preparation: 1.Draw blood immediately before next scheduled dose (trough specimen). 2.For 12 hours before specimen collection do nottake multivitamins or dietary supplements containing biotin (vitamin B7), which is commonly found in hair, skin, and nail supplements and multivitamins. Collection Container/Tube: Preferred: Red top Acceptable: Serum gel Submission Container/Tube: Plastic vial Specimen Volume:1 mL Collection Instructions:Centrifuge and aliquot serum into plastic vial within 2 hours of collection. | 0.5 mL | Infliximab is a chimeric immunoglobulin (IgG1 kappa) targeting tumor necrosis factor-alpha (TNF-a) and it is currently US Food and Drug Administration (FDA)-approved for the treatment of multiple inflammatory conditions. Infliximab binds to soluble TNF-a and transmembrane homotrimers, which are found on the surface of macrophages and T cells, with similar affinity. Infliximab has the ability to mediate complement-dependent cytotoxicity and antibody-dependent cell-mediated cytotoxicity, which leads to the lysis of target cells. The reference product for infliximab is Remicade (Janssen Pharmaceuticals) and several biosimilar products are FDA-approved, including but not limited to: Renflexis (infliximab-abda, Organon), Inflectra (infliximab-dyyb, Pfizer Inc), Ixifi (infliximab-qbtx, Pfizer Inc), and Avsola (infliximab-axxq, Amgen). Inflectra, Renflexis, and Avsola have the same primary amino acid sequence as Remicade. Therefore, “infliximab” will be used to refer to both the reference product and the biosimilar products interchangeably. This test cannot distinguish between Remicade and the infliximab biosimilar products. A biosimilar product is a biological product that it is highly similar to an FDA-approved biological product, known as the reference product, but manufactured by a different company. No clinically meaningful differences in terms of safety and effectiveness from the reference product are present. Only minor differences in clinically inactive components are allowable in biosimilar products. In contrast to generic medications, a prescription of biosimilars needs to come from the ordering physician and not the dispensing pharmacy (pharmacies cannot substitute a biosimilar for another medication; a separate prescription is required). This assay has been verified to measure antibodies to infliximab (ATI) (Remicade and the biosimilars infliximab-dyyb, infliximab-abda, and infliximab-axxq) with no analytical differences between the detection of ATI for the four drugs. It is expected that antibodies developed against other biosimilars would also demonstrate no significant analytical differences for the drug quantitation. Infliximab pharmacokinetic properties may vary with disease and clearance is affected by concomitant use of immunosuppressants, high concentrations of TNF-a and C-reactive proteins,(1,2) low albumin concentrations, high body mass index, and presence of ATI, also known as human antichimeric antibodies.(3) Male patients seem to clear infliximab faster than female patients.(3) Several studies have demonstrated that infliximab quantitation in the setting of loss of response to therapy can aid in patient management, as trough concentrations defined as therapeutic have been associated with superior clinical response and improved prognosis.(4-6) Other studies have shown that proactive monitoring of infliximab concentrations in the maintenance stage, even when there is clinical response was more effective in sustaining disease control than standard therapy without any therapeutic drug monitoring in preventing disease worsening during a 52-week period.(7) Evaluation of infliximab concentrations may be of value for all inflammatory diseases for which it is prescribed. Primary indications for testing of infliximab include loss of response, partial response on initiation of therapy, autoimmune or hypersensitivity reactions, primary nonresponse, reintroduction after drug holiday, endoscopic/computed tomography enterography recurrence (in inflammatory bowel disease), acute infusion reactions and proactive monitoring. Measurement of infliximab concentrations is indicated at trough, immediately prior to the next scheduled infusion. Infliximab concentrations tend to reach steady state and stabilize after 14 weeks (approximately 100 days). Quantitation of peak infliximab concentrations is strongly discouraged. Low trough concentrations may be correlated with loss of response to infliximab. Assessment of ATI is suggested when infliximab quantitation at trough is 5.0 mcg/mL or less. | INFLIXIMAB QUANTITATION: Limit of quantitation is 1.0 mcg/mL. Therapeutic ranges are disease specific. Pediatric reference ranges are not established. INFLIXIMAB ANTIBODIES Absence of antibodies to infliximab (ATI) is defined as <50 U/mL Presence of ATI is reported as positive when concentrations are > or =50 U/mL | Low trough concentrations may be correlated with loss of response to infliximab. For infliximab trough concentrations 5.0 mcg/mL or less, testing for antibodies to infliximab (ATI) is suggested. For infliximab trough concentrations above 5.0 mcg/mL measured in the setting of loss of response to therapy, patients may benefit from treatment with a different pharmaceutical agent. Results above 35 mcg/mL are suggestive of a blood draw at a time-point in treatment other than trough. Interpretation and patient management will be different according to disease state, clinical presentation (symptomatic versus appropriate response to therapy), several other laboratory tests and a combination of the drug concentration and/or presence of ATI. A low titer ATI is reported with a quantitative value of 50 to 499 U/mL. A high-titer ATI is reported with a quantitative value greater than or equal to 500 U/mL, using the Mayo Clinic assay. | Toxicity effects other than acute hypersensitivity infusion reactions have not been described nor correlated with infliximab concentrations. During the initial induction phase of treatment (weeks 0, 2, and 6), steady-state has not been achieved and concentrations of infliximab may vary significantly between infusions.(3) Therapeutic concentrations of infliximab may vary according to the disease (eg, Crohn disease versus ulcerative colitis versus rheumatoid arthritis). The American Gastroenterology Association established thresholds associated with positive outcomes for adults with active inflammatory bowel disease based on several clinical studies.(8) Samples containing more than 12.5 ng/mL biotin (vitamin B7) may interfere (in the form of depressed signal) with INXAB / Infliximab Antibodies, Serum. Forantibodies-to-infliximab(ATI), pediatric and adult reference ranges were validated, and the presence of an ATI is established as greater than or equal to 50 U/mL by our bridging electrochemiluminescent/acid dissociation method. The presence of endogenous infliximab is a recognized interference in most ATI methods. This assay includes an acid dissociation step, which partially mitigates this interference. | 1. Colombel JF, Sandborn WJ, Reinisch W, et al. Infliximab, azathioprine, or combination therapy for Crohn's disease. N Engl J Med. 2010;362(15):1383-1395. doi:10.1056/NEJMoa0904492 2. Jurgens M, Mahachie John JM, Cleynen I, et al. Levels of C-reactive protein are associated with response to infliximab therapy in patients with Crohn's disease. Clin Gastroenterol Hepatol. 2011;9(5):421-427.e1. doi:10.1016/j.cgh.2011.02.008 3. Ordas I, Mould DR, Feagan BG, Sandborn WJ. Anti-TNF monoclonal antibodies in inflammatory bowel disease: pharmacokinetics-based dosing paradigms. Clin Pharmacol Ther. 2012;91(4):635-646. doi:10.1038/clpt.2011.328 4. Afif W, Loftus EV Jr, Faubion WA, et al: Clinical utility of measuring infliximab and human anti-chimeric antibody concentrations in patients with inflammatory bowel disease. Am J Gastroenterol. 2010;105(5):1133-1139. doi:10.1038/ajg.2010.9 5. Imaeda H, Bamba S, Takahashi K, et al. Relationship between serum infliximab trough levels and endoscopic activities in patients with Crohn's disease under scheduled maintenance treatment. J Gastroenterol. 2014;49(4):674-682. doi:10.1007/s00535-013-0829-7 6. Steenholdt C, Bendtzen K, Brynskov J, Thomsen OO, Ainsworth MA.: Cut-off levels and diagnostic accuracy of infliximab trough levels and anti-infliximab antibodies in Crohn's disease. Scand J Gastroenterol. 2011;46(3):310-318. doi:10.3109/00365521.2010.536254 7. Syversen SW, Jorgensen KK, Goll GL, et al. Effect of Therapeutic Drug Monitoring vs Standard Therapy During Maintenance Infliximab Therapy on Disease Control in Patients With Immune-Mediated Inflammatory Diseases: A Randomized Clinical Trial. JAMA. 2021;326(23):2375-2384. doi:10.1001/jama.2021.21316 8. Feuerstein JD, Nguyen GC, Kupfer SS, Falck-Ytter Y, Singh S; American Gastroenterological Association Institute Clinical Guidelines Committee. American Gastroenterological Association Institute guideline on therapeutic drug monitoring in inflammatory bowel disease. Gastroenterology. 2017;153(3):827-834. doi:10.1053/j.gastro.2017.07.032 9. Silva-Ferreira F, Afonso J, Pinto-Lopes P, Magro F. A systematic review on infliximab and adalimumab drug monitoring: Levels, clinical outcomes and assays. Inflamm Bowel Dis. 2016;22(9):2289-2301. doi:10.1097/MIB.0000000000000855 10. Willrich MA, Murray DL, Barnidge DR, Ladwig PM, Snyder MR. Quantitation of infliximab using clonotypic peptides and selective reaction monitoring by LC-MS/MS. Int Immunopharmacol. Sep 2015;28(1):513-20. doi:10.1016/j.intimp.2015.07.007 11. Willrich MAV, Lazar-Molnar E, Snyder MR, Delgado JC. Comparison of Clinical Laboratory Assays for Measuring Serum Infliximab and Antibodies to Infliximab. J Appl Lab Med. 2018;2(6):893-903. doi:10.1373/jalm.2017.024869 | Infliximab Quantitation: This test is performed using liquid-chromatography and tandem mass spectrometry. Preanalytical sample preparation includes a trypsin digestion; unique clonotypic peptides from the light chain of the infliximab chimeric structure (IgG1 kappa) are monitored.(Willrich MAV, Murray DL, Barnidge DR, Ladwig PM, Snyder MR. Quantitation of infliximab using clonotypic peptides and selective reaction monitoring by LC-MS/MS.Int Immunopharmacol.2015;28(1):513-520. doi:10.1016/j.intimp.2015.07.007) Infliximab Antibodies: This lab developed immunoassay is designed to measure antibodies-to-infliximab (ATI) in human serum by means of electrochemiluminescence (ECL) on the MesoScale Discovery (MSD) platform. The assay uses a "bridging" format in which the ATI forms a link between biotin labeled infliximab and SULFO-Tag labeled infliximab. The biotin binds to a streptavidin (SA) coated surface and the SULFO-Tag creates a signal in the presence of a conjugate following application of an electric current via the MSD QuickPlex SA120. During sample preparation, serum is mixed with acetic acid to break the infliximab/ATI complex. Biotinylated and SULFO-Tagged infliximab are then added together with buffer containing Tris-HCL pH 10 to neutralize the pH and bind with ATI that is present in the sample. After the incubation with the labeled drug, the calibrators, controls, and samples are added to a SA plate that has been blocked with a solution of bovine serum albumin. The biotinylated infliximab then binds to the SA plate. After an incubation period, the SA plate is washed, and MSD read buffer is added. Immediately after the addition of read buffer, the plate is analyzed on the MSD QuickPlex SQ120. The read buffer provides an appropriate chemical environment for ECL when a voltage is applied to the electrodes on the plate by the MSD QuickPlex SQ120. This voltage causes bound SULFO-Tagged infliximab to emit measurable light. The MSD QuickPlex SQ120 measures the intensity of emitted light and correlates it to a set of standards with known concentrations of ATI by means of a 4-point logistics curve fitting method.(Willrich MAV, Lazar-Molnar E, Snyder MR, Delgado JC. Comparison of clinical laboratory assays for measuring serum infliximab and antibodies to infliximab. J Appl Lab Med. 2018;2(6):893-903. doi:10.1373/jalm.2017.024869) | 3 to 6 days | 2 weeks | This test was developed and its performance characteristics determined by Mayo Clinic in a manner consistent with CLIA requirements. It has not been cleared or approved by the US Food and Drug Administration. | 8023082397-(if appropriate) | Infliximab QN with Reflex to Ab, S | 39803-2 | 36847 | Interpretation | 59462-2
HPFLU | Influenza Virus Type A and Type B, and Respiratory Syncytial Virus (RSV) RNA, Molecular Detection, PCR, Varies | Simultaneous detection of influenza A virus, influenza B virus, and respiratory syncytial virus in upper or lower respiratory tract specimens from individuals with flu-like illnesses | Multiplex Real-Time Polymerase Chain Reaction (RT-PCR) | Yes | Influenza A/B and RSV, PCR, Varies | For information seeCoronavirus Disease 2019 (COVID-19), Influenza, and Respiratory Syncytial Virus Testing Algorithm. | Preferred: Specimen Type:Nasopharyngeal swab Container/Tube:Sterile container with transport media Specimen Volume:Entire specimen with a minimum of 1.5 mL (maximum 3 mL) of transport media. Collection Instructions: 1. Collect specimen by swabbing back and forth over mucosa surface to maximize recovery of cells. 2. Swab must be placed into viral transport media (eg, M4-RT, M4 or M5), saline, or phosphate buffered saline (PBS).Media should not contain guanidine thiocyanate (GTC). Acceptable: Specimen Type:Oropharyngeal (throat) swab, nasal mid-turbinate, or nares/nasal swab Supplies: -Culturette (BBL Culture Swab) (T092) -Mid-turbinate (MT) Swab (Copan FLOQSwab) (T864) -Swab, Sterile Polyester (T507) Container/Tube:Sterile container with transport media Specimen Volume:Entire specimen with a minimum of 1.5 mL (maximum 3 mL) of transport media. Preferred:BBL Culture Swab, COPAN Mid-turbinate Swab Acceptable:Dacron-tipped swab with plastic handle Collection Instructions:Swab must be placed into viral transport media (eg, M4-RT, M4, or M5), saline, or PBS.Media should not contain guanidine thiocyanate (GTC). Specimen Type:Lower respiratory tract Sources:Bronchoalveolar lavage (BAL), bronchial washings,endotracheal aspirate, sputum Container/Tube:Sterile container Specimen Volume: 0.6 mL Additional Information:Do not aliquot into viral transport media. | Swab in1.5 mL of media Lower respiratory specimens: 0.3 mL | Influenza, otherwise known as the "flu," is an acute, contagious respiratory illness caused by influenza A, B, and C viruses. Of these, only influenza A and B are thought to cause significant disease, with infections due to influenza B usually being milder than infections with influenza A.Influenza Aviruses are further categorized into subtypes based on the 2 major surface protein antigens: hemagglutinin (H) and neuraminidase (N). Common symptoms of influenza infection include fever, chills, sore throat, muscle pains, severe headache, weakness, fatigue, and a nonproductive cough. Certain patients, including infants, older individuals, patients who are immunocompromised, and those with impaired lung function, are at risk for serious complications. In the United States, influenza results in 10,000 to 30,000 deaths and more than 200,000 hospitalizations each year.(1) In the northern hemisphere, annual epidemics of influenza typically occur during the fall or winter months. However, the peak of influenza activity can occur as late as April or May, and the timing and duration of flu seasons vary. Influenza infection may be treated with supportive therapy as well as antiviral drugs, such as the neuraminidase inhibitors, oseltamivir (Tamiflu) and zanamivir (Relenza). These drugs are most effective when given within the first 48 hours of infection, so prompt diagnosis and treatment are essential for proper management. Respiratory syncytial virus (RSV)is a respiratory virus that also infects the human respiratory tract, causing an influenza-like illness. Most otherwise healthy people recover from RSV infection in 1 to 2 weeks, but infection can be severe in infants, young children, and older adults. RSV is the most common cause of bronchiolitis (inflammation of the small airways in the lung) and pneumonia in children under 1 year of age in the United States. It is increasingly recognized as a frequent cause of respiratory illness in older adults.(2) RSV and influenza viruses can be detected in respiratory secretions, including upper and lower respiratory tract specimens, by molecular test methods.Nasopharyngeal swabs or aspirates are the preferred specimen types for detection of influenza A virus, influenza B virus, and RSV. Nasal swabs have also been shown to provide equivalent yield to nasopharyngeal specimens for molecular detection of influenza A and B viral RNA but not RSV RNA.(3-4) | Undetected | A "Detected" (positive) test result indicates that the patient is presumptively infected with the indicated virus. The test does not indicate the stage of infection. Rarely, more than one virus may be detected from the same patient specimen. Laboratory test results should always be considered in the context of clinical observations and epidemiologic data in making a final diagnosis. An “Undetected” (negative) test result suggests that the patient is not infected with influenza A virus, influenza B virus, or respiratory syncytial virus (RSV). An "Inconclusive" result indicates that the presence or absence of influenza A virus, influenza B virus, and RSV in the specimen could not be determined with certainty after repeat testing in the laboratory, possibly due to real-time, reverse transcription polymerase chain inhibition. Submission of a new specimen for testing is recommended. | This test has been designed to minimize the likelihood of false-positive test results. However, should false-positive results occur, risks to patients could include a recommendation for quarantine of household or other close contacts, a recommendation for patient isolation that might limit contact with family or friends, the ability to work, or the ability to receive certain medical care, prescription of an antiviral drug or other therapy, or other unintended adverse effects. The sensitivity of the assay is very dependent upon the quality of the specimen submitted. A nasopharyngeal swab is the preferred specimen type for optimal detection of respiratory syncytial virus (RSV) RNA. The test is specific for influenza A virus, influenza B virus, and RSV; therefore, the results do not exclude the possibility of infection with other respiratory viruses. Influenza C virus is not detected by this assay. This assay detects influenza A viral RNA but does not distinguish among the different viral subtypes. "Undetected' (negative) results do not preclude infection with influenza A virus, influenza B virus, or RSV and should not be used as the sole basis for treatment or other patient management decisions. This assay detects both viable and nonviable virus. Test performance depends on viral load in the specimen and may not correlate with cell culture performed on the same specimen. The assay has not been US Food and Drug Administration approved for detection of influenza A H7N9, though comparison of primer and probe sequences indicates that the assay will detect the H7N9 viral subtype. | 1. Centers for Disease Control and Prevention. Information for clinicians on influenza virus testing. Updated August 29. 2022. Accessed August 4, 2023. Available at www.cdc.gov/flu/professionals/diagnosis/index.htm 2. Centers for Disease Control and Prevention. Respiratory syncytial virus infection (RSV). Updated July 21, 2023. Accessed August 4, 2023. Available at www.cdc.gov/rsv/clinical/index.html 3. Anderson NW, Binnicker MJ, Harris DM, et al. Morbidity and mortality among patients with respiratory syncytial virus infection: a 2-year retrospective review. Diagn Microbiol Infect Dis. 2016; 85(3):367-371 4. Boerger AC, Binnicker MJ. Comparison of the panther fusion respiratory panels to routine methods for detection of viruses in upper and lower respiratory tract specimens. Diagn Microbiol Infect Dis. 2020;97(2):115014 | The Panther FusionFlu A/B/RSV (influenza virus type A and type B, and respiratory syncytial virus) assay is a multiplex, real-time, reverse-transcription polymerase chain reaction diagnostic test for the rapid and qualitative detection and differentiation of influenza A virus, influenza B virus, and RSV. This assay is US Food and Drug Administration approved for use with nasopharyngeal (NP) swab specimens only, and the performing laboratory has validated other upper respiratory tract specimens (eg, NP aspirate, oropharyngeal swab, nasal mid-turbinate swab, or nares/nasal swab) and lower respiratory tract specimens (eg,bronchoalveolar lavage, bronchial washings, endotracheal aspirate, sputum). Specimens are transferred first to a specimen lysis tube containing that lyses cells, releases target nucleic acid, and protects them from degradation during storage. The internal control-S (IC-S) is added to each test specimen and controls via the working Panther Fusion Capture Reagent-S. The IC-S in the reagents monitors specimen processing, amplification, and detection. Capture oligonucleotides hybridize to nucleic acid in the test specimen. Hybridized nucleic acid is then separated from the specimen in a magnetic field. Wash steps remove extraneous components from the reaction tube. The elution step elutes purified nucleic acid. During the nucleic acid capture and elution step, total nucleic acid is isolated from specimens. Eluted nucleic acid is transferred to a reaction tube already containing oil and reconstituted master mix. Target-specific forward and reverse primers and probes simultaneously amplify, detect, and discriminate the following target sequences: matrix genes of influenza A virus, influenza B virus, and RSV A/B, along with IC-S. Influenza A virus is detected on the FAM channel, influenza B virus is detected on ROX, and RSV A/B is detected on HEX. The assay software then compares the fluorescence signals generate to predetermined cutoff values to produce a qualitative result for the presence or absence of each virus.(Instruction manual: Flu A/B/RSV Assay [Panther Fusion System]. Hologic, Inc; AW-16832 Rev. 002, 04/2019) | Same day/1 to 2 days | 4 days | This test has been modified from the manufacturer's instructions. Its performance characteristics were determined by Mayo Clinic in a manner consistent with CLIA requirements. This test has not been cleared or approved by the US Food and Drug Administration. | 87631 | Influenza A/B and RSV, PCR, Varies | 92143-7 | 610414 | Respiratory Syncytial Virus, PCR | 92131-2
ATAXP | Inherited Ataxia Gene Panel, Varies | Establishing a molecular diagnosis for patients with ataxia Identifying variants within genes known to be associated with ataxia, allowing for predictive testing of at-risk family members | Sequence Capture and Targeted Next-Generation Sequencing followed by Polymerase Chain Reaction (PCR) and Sanger Sequencing | Yes | Ataxia Gene Panel | Varies | Patient Preparation:A previous bone marrow transplant from an allogenic donor will interfere with testing. For instructions for testing patients who have received a bone marrow transplant, call 800-533-1710. Specimen Type:Whole blood Container/Tube:Lavender top (EDTA) or yellow top (ACD) Acceptable:Any anticoagulant Specimen Volume:3 mL Collection Instructions: 1. Invert several times to mix blood. 2. Send whole blood specimen in original tube.Do not aliquot. Specimen Stability Information:Ambient (preferred)/Refrigerated Additional Information: To ensure minimum volume and concentration of DNA is met, the preferred volume of blood must be submitted. Testing may be canceled if DNA requirements are inadequate. | 1 mL | Ataxia involves impaired coordination of voluntary muscle movement and can present in isolation or as part of a more complex disease. Additionally, ataxia may present as an abnormality in gait, changes in speech, and abnormal eye movements. The age of onset of symptoms can vary dramatically both within and across different ataxias. While there are acquired causes of ataxia, many have an underlying genetic cause. The hereditary ataxias can be subdivided by inheritance, including autosomal dominant, autosomal recessive, X-linked, and mitochondrial. The hereditary ataxias are a heterogeneous group of disorders in which a diagnosis can be made based on a neurologic exam, family history, and molecular analysis. Given the clinical overlap of hereditary ataxia disorders, multigene panels can be an efficient and cost-effective way to establish a molecular diagnosis for individuals with ataxia. | An interpretive report will be provided. | All detected variants are evaluated according to American College of Medical Genetics and Genomics recommendations.(1) Variants are classified based on known, predicted, or possible pathogenicity and reported with interpretive comments detailing their potential or known significance. | Clinical Correlations: Test results should be interpreted in the context of clinical findings, family history, and other laboratory data. Misinterpretation of results may occur if the information provided is inaccurate or incomplete. If testing was performed because of a clinically significant family history, it is often useful to first test an affected family member. Detection of a reportable variant in an affected family member would allow for more informative testing of at-risk individuals. To discuss the availability of additional testing options or for assistance in the interpretation of these results, contact the Mayo Clinic Laboratory genetic counselors at 800-533-1710. Technical Limitations: Next-generation sequencing may not detect all types of genomic variants. In rare cases, false-negative or false-positive results may occur. The depth of coverage may be variable for some target regions; assay performance below the minimum acceptable criteria or for failed regions will be noted. Given these limitations, negative results do not rule out the diagnosis of a genetic disorder. If a specific clinical disorder is suspected, evaluation by alternative methods can be considered. There may be regions of genes that cannot be effectively evaluated by sequencing or deletion and duplication analysis as a result of technical limitations of the assay, including regions of homology, high guanine-cytosine (GC) content, and repetitive sequences. Confirmation of select reportable variants will be performed by alternate methodologies based on internal laboratory criteria. This test is validated to detect 95% of deletions up to 75 base pairs (bp) and insertions up to 47 bp. Deletions-insertions (delins) of 40 or more bp, including mobile element insertions, may be less reliably detected than smaller delins. Deletion/Duplication Analysis: This analysis targets single and multi-exon deletions/duplications; however, in some instances single exon resolution cannot be achieved due to isolated reduction in sequence coverage or inherent genomic complexity. Balanced structural rearrangements (such as translocations and inversions) may not be detected. This test is not designed to detect low levels of mosaicism or to differentiate between somatic and germline variants. If there is a possibility that any detected variant is somatic, additional testing may be necessary to clarify the significance of results. Genes may be added or removed based on updated clinical relevance. For detailed information regarding gene specific performance and technical limitations, see Method Description or contact a laboratory genetic counselor. If the patient has had an allogeneic hematopoietic stem cell transplant or a recent blood transfusion, results may be inaccurate due to the presence of donor DNA. Call Mayo Clinic Laboratories for instructions for testing patients who have received a bone marrow transplant. Reclassification of Variants: Currently, it is not standard practice for the laboratory to systematically review previously classified variants on a regular basis. The laboratory encourages healthcare providers to contact the laboratory at any time to learn how the classification of a particular variant may have changed over time. Due to broadening genetic knowledge, it is possible that the laboratory may discover new information of relevance to the patient. Should that occur, the laboratory may issue an amended report. Variant Evaluation: Evaluation and categorization of variants are performed using published American College of Medical Genetics and Genomics and the Association for Molecular Pathology recommendations as a guideline.(1) Other gene-specific guidelines may also be considered. Variants are classified based on known, predicted, or possible pathogenicity and reported with interpretive comments detailing their potential or known significance. Variants classified as benign or likely benign are not reported. Multiple in silico evaluation tools may be used to assist in the interpretation of these results. The accuracy of predictions made by in silico evaluation tools is highly dependent upon the data available for a given gene, and periodic updates to these tools may cause predictions to change over time. Results from in silico evaluation tools should be interpreted with caution and professional clinical judgment. Rarely, incidental or secondary findings may implicate another predisposition or presence of active disease. These findings will be carefully reviewed to determine whether they will be reported. | 1. Richards S, Aziz N, Bale S, et al. Standards and guidelines for the interpretation of sequence variants: a joint consensus recommendation of the American College of Medical Genetics and Genomics and the Association for Molecular Pathology. Genet Med 2015;17(5):405-424. 2. Sandford E, Burmeister M. Genes and genetic testing in hereditary ataxias. Genes (Basel). 2014;5(3):586-603 3. Jayadev S, Bird TD. Hereditary ataxias: overview. Genet Med. 2013;15(9):673-83 | Next generation sequencing (NGS) and/or Sanger sequencing are performed to test for the presence of variants in coding regions and intron/exon boundaries of the genes analyzed, as well as some other regions that have known disease-causing variants. The human genome reference GRCh37/hg19 build was used for sequence read alignment. At least 99% of the bases are covered at a read depth over 30X. Sensitivity is estimated at above 99% for single nucleotide variants, above 94% for deletion-insertions (delins) less than 40 base pairs (bp), above 95% for deletions up to 75 bp and insertions up to 47 bp. NGS and/or a polymerase chain reaction-based quantitative method is performed to test for the presence of deletions and duplications in the genes analyzed. There may be regions of genes that cannot be effectively evaluated by sequencing or deletion and duplication analysis as a result of technical limitations of the assay, including regions of homology, high guanine-cytosine (GC) content, and repetitive sequences. SeeTargeted Genes and Methodology Details for the Inherited Ataxia Gene Panelfor details regarding the targeted genes analyzed for each test and specific gene regions not routinely covered.(Unpublished Mayo method) Confirmation of select reportable variants may be performed by alternate methodologies based on internal laboratory criteria. Genes analyzed:AAAS, ABCB7, ABHD12, ACO2, ADPRHL2(ADPRS), AFG3L2, ALDH5A1, ALG6, ALS2, ANO10, APOPT1(COA8), APTX, ARSA, ATCAY, ATM, ATP1A3, ATP8A2, AUH, C12orf65(MTRFR), C19orf12, CA8, CACNA1A, CACNA1G, CAMTA1, CAPN1, CC2D2A, CCDC88C, CHCHD10, CLCN2, CLN5, CLPP, COQ2, COQ8A, COX20, CP, CTBP1, CWF19L1, CYP27A1, DARS2, DLD, DNAJC19, DNAJC3, DNMT1, EBF3, EIF2B1, EIF2B2, EIF2B3, EIF2B4, EIF2B5, ELOVL4, ELOVL5, EPM2A, FA2H, FBXL4, FGF14, FLVCR1, FMR1, FOLR1, FXN, GAMT, GBA2, GCDH, GDAP2, GFAP, GJC2, GOSR2, GRID2, GRM1, HEPACAM, HEXA, HIBCH, ITM2B, ITPR1, KCNA1, KCNA2, KCNC3, KCND3, KCNJ10, KCTD7, KIF1C, KIF5A, L2HGDH, LAMA1, LYRM7, MARS2, MECR, MLC1, MPV17, MRE11, MSTO1, MTFMT, MTO1, MTTP, NDUFAF2, NDUFAF6, NDUFS1, NDUFS7, NDUFV1, NEU1, NKX6-2, NOTCH3, NUBPL, OPA1, OPA3, OTC, PANK2, PCNA, PDHA1, PDSS2, PDYN, PEX10, PEX7, PHYH, PLA2G6, PLD3, PLP1, PMM2, PMPCA, PNKP, PNPLA6, POLG, POLR1C, POLR3A, POLR3B, PRKCG, PRNP, PRRT2, PSAP, PTRH2, PUM1, RARS1, RNASEH1, RNF170, RNF216, RPGRIP1L, RRM2B, RUBCN, SACS, SAMD9L, SCN2A, SCN8A, SCYL1, SDHA, SDHAF1, SETX, SIL1, SLC16A2, SLC17A5, SLC19A3, SLC1A3, SLC25A3, SLC25A46, SLC2A1, SLC44A1, SLC52A2, SLC52A3, SLC6A19, SLC9A1, SLC9A6, SNX14, SPAST, SPG11, SPG7, SPR, SPTBN2, SQSTM1, SRD5A3, STUB1, SUMF1, SURF1, SYNE1, TACO1, TBP, TDP1, TDP2, TGM6, THG1L, TIMM8A, TMEM216, TMEM240, TMEM67, TMEM70, TPK1, TPP1, TSFM, TTBK2, TTC19, TTPA, TUBB4A, TWNK, UBA5, VAMP1, VARS2, VLDLR, VPS13D, WDR73, WDR81,andWFS1 | 21 to 35 days | Whole blood: 2 weeks (if available); Extracted DNA: 3 months | This test was developed and its performance characteristics determined by Mayo Clinic in a manner consistent with CLIA requirements. It has not been cleared or approved by the US Food and Drug Administration. | 81443 | Ataxia Gene Panel | 51966-0 | 617518 | Released By | 18771-6
CMSP | Inherited Congenital Myasthenic Syndrome Gene Panel, Varies | Establishing a molecular diagnosis for patients with congenital myasthenic syndrome Identifying variants within genes known to be associated with congenital myasthenic syndrome, allowing for predictive testing of at-risk family members | Sequence Capture and Targeted Next-Generation Sequencing followed by Polymerase Chain Reaction (PCR) and Sanger Sequencing | Yes | Congenital Myasthenia Gene Panel | For more information seeNeuromuscular Myopathy Testing Algorithm | Patient Preparation:A previous bone marrow transplant from an allogenic donor will interfere with testing. For instructions for testing patients who have received a bone marrow transplant, call 800-533-1710 for instructions for testing patients who have received a bone marrow transplant. Specimen Type:Whole blood Container/Tube:Lavender top (EDTA) or yellow top (ACD) Acceptable:Any anticoagulant Specimen Volume:3 mL Collection Instructions: 1. Invert several times to mix blood. 2. Send whole blood specimen in original tube.Do not aliquot. Specimen Stability Information:Ambient (preferred)/Refrigerated Additional Information: To ensure minimum volume and concentration of DNA is met, the preferred volume of blood must be submitted. Testing may be canceled if DNA requirements are inadequate. | 1 mL | Congenital myasthenic syndromes occur as a result of compromised neuromuscular transmission. Clinical manifestations include fatigable weakness involving ocular, bulbar, and limb muscles. The severity and disease course are highly variable, but individuals usually present in infancy or early childhood. The clinical phenotype associated with a neonatal onset can include feeding difficulties, poor suck and cry, choking spells, eyelid ptosis, and muscle weakness. The clinical phenotype associated with a later childhood onset can include abnormal muscle fatigue, delayed motor milestones, ptosis, and extraocular muscle weakness. The combination of the wide variability in symptoms and age of presentation can make congenital myasthenic syndromes hard to diagnosis. Given that congenital myasthenic syndromes are a heterogeneous group of disorders, multigene panels can be an efficient and cost-effective way to establish a molecular diagnosis for individuals. Having a molecular diagnosis can have therapeutic implications. | An interpretive report will be provided. | All detected variants are evaluated according to American College of Medical Genetics and Genomics recommendations.(1) Variants are classified based on known, predicted, or possible pathogenicity and reported with interpretive comments detailing their potential or known significance. | Clinical Correlations: Test results should be interpreted in the context of clinical findings, family history, and other laboratory data. Misinterpretation of results may occur if the information provided is inaccurate or incomplete. If testing was performed because of a clinically significant family history, it is often useful to first test an affected family member. Detection of a reportable variant in an affected family member would allow for more informative testing of at-risk individuals. To discuss the availability of additional testing options or for assistance in the interpretation of these results, contact the Mayo Clinic Laboratories genetic counselors at 800-533-1710. Technical Limitations: Next-generation sequencing may not detect all types of genomic variants. In rare cases, false-negative or false-positive results may occur. The depth of coverage may be variable for some target regions; assay performance below the minimum acceptable criteria or for failed regions will be noted. Given these limitations, negative results do not rule out the diagnosis of a genetic disorder. If a specific clinical disorder is suspected, evaluation by alternative methods can be considered. There may be regions of genes that cannot be effectively evaluated by sequencing or deletion and duplication analysis as a result of technical limitations of the assay, including regions of homology, high guanine-cytosine (GC) content, and repetitive sequences. Confirmation of select reportable variants will be performed by alternate methodologies based on internal laboratory criteria. This test is validated to detect 95% of deletions up to 75 base pairs (bp) and insertions up to 47 bp. Deletions-insertions (delins) of 40 or more bp, including mobile element insertions, may be less reliably detected than smaller delins. Deletion/Duplication Analysis: This analysis targets single and multi-exon deletions/duplications; however, in some instances single exon resolution cannot be achieved due to isolated reduction in sequence coverage or inherent genomic complexity. Balanced structural rearrangements (such as translocations and inversions) may not be detected. This test is not designed to detect low levels of mosaicism or to differentiate between somatic and germline variants. If there is a possibility that any detected variant is somatic, additional testing may be necessary to clarify the significance of results. Genes may be added or removed based on updated clinical relevance. For detailed information regarding gene specific performance and technical limitations, see Method Description or contact a laboratory genetic counselor. If the patient has had an allogeneic hematopoietic stem cell transplant or a recent blood transfusion, results may be inaccurate due to the presence of donor DNA. Call Mayo Clinic Laboratories for instructions for testing patients who have received a bone marrow transplant. Reclassification of Variants: Currently, it is not standard practice for the laboratory to systematically review previously classified variants on a regular basis. The laboratory encourages healthcare providers to contact the laboratory at any time to learn how the classification of a particular variant may have changed over time. Due to broadening genetic knowledge, it is possible that the laboratory may discover new information of relevance to the patient. Should that occur, the laboratory may issue an amended report. Variant Evaluation: Evaluation and categorization of variants are performed using published American College of Medical Genetics and Genomics and the Association for Molecular Pathology recommendations as a guideline.(1) Other gene-specific guidelines may also be considered. Variants are classified based on known, predicted, or possible pathogenicity and reported with interpretive comments detailing their potential or known significance. Variants classified as benign or likely benign are not reported. Multiple in silico evaluation tools may be used to assist in the interpretation of these results. The accuracy of predictions made by in silico evaluation tools is highly dependent upon the data available for a given gene, and periodic updates to these tools may cause predictions to change over time. Results from in silico evaluation tools should be interpreted with caution and professional clinical judgment. Rarely, incidental or secondary findings may implicate another predisposition or presence of active disease. These findings will be carefully reviewed to determine whether they will be reported. | 1. Richards S, Aziz N, Bale S, et al. Standards and guidelines for the interpretation of sequence variants: a joint consensus recommendation of the American College of Medical Genetics and Genomics and the Association for Molecular Pathology. Genet Med. 2015;17(5):405-424 2. Lyadurai SJP. Congenital myasthenic syndromes. Neurol Clin. 2020;38(3):541-552 | Next-generation sequencing (NGS) and/or Sanger sequencing are performed to test for the presence of variants in coding regions and intron/exon boundaries of the genes analyzed, as well as some other regions that have known disease-causing variants. The human genome reference GRCh37/hg19 build was used for sequence read alignment. At least 99% of the bases are covered at a read depth over 30X. Sensitivity is estimated at above 99% for single nucleotide variants, above 94% for deletion-insertions (delins) less than 40 base pairs (bp), above 95% for deletions up to 75 bp and insertions up to 47 bp. NGS and/or a polymerase chain reaction-based quantitative method is performed to test for the presence of deletions and duplications in the genes analyzed. There may be regions of genes that cannot be effectively evaluated by sequencing or deletion and duplication analysis as a result of technical limitations of the assay, including regions of homology, high guanine-cytosine (GC) content, and repetitive sequences. SeeTargeted Genes and Methodology Details for the Inherited Congenital Myasthenic Syndrome Gene Panelfor details regarding the targeted genes analyzed for each test and specific gene regions not routinely covered.(Unpublished Mayo method) Confirmation of select reportable variants may be performed by alternate methodologies based on internal laboratory criteria. Genes analyzed:AGRN, ALG14, ALG2, CHAT, CHRNA1, CHRNB1, CHRND, CHRNE, COL13A1, COLQ, DNM2, DOK7, DPAGT1, GAA, GFPT1, GMPPB, LAMB2, LRP4, MUSK, PLEC, PREPL, RAPSN, SCN4A, SLC18A3, SLC25A1, SLC5A7, SYT2,andVAMP1 | 21 to 35 days | Whole blood: 2 weeks (if available); Extracted DNA: 3 months | This test was developed and its performance characteristics determined by Mayo Clinic in a manner consistent with CLIA requirements. It has not been cleared or approved by the US Food and Drug Administration. | 81443 | Congenital Myasthenia Gene Panel | 103732-4 | 617531 | Released By | 18771-6
EDMDP | Inherited Emery-Dreifuss Gene Panel, Varies | Establishing a molecular diagnosis for patients with Emery-Dreifuss muscular dystrophy Identifying variants within genes known to be associated with Emery-Dreifuss muscular dystrophy, allowing for predictive testing of at-risk family members | Sequence Capture and Targeted Next-Generation Sequencing followed by Polymerase Chain Reaction (PCR) and Sanger Sequencing | Yes | Emery-Dreifuss Gene Panel | For more information seeNeuromuscular Myopathy Testing Algorithm. | Patient Preparation:A previous bone marrow transplant from an allogenic donor will interfere with testing. Call 800-533-1710 for instructions for testing patients who have received a bone marrow transplant. Specimen Type:Whole blood Container/Tube:Lavender top (EDTA) or yellow top (ACD) Acceptable:Any anticoagulant Specimen Volume:3 mL Collection Instructions: 1. Invert several times to mix blood. 2. Send whole blood specimen in original tube.Do not aliquot. Specimen Stability Information:Ambient (preferred)/Refrigerated | 1 mL | Emery-Dreifuss muscular dystrophy typically presents in early childhood and is characterized by a triad of early contractures, slowly progressive muscle weakness and atrophy, and cardiac abnormalities. Joint contractures usually being in early childhood and predominate in the elbows, ankles, and posterior cervical muscles. Muscle wasting and atrophy typically become evident by the second or third decade and initially follows a humeroperoneal distribution. Later in the course of disease the scapular and pelvic girdle muscles become affected. The most common cardiac manifestations include atrial tachyarrhythmias, atrial standstill, ventricular tachyarrhythmias, and cardiomyopathy. Age of onset and disease severity demonstrate inter- and intrafamilial variability. | An interpretive report will be provided. | All detected variants are evaluated according to American College of Medical Genetics and Genomics recommendations.(1) Variants are classified based on known, predicted, or possible pathogenicity and reported with interpretive comments detailing their potential or known significance. | Clinical Correlations: Test results should be interpreted in the context of clinical findings, family history, and other laboratory data. Misinterpretation of results may occur if the information provided is inaccurate or incomplete. If testing was performed because of a clinically significant family history, it is often useful to first test an affected family member. Detection of a reportable variant in an affected family member would allow for more informative testing of at-risk individuals. To discuss the availability of additional testing options or for assistance in the interpretation of these results, contact the Mayo Clinic Laboratories genetic counselors at 800-533-1710. Technical Limitations: Next-generation sequencing may not detect all types of genomic variants. In rare cases, false-negative or false-positive results may occur. The depth of coverage may be variable for some target regions; assay performance below the minimum acceptable criteria or for failed regions will be noted. Given these limitations, negative results do not rule out the diagnosis of a genetic disorder. If a specific clinical disorder is suspected, evaluation by alternative methods can be considered. There may be regions of genes that cannot be effectively evaluated by sequencing or deletion and duplication analysis as a result of technical limitations of the assay, including regions of homology, high guanine-cytosine (GC) content, and repetitive sequences. Confirmation of select reportable variants will be performed by alternate methodologies based on internal laboratory criteria. This test is validated to detect 95% of deletions up to 75 base pairs (bp) and insertions up to 47 bp. Deletions-insertions (delins) of 40 or more bp, including mobile element insertions, may be less reliably detected than smaller delins. Deletion/Duplication Analysis: This analysis targets single and multi-exon deletions/duplications; however, in some instances single exon resolution cannot be achieved due to isolated reduction in sequence coverage or inherent genomic complexity. Balanced structural rearrangements (such as translocations and inversions) may not be detected. This test is not designed to detect low levels of mosaicism or to differentiate between somatic and germline variants. If there is a possibility that any detected variant is somatic, additional testing may be necessary to clarify the significance of results. Genes may be added or removed based on updated clinical relevance. Refer to theTargeted Genes and Methodology Details for Inherited Emery-Dreifuss Gene Panelfor the most up to date list of genes included in this test. For detailed information regarding gene specific performance and technical limitations, see Method Description or contact a laboratory genetic counselor. If the patient has had an allogeneic hematopoietic stem cell transplant or a recent blood transfusion, results may be inaccurate due to the presence of donor DNA. Call Mayo Clinic Laboratories for instructions for testing patients who have received a bone marrow transplant. Reclassification of Variants: At this time, it is not standard practice for the laboratory to systematically review previously classified variants on a regular basis. The laboratory encourages healthcare providers to contact the laboratory at any time to learn how the classification of a particular variant may have changed over time. Due to broadening genetic knowledge, it is possible that the laboratory may discover new information of relevance to the patient. Should that occur, the laboratory may issue an amended report. Variant Evaluation: Evaluation and categorization of variants are performed using published American College of Medical Genetics and Genomics and the Association for Molecular Pathology recommendations as a guideline.(1) Other gene-specific guidelines may also be considered. Variants are classified based on known, predicted, or possible pathogenicity and reported with interpretive comments detailing their potential or known significance. Variants classified as benign or likely benign are not reported. Multiple in silico evaluation tools may be used to assist in the interpretation of these results. The accuracy of predictions made by in silico evaluation tools is highly dependent upon the data available for a given gene, and periodic updates to these tools may cause predictions to change over time. Results from in silico evaluation tools should be interpreted with caution and professional clinical judgment. Rarely, incidental or secondary findings may implicate another predisposition or presence of active disease. These findings will be carefully reviewed to determine whether they will be reported. | 1. Richards S, Aziz N, Bale S, et al: Standards and guidelines for the interpretation of sequence variants: a joint consensus recommendation of the American College of Medical Genetics and Genomics and the Association for Molecular Pathology. Genet Med 2015 May;17(5):405-424. 2. Heller SA, Shih R, Kalra R, Kang PB: Emery-Dreifuss muscular dystrophy. Muscle Nerve. 2020 Apr;61(4):436-448 | Next-generation sequencing (NGS) and/or Sanger sequencing are performed to test for the presence of variants in coding regions and intron/exon boundaries of the genes analyzed, as well as some other regions that have known disease-causing variants. The human genome reference GRCh37/hg19 build was used for sequence read alignment. At least 99% of the bases are covered at a read depth over 30X. Sensitivity is estimated at above 99% for single nucleotide variants, above 94% for deletion-insertions (delins) less than 40 base pairs (bp), above 95% for deletions up to 75 bp and insertions up to 47 bp. NGS and/or a polymerase chain reaction (PCR)-based quantitative method is performed to test for the presence of deletions and duplications in the genes analyzed. There may be regions of genes that cannot be effectively evaluated by sequencing or deletion and duplication analysis as a result of technical limitations of the assay, including regions of homology, high guanine-cytosine (GC) content, and repetitive sequences. SeeTargeted Genes and Methodology Details for Inherited Emery-Dreifuss Gene Panelfor details regarding the targeted genes analyzed for each test and specific gene regions not routinely covered.(Unpublished Mayo method) Confirmation of select reportable variants may be performed by alternate methodologies based on internal laboratory criteria. Genes analyzed:EMD, FHL1, LMNA, SUN1, SUN2, SYNE1, TMEM43 | 28 to 42 days | Whole blood: 2 weeks (if available); Extracted DNA: 3 months | This test was developed and its performance characteristics determined by Mayo Clinic in a manner consistent with CLIA requirements. It has not been cleared or approved by the US Food and Drug Administration. | 814058140481406 x 28147981479 (if appropriate for government payers) | Emery-Dreifuss Gene Panel | 103733-2 | 617570 | Released By | 18771-6
AFTDP | Inherited Frontotemporal Dementia and Amyotrophic Lateral Sclerosis Gene Panel, Varies | Establishing a molecular diagnosis for patients with frontotemporal dementia (FTD) and/or amyotrophic lateral sclerosis (ALS) Identifying variants within genes known to be associated with FTD and/or ALS, allowing for predictive testing of at-risk family members | Sequence Capture and Targeted Next-Generation Sequencing followed by Polymerase Chain Reaction (PCR) and Sanger Sequencing | Yes | FTD and ALS Gene Panel | For more information seeInherited Motor Neuron Disease and Dementia Testing Algorithm | Patient Preparation:A previous bone marrow transplant from an allogenic donor will interfere with testing. For instructions for testing patients who have received a bone marrow transplant, call 800-533-1710. Specimen Type:Whole blood Container/Tube:Lavender top (EDTA) or yellow top (ACD) Acceptable:Any anticoagulant Specimen Volume:3 mL Collection Instructions: 1. Invert several times to mix blood. 2. Send specimen in original tube.Do not aliquot. Specimen Stability Information:Ambient (preferred)/Refrigerated Additional Information: To ensure minimum volume and concentration of DNA is met, the preferred volume of blood must be submitted. Testing may be canceled if DNA requirements are inadequate. | 1 mL | Frontotemporal dementia (FTD) is a progressive neurodegenerative syndrome that affects the frontal and temporal cerebral cortices. Clinical presentation is variable and includes changes in behavior, difficulties with language, rigidity, palsy, and saccadic (rapid) eye movement. Symptoms generally begin between 40 and 60 years of age, with a mean age of onset at approximately 45 years. They typically last between 5 and 10 years, progressing to severe dementia and mutism. The presentation of frontotemporal dementia may be confused with other dementias, including Alzheimer disease. It is important to distinguish between these different dementias because progression and patient management are different for the various dementias. Amyotrophic lateral sclerosis (ALS) is a motor neuron disease with progressive loss of upper and lower motor neurons. ALS typically presents with progressive muscle wasting, hyperreflexia, and spasticity. Death from respiratory failure usually occurs within 3 to 5 years of disease onset. FTD and ALS are thought to represent a continuous disease spectrum. However, the molecular mechanism underlying the co-occurrence of FTD and ALS remains unclear. In some individuals ALS occurs first, while in others FTD precedes ALS by several years. Between 40% and 50% of individuals with ALS present with an FTD-associated clinical phenotype. Given the clinical overlap of FTD and ALS, this multigene panel includes genes associated with FTD and ALS. | An interpretive report will be provided. C9orf72Repeats: Normal alleles (reference): <20 GGGGCC repeats Indeterminate alleles: 20-100 GGGGCC repeats Pathogenic alleles:* >100 GGGGCC repeats *The exact cutoff for pathogenicity is currently undefined. Although additional studies are needed to confirm if the cutoff for pathogenicity is 100 repeats, most individuals affected with aC9orf72-related disorder haveC9orf72hexanucleotide repeat expansions with hundreds to thousands of repeats. | All detected variants are evaluated according to American College of Medical Genetics and Genomics recommendations.(1) Variants are classified based on known, predicted, or possible pathogenicity and reported with interpretive comments detailing their potential or known significance. | Clinical Correlations: Test results should be interpreted in the context of clinical findings, family history, and other laboratory data. Misinterpretation of results may occur if the information provided is inaccurate or incomplete. If testing was performed because of a clinically significant family history, it is often useful to first test an affected family member. Detection of a reportable variant in an affected family member would allow for more informative testing of at-risk individuals. To discuss the availability of additional testing options or for assistance in the interpretation of these results, contact the Mayo Clinic Laboratories genetic counselors at 800-533-1710. Technical Limitations: Next-generation sequencing may not detect all types of genomic variants. In rare cases, false-negative or false-positive results may occur. The depth of coverage may be variable for some target regions; assay performance below the minimum acceptable criteria or for failed regions will be noted. Given these limitations, negative results do not rule out the diagnosis of a genetic disorder. If a specific clinical disorder is suspected, evaluation by alternative methods can be considered. There may be regions of genes that cannot be effectively evaluated by sequencing or deletion and duplication analysis as a result of technical limitations of the assay, including regions of homology, high guanine-cytosine (GC) content, and repetitive sequences. Confirmation of select reportable variants will be performed by alternate methodologies based on internal laboratory criteria. This test is validated to detect 95% of deletions up to 75 base pairs (bp) and insertions up to 47 bp. Deletions-insertions (delins) of 40 or more bp, including mobile element insertions, may be less reliably detected than smaller delins. Deletion/Duplication Analysis: This analysis targets single and multi-exon deletions/duplications; however, in some instances single exon resolution cannot be achieved due to isolated reduction in sequence coverage or inherent genomic complexity. Balanced structural rearrangements (such as translocations and inversions) may not be detected. This test is not designed to detect low levels of mosaicism or to differentiate between somatic and germline variants. If there is a possibility that any detected variant is somatic, additional testing may be necessary to clarify the significance of results. Genes may be added or removed based on updated clinical relevance. For detailed information regarding gene specific performance and technical limitations, see Method Description or contact a laboratory Genetic Counselor. If the patient has had an allogeneic hematopoietic stem cell transplant or a recent blood transfusion, results may be inaccurate due to the presence of donor DNA. Call Mayo Clinic Laboratories for instructions for testing patients who have received a bone marrow transplant. Reclassification of Variants: Currently, it is not standard practice for the laboratory to systematically review previously classified variants on a regular basis. The laboratory encourages healthcare providers to contact the laboratory at any time to learn how the classification of a particular variant may have changed over time. Due to broadening genetic knowledge, it is possible that the laboratory may discover new information of relevance to the patient. Should that occur, the laboratory may issue an amended report. Variant Evaluation: Evaluation and categorization of variants is performed using published American College of Medical Genetics and Genomics and the Association for Molecular Pathology recommendations as a guideline.(1) Other gene-specific guidelines may also be considered. Variants are classified based on known, predicted, or possible pathogenicity and reported with interpretive comments detailing their potential or known significance. Variants classified as benign or likely benign are not reported. Multiple in silico evaluation tools may be used to assist in the interpretation of these results. The accuracy of predictions made by in silico evaluation tools is highly dependent upon the data available for a given gene, and periodic updates to these tools may cause predictions to change over time. Results from in silico evaluation tools should be interpreted with caution and professional clinical judgment. Rarely, incidental or secondary findings may implicate another predisposition or presence of active disease. These findings will be carefully reviewed to determine whether they will be reported. | 1. Richards S, Aziz N, Bale S, et al. Standards and guidelines for the interpretation of sequence variants: a joint consensus recommendation of the American College of Medical Genetics and Genomics and the Association for Molecular Pathology. Genet Med. 2015;17(5):405-424 2. Graff-Radford NR, Woodruff BK. Frontotemporal dementia. Semin Neurol. 2007;27(1):48-57 3. Karch CM, Wen N, Fan CC, et al. Selective genetic overlap between amyotrophic lateral sclerosis and diseases of the frontotemporal dementia spectrum. JAMA Neurol. 2018;75(7):860-875 | Next-generation sequencing (NGS) and/or Sanger sequencing are performed to test for the presence of variants in coding regions and intron/exon boundaries of the genes analyzed, as well as some other regions that have known disease-causing variants. The human genome reference GRCh37/hg19 build was used for sequence read alignment. At least 99% of the bases are covered at a read depth over 30X. Sensitivity is estimated at above 99% for single nucleotide variants, above 94% for deletions-insertions (delins) less than 40 base pairs (bp), above 95% for deletions up to 75 bp and insertions up to 47 bp. NGS and/or a polymerase chain reaction (PCR)-based quantitative method is performed to test for the presence of deletions and duplications in the genes analyzed. There may be regions of genes that cannot be effectively evaluated by sequencing or deletion and duplication analysis as a result of technical limitations of the assay, including regions of homology, high guanine-cytosine (GC) content, and repetitive sequences. SeeTargeted Genes and Methodology Details for Inherited Frontotemporal Dementia and Amyotrophic Lateral Sclerosis Gene Panelfor details regarding the targeted genes analyzed for each test and specific gene regions not routinely covered.(Unpublished Mayo method) Confirmation of select reportable variants may be performed by alternate methodologies based on internal laboratory criteria. A combined amplicon-length and repeat-primed PCR-based assay is utilized to size alleles up to approximately 145 repeats and detect expansions of GGGGCC hexanucleotide repeat region in theC9orf72gene.(Ida CM, Lundquist PA, Bram E, et al. Evaluation of single-tube combined amplicon-length and repeat-primed long-read PCR assay for clinical detection and characterization of C9orf72 hexanucleotide repeat expansion. Abstract 731. 2017 ACMG Annual Clinical Genetics Meeting. Phoenix, AZ. March 23, 2017) Genes analyzed:ALS2, ANG, ANXA11, APP, ASAH1, CCNF, CHCHD10, CHMP2B, CSF1R, DCTN1, ERBB4, FIG4, FUS, GRN, HEXB, HNRNPA1, HNRNPA2B1, ITM2B, KIF5A, MAPT, MATR3, NEFH, NOTCH3, NPC1, NPC2, OPTN, PANK2, PFN1, PRNP, PSEN1, PSEN2, SETX, SIGMAR1, SNCA, SOD1, SPG11, SPTLC1, SQSTM1, TAF15, TARDBP, TBK1, TBP, TIA1, TIMM8A, TREM2, TUBA4A, TYROBP, UBQLN2, VAPB, VCP, andVRK1. | 21 to 28 days | Whole Blood: 2 weeks (if available); Extracted DNA: 3 months | This test was developed and its performance characteristics determined by Mayo Clinic in a manner consistent with CLIA requirements. It has not been cleared or approved by the US Food and Drug Administration. | 8140381406 x 1081404 x 381405 x 2814078147981479 (if appropriate for government payers) | FTD and ALS Gene Panel | 51966-0 | 617505 | Released By | 18771-6
LGCMP | Inherited Limb-Girdle Muscular Dystrophy and Congenital Myasthenic Syndrome Gene Panel, Varies | Establishing a molecular diagnosis for patients with limb-girdle muscular dystrophy or congenital myasthenic syndrome Identifying variants within genes known to be associated with limb-girdle muscular dystrophy or congenital myasthenic syndrome, allowing for predictive testing of at-risk family members | Sequence Capture and Targeted Next-Generation Sequencing followed by Polymerase Chain Reaction (PCR) and Sanger Sequencing | Yes | LGMD and CMS Gene Panel | For more information seeNeuromuscular Myopathy Testing Algorithm | Patient Preparation:A previous bone marrow transplant from an allogenic donor will interfere with testing. For instructions for testing patients who have received a bone marrow transplant, call 800-533-1710. Specimen Type:Whole blood Container/Tube:Lavender top (EDTA) or yellow top (ACD) Acceptable:Any anticoagulant Specimen Volume:3 mL Collection Instructions: 1. Invert several times to mix blood. 2. Send whole blood specimen in original tube.Do not aliquot. Specimen Stability Information:Ambient (preferred)/Refrigerated Additional Information: To ensure minimum volume and concentration of DNA is met, the preferred volume of blood must be submitted. Testing may be canceled if DNA requirements are inadequate. | 1 mL | The limb-girdle muscular dystrophies (LGMD) are a heterogeneous group of muscular dystrophies that show progressive weakness and muscle atrophy, predominantly affecting the hips, shoulders, and proximal extremity muscles. There is wide variability in age of onset, severity, and clinical presentation within the LGMD spectrum. Congenital myasthenic syndromes occur as a result of compromised neuromuscular transmission. Clinical manifestations include fatigable weakness involving ocular, bulbar, and limb muscles. The severity and disease course are highly variable, but individuals usually present in infancy or early childhood. The clinical phenotype associated with a neonatal onset can include feeding difficulties, poor suck and cry, choking spells, eyelid ptosis, and muscle weakness. The clinical phenotype associated with a later childhood onset can include abnormal muscle fatigue, delayed motor milestones, ptosis, and extraocular muscle weakness. The clinical overlap of limb-girdle muscular dystrophy and limb-girdle congenital myasthenic syndromes can make these conditions difficult to distinguish clinically. Misdiagnoses can lead to diagnostic delays of several decades, impacting prognostic predictions and appropriate management. This multigene panel can be an efficient and cost-effective way to establish a molecular diagnosis. | An interpretive report will be provided. | All detected variants are evaluated according to American College of Medical Genetics and Genomics recommendations.(1) Variants are classified based on known, predicted, or possible pathogenicity and reported with interpretive comments detailing their potential or known significance. | Clinical Correlations: Test results should be interpreted in the context of clinical findings, family history, and other laboratory data. Misinterpretation of results may occur if the information provided is inaccurate or incomplete. If testing was performed because of a clinically significant family history, it is often useful to first test an affected family member. Detection of a reportable variant in an affected family member would allow for more informative testing of at-risk individuals. To discuss the availability of additional testing options or for assistance in the interpretation of these results, contact the Mayo Clinic Laboratories genetic counselors at 800-533-1710. Technical Limitations: Next-generation sequencing may not detect all types of genomic variants. In rare cases, false-negative or false-positive results may occur. The depth of coverage may be variable for some target regions; assay performance below the minimum acceptable criteria or for failed regions will be noted. Given these limitations, negative results do not rule out the diagnosis of a genetic disorder. If a specific clinical disorder is suspected, evaluation by alternative methods can be considered. There may be regions of genes that cannot be effectively evaluated by sequencing or deletion and duplication analysis as a result of technical limitations of the assay, including regions of homology, high guanine-cytosine (GC) content, and repetitive sequences. Confirmation of select reportable variants will be performed by alternate methodologies based on internal laboratory criteria. This test is validated to detect 95% of deletions up to 75 base pairs (bp) and insertions up to 47 bp. Deletions-insertions (delins) of 40 or more bp, including mobile element insertions, may be less reliably detected than smaller delins. Deletion/Duplication Analysis: This analysis targets single and multi-exon deletions/duplications; however, in some instances single exon resolution cannot be achieved due to isolated reduction in sequence coverage or inherent genomic complexity. Balanced structural rearrangements (such as translocations and inversions) may not be detected. This test is not designed to detect low levels of mosaicism or to differentiate between somatic and germline variants. If there is a possibility that any detected variant is somatic, additional testing may be necessary to clarify the significance of results. Genes may be added or removed based on updated clinical relevance. For detailed information regarding gene specific performance and technical limitations, see Method Description or contact a laboratory genetic counselor. If the patient has had an allogeneic hematopoietic stem cell transplant or a recent blood transfusion, results may be inaccurate due to the presence of donor DNA. Call Mayo Clinic Laboratories for instructions for testing patients who have received a bone marrow transplant. Reclassification of Variants: Currently, it is not standard practice for the laboratory to systematically review previously classified variants on a regular basis. The laboratory encourages healthcare providers to contact the laboratory at any time to learn how the classification of a particular variant may have changed over time. Due to broadening genetic knowledge, it is possible that the laboratory may discover new information of relevance to the patient. Should that occur, the laboratory may issue an amended report. Variant Evaluation: Evaluation and categorization of variants are performed using published American College of Medical Genetics and Genomics and the Association for Molecular Pathology recommendations as a guideline.(1) Other gene-specific guidelines may also be considered. Variants are classified based on known, predicted, or possible pathogenicity and reported with interpretive comments detailing their potential or known significance. Variants classified as benign or likely benign are not reported. Multiple in silico evaluation tools may be used to assist in the interpretation of these results. The accuracy of predictions made by in silico evaluation tools is highly dependent upon the data available for a given gene, and periodic updates to these tools may cause predictions to change over time. Results from in silico evaluation tools should be interpreted with caution and professional clinical judgment. Rarely, incidental or secondary findings may implicate another predisposition or presence of active disease. These findings will be carefully reviewed to determine whether they will be reported. | 1. Richards S, Aziz N, Bale S, et al. Standards and guidelines for the interpretation of sequence variants: a joint consensus recommendation of the American College of Medical Genetics and Genomics and the Association for Molecular Pathology. Genet Med. 2015;17(5):405-424 2. Nicolau S, Milone M, Liewluck T. Guidelines for genetic testing of muscle and neuromuscular junction disorders. Muscle Nerve. 2021;64(3):255-269 3. Mitsuhashi S, Kang PB. Update on the genetics of limb girdle muscular dystrophy. Semin Pediatr Neurol. 2012;19(4):211-218. 4. Iyadurai SJP. Congenital myasthenic syndromes. Neurol Clin. 2020;38(3):541-552 | Next-generation sequencing (NGS) and/or Sanger sequencing are performed to test for the presence of variants in coding regions and intron/exon boundaries of the genes analyzed, as well as some other regions that have known disease-causing variants. The human genome reference GRCh37/hg19 build was used for sequence read alignment. At least 99% of the bases are covered at a read depth over 30X. Sensitivity is estimated at above 99% for single nucleotide variants, above 94% for deletion/insertions (delins) less than 40 base pairs (bp), above 95% for deletions up to 75 bp and insertions up to 47 bp. NGS and/or a polymerase chain reaction-based quantitative method is performed to test for the presence of deletions and duplications in the genes analyzed. There may be regions of genes that cannot be effectively evaluated by sequencing or deletion and duplication analysis as a result of technical limitations of the assay, including regions of homology, high guanine-cytosine (GC) content, and repetitive sequences. SeeTargeted Genes and Methodology Details for the Inherited Limb-Girdle Muscular Dystrophy and Congenital Myasthenic Syndrome Gene Panelfor details regarding the targeted genes analyzed for each test and specific gene regions not routinely covered.(Unpublished Mayo method) Confirmation of select reportable variants may be performed by alternate methodologies based on internal laboratory criteria. Genes analyzed:AGRN, ALG14, ALG2, ANO5, BIN1, BVES, CAPN3, CAV3, CHAT, CHRNA1, CHRNB1, CHRND, CHRNE, COL13A1, COL6A1, COL6A2, COL6A3, COLQ, CRPPA, DAG1, DES, DNAJB6, DNM2, DOK7, DPAGT1, DPM3, DYSF, FKRP, FKTN, GAA, GFPT1, GMPPB, HNRNPDL, LAMA2, LAMB2, LMNA, LRP4, MUSK, MYOT, PLEC, POGLUT1, POMGNT1, POMGNT2, POMK, POMT1, POMT2, PREPL, RAPSN, SCN4A, SGCA, SGCB, SGCD, SGCG, SLC18A3, SLC25A1, SLC5A7, SYT2, TCAP, TNPO3, TOR1AIP1, TRAPPC11, TRIM32, TTN, VAMP1,andVCP | 21 to 28 days | Whole Blood: 2 weeks (if available); Extracted DNA: 3 months | This test was developed and its performance characteristics determined by Mayo Clinic in a manner consistent with CLIA requirements. It has not been cleared or approved by the US Food and Drug Administration. | 81443 | LGMD and CMS Gene Panel | In Process | 617635 | Released By | 18771-6
IMSNP | Inherited Motor and Sensory Neuropathy Gene Panel, Varies | Establishing a molecular diagnosis for patients with hereditary motor and sensory neuropathy (HMSN) or Charcot-Marie-Tooth (CMT) disease Identifying variants within genes known to be associated with HMSN or CMT disease, allowing for predictive testing of at-risk family members | Sequence Capture and Targeted Next-Generation Sequencing followed by Polymerase Chain Reaction (PCR) and Sanger Sequencing | Yes | Motor and Sensory Neuropathy Panel | For more information seeHereditary Peripheral Neuropathy Diagnostic Algorithm | Patient Preparation:A previous bone marrow transplant from an allogenic donor will interfere with testing.For instructions for testing patients who have received a bone marrow transplant, call 800-533-1710. Specimen Type:Whole blood Container/Tube:Lavender top (EDTA) or yellow top (ACD) Acceptable:Any anticoagulant Specimen Volume:3 mL Collection Instructions: 1. Invert several times to mix blood. 2. Send whole blood specimen in original tube.Do not aliquot. Specimen Stability Information:Ambient (preferred)/Refrigerated Additional Information: To ensure minimum volume and concentration of DNA is met, the preferred volume of blood must be submitted. Testing may be canceled if DNA requirements are inadequate. | 1 mL | Hereditary motor and sensory neuropathy, or Charcot-Marie-Tooth (CMT) disease, is a major category of inherited peripheral neuropathies and is the most commonly inherited neuromuscular disorder. Individuals with CMT typically present with slowly progressive muscle weakness and atrophy primarily affecting the distal extremities. Traditionally, the classification of CMT was based on nerve conduction velocity (NCV) and inheritance. The three neuropathy types based on NCV include demyelinating, axonal (non-demyelinating), and dominant intermediate CMT. Demyelinating CMT has a NCV less than 35 m/s and involves slowly progressive muscle weakness and atrophy and sensory loss. Often it can include pes cavus foot deformity and bilateral foot drop. Axonal CMT has a NCV greater than 45 m/s and includes distal muscle weakness and atrophy. Individuals tend to be less disabled and have less sensory loss than those with demyelinating neuropathy. Dominant-intermediate CMT has a NCV of 35 to 45 m/s and is consistent with a typical CMT phenotype. Individuals with demyelinating polyneuropathy and an autosomal dominant family history of similar features can consider ordering testing for large deletions and duplications in thePMP22gene (PMPDD /PMP22Gene, Large Deletion/Duplication Analysis, Varies) as a first-tier test. Duplications in thePMP22gene account for as much as 50% of all CMT. |  | All detected variants are evaluated according to American College of Medical Genetics and Genomics recommendations.(1) Variants are classified based on known, predicted, or possible pathogenicity and reported with interpretive comments detailing their potential or known significance. | Clinical Correlations: Test results should be interpreted in the context of clinical findings, family history, and other laboratory data. Misinterpretation of results may occur if the information provided is inaccurate or incomplete. If testing was performed because of a clinically significant family history, it is often useful to first test an affected family member. Detection of a reportable variant in an affected family member would allow for more informative testing of at-risk individuals. To discuss the availability of additional testing options or for assistance in the interpretation of these results, contact the Mayo Clinic Laboratories genetic counselors at 800-533-1710. Technical Limitations: Next-generation sequencing may not detect all types of genomic variants. In rare cases, false-negative or false-positive results may occur. The depth of coverage may be variable for some target regions; assay performance below the minimum acceptable criteria or for failed regions will be noted. Given these limitations, negative results do not rule out the diagnosis of a genetic disorder. If a specific clinical disorder is suspected, evaluation by alternative methods can be considered. There may be regions of genes that cannot be effectively evaluated by sequencing or deletion and duplication analysis as a result of technical limitations of the assay, including regions of homology, high guanine-cytosine (GC) content, and repetitive sequences. Confirmation of select reportable variants will be performed by alternate methodologies based on internal laboratory criteria. This test is validated to detect 95% of deletions up to 75 base pairs (bp) and insertions up to 47 bp. Deletions-insertions (delins) of 40 or more bp, including mobile element insertions, may be less reliably detected than smaller delins. Deletion/Duplication Analysis: This analysis targets single and multi-exon deletions/duplications; however, in some instances single exon resolution cannot be achieved due to isolated reduction in sequence coverage or inherent genomic complexity. Balanced structural rearrangements (such as translocations and inversions) may not be detected. This test is not designed to detect low levels of mosaicism or to differentiate between somatic and germline variants. If there is a possibility that any detected variant is somatic, additional testing may be necessary to clarify the significance of results. Genes may be added or removed based on updated clinical relevance. For detailed information regarding gene specific performance and technical limitations, see Method Description or contact a laboratory genetic counselor. If the patient has had an allogeneic hematopoietic stem cell transplant or a recent blood transfusion, results may be inaccurate due to the presence of donor DNA. Call Mayo Clinic Laboratories for instructions for testing patients who have received a bone marrow transplant. Reclassification of Variants: Currently, it is not standard practice for the laboratory to systematically review previously classified variants on a regular basis. The laboratory encourages healthcare providers to contact the laboratory at any time to learn how the classification of a particular variant may have changed over time. Due to broadening genetic knowledge, it is possible that the laboratory may discover new information of relevance to the patient. Should that occur, the laboratory may issue an amended report. Variant Evaluation: Evaluation and categorization of variants are performed using published American College of Medical Genetics and Genomics and the Association for Molecular Pathology recommendations as a guideline.(1) Other gene-specific guidelines may also be considered. Variants are classified based on known, predicted, or possible pathogenicity and reported with interpretive comments detailing their potential or known significance. Variants classified as benign or likely benign are not reported. Multiple in silico evaluation tools may be used to assist in the interpretation of these results. The accuracy of predictions made by in silico evaluation tools is highly dependent upon the data available for a given gene, and periodic updates to these tools may cause predictions to change over time. Results from in silico evaluation tools should be interpreted with caution and professional clinical judgment. Rarely, incidental or secondary findings may implicate another predisposition or presence of active disease. These findings will be carefully reviewed to determine whether they will be reported. | 1. Richards S, Aziz N, Bale S, et al. Standards and guidelines for the interpretation of sequence variants: a joint consensus recommendation of the American College of Medical Genetics and Genomics and the Association for Molecular Pathology. Genet Med. 2015;17(5):405-424 2. Klein CJ. Charcot-Marie-Tooth disease and other hereditary neuropathies. Continuum (Minneap Minn). 2020;26(5):1224-1256 | Next-generation sequencing (NGS) and/or Sanger sequencing are performed to test for the presence of variants in coding regions and intron/exon boundaries of the genes analyzed, as well as some other regions that have known disease-causing variants. The human genome reference GRCh37/hg19 build was used for sequence read alignment. At least 99% of the bases are covered at a read depth over 30X. Sensitivity is estimated at above 99% for single nucleotide variants, above 94% for deletion-insertions (delins) less than 40 base pairs (bp), above 95% for deletions up to 75 bp and insertions up to 47 bp. NGS and/or a polymerase chain reaction-based quantitative method is performed to test for the presence of deletions and duplications in the genes analyzed. There may be regions of genes that cannot be effectively evaluated by sequencing or deletion and duplication analysis as a result of technical limitations of the assay, including regions of homology, high guanine-cytosine (GC) content, and repetitive sequences. SeeTargeted Genes and Methodology Details for Inherited Motor and Sensory Neuropathy Gene Panelfor details regarding the targeted genes analyzed for each test and specific gene regions not routinely covered.(Unpublished Mayo method) Confirmation of select reportable variants may be performed by alternate methodologies based on internal laboratory criteria. Genes analyzed:AARS1, ABCD1, AIFM1, ARSA, ATP1A1, ATP7A, BAG3, BSCL2, C1orf194, CHCHD10, CNTNAP1, COX10, COX6A1, CTDP1, DGAT2, DHH, DNM2, DYNC1H1, EGR2, ERCC8, FAM126A, FBLN5, FGD4, FIG4, FMR1, GALC, GAN, GARS1, GBF1, GDAP1, GJB1, GLA, GNB4, HARS1, HINT1, HK1, HSPB1, HSPB8, IGHMBP2, INF2, KARS1, LAMA2, LITAF, LMNA, LRSAM1, MARS1, MCM3AP, MFN2, MORC2, MPV17, MPZ, MTMR2, NDRG1, NEFH, NEFL, PEX7, PHYH, PLEKHG5, PLP1, PMP2, PMP22, PNKP, POLG, PRPS1, PRX, RAB7A, SACS, SBF1, SBF2, SCO2, SH3TC2, SLC12A6, SLC25A46, SORD, SOX10, SURF1, TDP1, TFG, TRIM2, TRPV4, TSFM, TTR, TUBB3, TWNK, TYMP, VPS13D,andYARS1 | 21 to 28 days | Whole blood: 2 weeks (if available); Extracted DNA: 3 months | This test was developed and its performance characteristics determined by Mayo Clinic in a manner consistent with CLIA requirements. It has not been cleared or approved by the US Food and Drug Administration. | 81448 | Motor and Sensory Neuropathy Panel | 103728-2 | 617596 | Released By | 18771-6
MNDP | Inherited Motor Neuron Disease Gene Panel, Varies | Establishing a molecular diagnosis for patients with motor neuron disease Identifying variants within genes known to be associated with motor neuron disease, allowing for predictive testing of at-risk family members | Sequence Capture and Targeted Next-Generation Sequencing followed by Polymerase Chain Reaction (PCR) and Sanger Sequencing | Yes | Motor Neuron Disease Gene Panel | For more information seeInherited Motor Neuron Disease and Dementia Testing Algorithm | Patient Preparation:A previous bone marrow transplant from an allogenic donor will interfere with testing.For instructions for testing patients who have received a bone marrow transplant, call 800-533-1710. Specimen Type:Whole blood Container/Tube:Lavender top (EDTA) or yellow top (ACD) Acceptable:Any anticoagulant Specimen Volume:3 mL Collection Instructions: 1. Invert several times to mix blood. 2. Send whole blood specimen in original tube.Do not aliquot. Specimen Stability Information:Ambient (preferred)/Refrigerated Additional Information: To ensure minimum volume and concentration of DNA is met, the preferred volume of blood must be submitted. Testing may be canceled if DNA requirements are inadequate. | 1 mL | Motor neuron diseases (MND) selectively affect the motor neurons with degeneration. MND include primary lateral sclerosis (PLS), primary muscular atrophy (PMA), and amyotrophic lateral sclerosis (ALS). In PLS and PMA, the motor neuron degeneration is limited to the upper motor neuron and lower motor neuron, respectively. The clinical phenotype of PLS can include gradual progressive leg weakness and spasticity and spastic bulbar weakness. In ALS, the most frequent form of MND, degeneration involves both upper and lower motor neurons and results in progressive muscle weakness, paralysis, and death from respiratory failure. Onset typically occurs in late middle life, with death occurring usually within 3 to 5 years of disease onset. A hexanucleotide repeat expansion in a noncoding region of theC9orf72gene is the most common cause of inherited ALS, which is assessed for by this test. | An interpretive report will be provided. C9orf72Repeats: Normal alleles (reference):<20 GGGGCC repeats Indeterminate alleles: 20-100 GGGGCC repeats Pathogenic alleles:* >100 GGGGCC repeats *The exact cutoff for pathogenicity is currently undefined. Although additional studies are needed to confirm if the cutoff for pathogenicity is 100 repeats, most individuals affected with aC9orf72-related disorder haveC9orf72hexanucleotide repeat expansions with hundreds to thousands of repeats. | All detected variants are evaluated according to American College of Medical Genetics and Genomics recommendations.(1) Variants are classified based on known, predicted, or possible pathogenicity and reported with interpretive comments detailing their potential or known significance. | Clinical Correlations: Test results should be interpreted in the context of clinical findings, family history, and other laboratory data. Misinterpretation of results may occur if the information provided is inaccurate or incomplete. If testing was performed because of a clinically significant family history, it is often useful to first test an affected family member. Detection of a reportable variant in an affected family member would allow for more informative testing of at-risk individuals. To discuss the availability of additional testing options or for assistance in the interpretation of these results, contact the Mayo Clinic Laboratories genetic counselors at 800-533-1710. Technical Limitations: Next-generation sequencing may not detect all types of genomic variants. In rare cases, false-negative or false-positive results may occur. The depth of coverage may be variable for some target regions; assay performance below the minimum acceptable criteria or for failed regions will be noted. Given these limitations, negative results do not rule out the diagnosis of a genetic disorder. If a specific clinical disorder is suspected, evaluation by alternative methods can be considered. There may be regions of genes that cannot be effectively evaluated by sequencing or deletion and duplication analysis as a result of technical limitations of the assay, including regions of homology, high guanine-cytosine (GC) content, and repetitive sequences. Confirmation of select reportable variants will be performed by alternate methodologies based on internal laboratory criteria. This test is validated to detect 95% of deletions up to 75 base pairs (bp) and insertions up to 47 bp. Deletions-insertions (delins) of 40 or more bp, including mobile element insertions, may be less reliably detected than smaller delins. Deletion/Duplication Analysis: This analysis targets single and multi-exon deletions/duplications; however, in some instances single exon resolution cannot be achieved due to isolated reduction in sequence coverage or inherent genomic complexity. Balanced structural rearrangements (such as translocations and inversions) may not be detected. This test is not designed to detect low levels of mosaicism or to differentiate between somatic and germline variants. If there is a possibility that any detected variant is somatic, additional testing may be necessary to clarify the significance of results. Genes may be added or removed based on updated clinical relevance. For detailed information regarding gene specific performance and technical limitations, see Method Description or contact a laboratory genetic counselor. If the patient has had an allogeneic hematopoietic stem cell transplant or a recent blood transfusion, results may be inaccurate due to the presence of donor DNA. Call Mayo Clinic Laboratories for instructions for testing patients who have received a bone marrow transplant. Reclassification of Variants: Currently, it is not standard practice for the laboratory to systematically review previously classified variants on a regular basis. The laboratory encourages healthcare providers to contact the laboratory at any time to learn how the classification of a particular variant may have changed over time. Due to broadening genetic knowledge, it is possible that the laboratory may discover new information of relevance to the patient. Should that occur, the laboratory may issue an amended report. Variant Evaluation: Evaluation and categorization of variants are performed using published American College of Medical Genetics and Genomics and the Association for Molecular Pathology recommendations as a guideline.(1) Other gene-specific guidelines may also be considered. Variants are classified based on known, predicted, or possible pathogenicity and reported with interpretive comments detailing their potential or known significance. Variants classified as benign or likely benign are not reported. Multiple in silico evaluation tools may be used to assist in the interpretation of these results. The accuracy of predictions made by in silico evaluation tools is highly dependent upon the data available for a given gene, and periodic updates to these tools may cause predictions to change over time. Results from in silico evaluation tools should be interpreted with caution and professional clinical judgment. Rarely, incidental or secondary findings may implicate another predisposition or presence of active disease. These findings will be carefully reviewed to determine whether they will be reported. | 1. Richards S, Aziz N, Bale S, et al. Standards and guidelines for the interpretation of sequence variants: a joint consensus recommendation of the American College of Medical Genetics and Genomics and the Association for Molecular Pathology. Genet Med 2015;17(5):405-424. 2. Hardiman O, Al-Chalabi A, Chio A, et al. Amyotrophic lateral sclerosis. Nat Rev Dis Primers. 2017;3:17071 3. Mejzini R, Flynn LL, Pitout IL, Fletcher S, Wilton SD, Akkari PA. ALS Genetics, mechanisms, and therapeutics: Where are we now?. Front Neurosci. 2019;13:1310 | Next-generation sequencing (NGS) and/or Sanger sequencing are performed to test for the presence of variants in coding regions and intron/exon boundaries of the genes analyzed, as well as some other regions that have known disease-causing variants. The human genome reference GRCh37/hg19 build was used for sequence read alignment. At least 99% of the bases are covered at a read depth over 30X. Sensitivity is estimated at above 99% for single nucleotide variants, above 94% for deletion-insertions (delins) less than 40 base pairs (bp), above 95% for deletions up to 75 bp and insertions up to 47 bp. NGS and/or a polymerase chain reaction (PCR)-based quantitative method is performed to test for the presence of deletions and duplications in the genes analyzed. There may be regions of genes that cannot be effectively evaluated by sequencing or deletion and duplication analysis as a result of technical limitations of the assay, including regions of homology, high guanine-cytosine (GC) content, and repetitive sequences. SeeTargeted Genes and Methodology Details for Inherited Motor Neuron Disease Gene Panelfor details regarding the targeted genes analyzed for each test and specific gene regions not routinely covered.(Unpublished Mayo method) Confirmation of select reportable variants may be performed by alternate methodologies based on internal laboratory criteria. A combined amplicon-length and repeat-primed PCR-based assay is utilized to size alleles up to approximately 145 repeats and detect expansions of GGGGCC hexanucleotide repeat region in theC9orf72gene.(Ida CM, Lundquist PA, Bram E, et al: Evaluation of single-tube combined amplicon-length and repeat-primed long-read PCR assay for clinical detection and characterization of C9orf72 hexanucleotide repeat expansion. Abstract 731. 2017 ACMG Annual Clinical Genetics Meeting. Phoenix, AZ. March 23, 2017) Genes analyzed:ALS2, ANG, ANXA11, ASAH1, CCNF, CHCHD10, CHMP2B, DCTN1, ERBB4, FIG4, FUS, HEXB, HNRNPA1, HNRNPA2B1, KIF5A, MATR3, NEFH, OPTN, PFN1, SETX, SIGMAR1, SOD1, SPG11, SPTLC1, SQSTM1, TAF15, TARDBP, TBK1, TIA1, TUBA4A, UBQLN2, VAPB, VCP, VRK1 | 21 to 28 days | Whole blood: 2 weeks (if available); Extracted DNA: 3 months | This test was developed and its performance characteristics determined by Mayo Clinic in a manner consistent with CLIA requirements. It has not been cleared or approved by the US Food and Drug Administration. | 81443 | Motor Neuron Disease Gene Panel | 103951-0 | 617661 | Released By | 18771-6
IMNP | Inherited Motor Neuropathy Gene Panel, Varies | Establishing a molecular diagnosis for patients with distal hereditary motor neuropathy (dHMN) Identifying variants within genes known to be associated with dHMN, allowing for predictive testing of at-risk family members | Sequence Capture and Next-Generation Sequencing (NGS), Polymerase Chain Reaction (PCR), Sanger Sequencing, and Dosage Analysis by Droplet Digital Polymerase Chain Reaction (ddPCR) | Yes | Motor Neuropathy Gene Panel | For more information seeHereditary Peripheral Neuropathy Diagnostic Algorithm | Patient Preparation:A previous bone marrow transplant from an allogenic donor will interfere with testing. For instructions for testing patients who have received a bone marrow transplant, call 800-533-1710. Specimen Type:Whole blood Container/Tube:Lavender top (EDTA) or yellow top (ACD) Acceptable:Any anticoagulant Specimen Volume:3 mL Collection Instructions: 1. Invert several times to mix blood. 2. Send whole blood specimen in original tube.Do not aliquot. Specimen Stability Information:Ambient (preferred)/Refrigerated Additional Information: To ensure minimum volume and concentration of DNA is met, the preferred volume of blood must be submitted. Testing may be canceled if DNA requirements are inadequate. | 1 mL | Distal hereditary motor neuropathies (dHMN) are one of the major categories of peripheral inherited neuropathies and are characterized by length-dependent lower motor neuron dysfunction. The clinical phenotype is variable but includes progressive weakness and atrophy of the distal muscles, foot deformities, and decreased reflexes. While there is significant phenotypic overlap with hereditary motor and sensory neuropathy/Charcot-Marie-Tooth disease, sensory loss is usually mild or absent in dHMN. Most individuals develop symptoms in childhood or adolescence. | An interpretive report will be provided. | All detected variants are evaluated according to American College of Medical Genetics and Genomics recommendations.(1) Variants are classified based on known, predicted, or possible pathogenicity and reported with interpretive comments detailing their potential or known significance. | Clinical Correlations: Test results should be interpreted in the context of clinical findings, family history, and other laboratory data. Misinterpretation of results may occur if the information provided is inaccurate or incomplete. If testing was performed because of a clinically significant family history, it is often useful to first test an affected family member. Detection of a reportable variant in an affected family member would allow for more informative testing of at-risk individuals. To discuss the availability of additional testing options or for assistance in the interpretation of these results, contact the Mayo Clinic Laboratories genetic counselors at 800-533-1710. Technical Limitations: Next-generation sequencing may not detect all types of genomic variants. In rare cases, false-negative or false-positive results may occur. The depth of coverage may be variable for some target regions; assay performance below the minimum acceptable criteria or for failed regions will be noted. Given these limitations, negative results do not rule out the diagnosis of a genetic disorder. If a specific clinical disorder is suspected, evaluation by alternative methods can be considered. There may be regions of genes that cannot be effectively evaluated by sequencing or deletion and duplication analysis as a result of technical limitations of the assay, including regions of homology, high guanine-cytosine (GC) content, and repetitive sequences. Confirmation of select reportable variants will be performed by alternate methodologies based on internal laboratory criteria. This test is validated to detect 95% of deletions up to 75 base pairs (bp) and insertions up to 47 bp. Deletions-insertions (delins) of 40 or more bp, including mobile element insertions, may be less reliably detected than smaller delins. Deletion/Duplication Analysis: This analysis targets single and multi-exon deletions/duplications; however, in some instances single exon resolution cannot be achieved due to isolated reduction in sequence coverage or inherent genomic complexity. Balanced structural rearrangements (such as translocations and inversions) may not be detected. This test is not designed to detect low levels of mosaicism or to differentiate between somatic and germline variants. If there is a possibility that any detected variant is somatic, additional testing may be necessary to clarify the significance of results. Genes may be added or removed based on updated clinical relevance. For detailed information regarding gene specific performance and technical limitations, see Method Description or contact a laboratory genetic counselor. If the patient has had an allogeneic hematopoietic stem cell transplant or a recent blood transfusion, results may be inaccurate due to the presence of donor DNA. Call Mayo Clinic Laboratories for instructions for testing patients who have received a bone marrow transplant. Reclassification of Variants: Currently, it is not standard practice for the laboratory to systematically review previously classified variants on a regular basis. The laboratory encourages healthcare providers to contact the laboratory at any time to learn how the classification of a particular variant may have changed over time. Due to broadening genetic knowledge, it is possible that the laboratory may discover new information of relevance to the patient. Should that occur, the laboratory may issue an amended report. Variant Evaluation: Evaluation and categorization of variants are performed using published American College of Medical Genetics and Genomics and the Association for Molecular Pathology recommendations as a guideline.(1) Other gene-specific guidelines may also be considered. Variants are classified based on known, predicted, or possible pathogenicity and reported with interpretive comments detailing their potential or known significance. Variants classified as benign or likely benign are not reported. Multiple in silico evaluation tools may be used to assist in the interpretation of these results. The accuracy of predictions made by in silico evaluation tools is highly dependent upon the data available for a given gene, and periodic updates to these tools may cause predictions to change over time. Results from in silico evaluation tools should be interpreted with caution and professional clinical judgment. Rarely, incidental or secondary findings may implicate another predisposition or presence of active disease. These findings will be carefully reviewed to determine whether they will be reported. | 1. Richards S, Aziz N, Bale S, et al. Standards and guidelines for the interpretation of sequence variants: a joint consensus recommendation of the American College of Medical Genetics and Genomics and the Association for Molecular Pathology. Genet Med. 2015;17(5):405-424 2. Klein CJ. Charcot-Marie-Tooth disease and other hereditary neuropathies. Continuum (Minneap Minn). 2020;26(5):1224-1256 3. Beijer D, Baets J. The expanding genetic landscape of hereditary motor neuropathies. Brain. 2020;143(12):3540-3563 4. Rossor AM, Kalmar B, Greensmith L, Reilly MM. The distal hereditary motor neuropathies. J Neurol Neurosurg Psychiatry. 2012;83(1):6-14 | Next-generation sequencing (NGS) and/or Sanger sequencing are performed to test for the presence of variants in coding regions and intron/exon boundaries of the genes analyzed as well as some other regions that have known disease-causing variants. The human genome reference GRCh37/hg19 build was used for sequence read alignment. At least 99% of the bases are covered at a read depth over 30X. Sensitivity is estimated at above 99% for single nucleotide variants, above 94% for deletion-insertions (delins)less than 40 base pairs (bp), above 95% for deletions up to 75 bp and insertions up to 47 bp. NGS and/or a polymerase chain reaction (PCR)-based quantitative method is performed to test for the presence of deletions and duplications in the genes analyzed. There may be regions of genes that cannot be effectively evaluated by sequencing or deletion and duplication analysis as a result of technical limitations of the assay, including regions of homology, high guanine-cytosine (GC) content, and repetitive sequences. SeeTargeted Genes and Methodology Details for the Inherited Motor Neuropathy Gene Panelfor details regarding the targeted genes analyzed for each test and specific gene regions not routinely covered. Confirmation of select reportable variants may be performed by alternate methodologies based on internal laboratory criteria. Droplet digital PCR is performed for detection and quantification ofSMN1exon 7 andSMN2exon 7 associated with spinal muscular atrophy.(Unpublished Mayo method) Genes analyzed:ATP7A, BICD2, BSCL2, CPOX, DCTN1, DNAJB2, FBXO38, GARS1, GBF1, HINT1, HSPB1, HSPB8, IGHMBP2, PLEKHG5, SETX, SIGMAR1, SLC5A7, SOD1, SORD, SPTAN1, TRPV4, VRK1, VWA1,andWARS1 | 21 to 35 days | Whole blood: 2 weeks (if available); Extracted DNA: 3 months | This test was developed and its performance characteristics determined by Mayo Clinic in a manner consistent with CLIA requirements. It has not been cleared or approved by the US Food and Drug Administration. | 81404 x 28140581406 x 28147981479 (if appropriate for government payers) | Motor Neuropathy Gene Panel | 103727-4 | 617583 | Released By | 18771-6
MDYSP | Inherited Muscular Dystrophy Gene Panel, Varies | Establishing a molecular diagnosis for patients with muscular dystrophy Identifying variants within genes known to be associated with muscular dystrophy, allowing for predictive testing of at-risk family members | Sequence Capture and Targeted Next-Generation Sequencing followed by Polymerase Chain Reaction (PCR) and Sanger Sequencing | Yes | Muscular Dystrophy Gene Panel | For more information seeNeuromuscular Myopathy Testing Algorithm | Patient Preparation:A previous bone marrow transplant from an allogenic donor will interfere with testing. For instructions for testing patients who have received a bone marrow transplant, call 800-533-1710. Specimen Type:Whole blood Container/Tube:Lavender top (EDTA) or yellow top (ACD) Acceptable:Any anticoagulant Specimen Volume:3 mL Collection Instructions: 1. Invert several times to mix blood. 2. Send specimen in original tube.Do not aliquot. Specimen Stability Information:Ambient (preferred)/Refrigerated Additional Information: To ensure minimum volume and concentration of DNA is met, the preferred volume of blood must be submitted. Testing may be canceled if DNA requirements are inadequate. | 1 mL | Muscular dystrophies are a heterogeneous group of neuromuscular conditions characterized by skeletal muscle wasting due to muscle dysfunction. The muscular dystrophies can be subdivided into the dystrophinopathies: Emery-Dreifuss muscular dystrophy, limb-girdle muscular dystrophies, distal myopathies, and congenital muscular dystrophies. A clinical diagnosis is typically based on distribution and severity of muscular involvement, mode of inheritance, and other associated symptoms. The dystrophinopathies include Duchenne muscular dystrophy and Becker muscular dystrophy. These 2 forms are inherited in an X-linked manner and typically present with variable degrees of a limb-girdle pattern of weakness and can develop dilated cardiomyopathy. Emery-Dreifuss muscular dystrophy is characterized by the triad of joint contractures, slowly progressive muscle weakness and wasting, and cardiac involvement. Limb-girdle muscular dystrophy is characterized by weakness and wasting predominately of the hips, shoulders, and proximal extremity muscles. Distal myopathies are disorders with weakness and atrophy predominantly in the distal muscles. Congenital muscular dystrophies are progressive early-onset muscle disorders that often have brain and other organ involvement. They are characterized by hypotonia, delayed motor development, and progressive weakness. Given the clinical overlap of muscular dystrophies, multigene panels can be an efficient and cost-effective way to establish a molecular diagnosis for individuals who are symptomatic. | An interpretive report will be provided. | All detected variants are evaluated according to American College of Medical Genetics and Genomics recommendations.(1) Variants are classified based on known, predicted, or possible pathogenicity and reported with interpretive comments detailing their potential or known significance. | Clinical Correlations: Test results should be interpreted in the context of clinical findings, family history, and other laboratory data. Misinterpretation of results may occur if the information provided is inaccurate or incomplete. If testing was performed because of a clinically significant family history, it is often useful to first test an affected family member. Detection of a reportable variant in an affected family member would allow for more informative testing of at-risk individuals. To discuss the availability of additional testing options or for assistance in the interpretation of these results, contact the Mayo Clinic Laboratories genetic counselors at 800-533-1710. Technical Limitations: Next-generation sequencing may not detect all types of genomic variants. In rare cases, false-negative or false-positive results may occur. The depth of coverage may be variable for some target regions; assay performance below the minimum acceptable criteria or for failed regions will be noted. Given these limitations, negative results do not rule out the diagnosis of a genetic disorder. If a specific clinical disorder is suspected, evaluation by alternative methods can be considered. There may be regions of genes that cannot be effectively evaluated by sequencing or deletion and duplication analysis as a result of technical limitations of the assay, including regions of homology, high guanine-cytosine (GC) content, and repetitive sequences. Confirmation of select reportable variants will be performed by alternate methodologies based on internal laboratory criteria. This test is validated to detect 95% of deletions up to 75 base pairs (bp) and insertions up to 47 bp. Deletions-insertions (delins) of 40 or more bp, including mobile element insertions, may be less reliably detected than smaller delins. Deletion/Duplication Analysis: This analysis targets single and multi-exon deletions/duplications; however, in some instances single exon resolution cannot be achieved due to isolated reduction in sequence coverage or inherent genomic complexity. Balanced structural rearrangements (such as translocations and inversions) may not be detected. This test is not designed to detect low levels of mosaicism or to differentiate between somatic and germline variants. If there is a possibility that any detected variant is somatic, additional testing may be necessary to clarify the significance of results. Genes may be added or removed based on updated clinical relevance. For detailed information regarding gene specific performance and technical limitations, see Method Description or contact a laboratory genetic counselor. If the patient has had an allogeneic hematopoietic stem cell transplant or a recent blood transfusion, results may be inaccurate due to the presence of donor DNA. Call Mayo Clinic Laboratories for instructions for testing patients who have received a bone marrow transplant. Reclassification of Variants: Currently, it is not standard practice for the laboratory to systematically review previously classified variants on a regular basis. The laboratory encourages healthcare providers to contact the laboratory at any time to learn how the classification of a particular variant may have changed over time. Due to broadening genetic knowledge, it is possible that the laboratory may discover new information of relevance to the patient. Should that occur, the laboratory may issue an amended report. Variant Evaluation: Evaluation and categorization of variants are performed using published American College of Medical Genetics and Genomics and the Association for Molecular Pathology recommendations as a guideline.(1) Other gene-specific guidelines may also be considered. Variants are classified based on known, predicted, or possible pathogenicity and reported with interpretive comments detailing their potential or known significance. Variants classified as benign or likely benign are not reported. Multiple in silico evaluation tools may be used to assist in the interpretation of these results. The accuracy of predictions made by in silico evaluation tools is highly dependent upon the data available for a given gene, and periodic updates to these tools may cause predictions to change over time. Results from in silico evaluation tools should be interpreted with caution and professional clinical judgment. Rarely, incidental or secondary findings may implicate another predisposition or presence of active disease. These findings will be carefully reviewed to determine whether they will be reported. | 1. Richards S, Aziz N, Bale S, et al. Standards and guidelines for the interpretation of sequence variants: a joint consensus recommendation of the American College of Medical Genetics and Genomics and the Association for Molecular Pathology. Genet Med. 2015;17(5):405-424 2. Hermans MC, Pinto YM, Merkies IS, et al. Hereditary muscular dystrophies of the heart. Neuromuscul Disord. 2010;20(8):479-492 3. Wicklund MP, Kissel JT. The limb-girdle muscular dystrophies. Neurol Clin. 2014;32(3):729-749 4. Flanigan KM. The muscular dystrophies. Semin Neurol. 2012;32(3):255-263 5. Iannaccone ST, Castro D. Congenital muscular dystrophies and congenital myopathies. Continuum (Minneap Minn). 2013;19(6 Muscle Disease):1509-1534 | Next-generation sequencing (NGS) and/or Sanger sequencing are performed to test for the presence of variants in coding regions and intron/exon boundaries of the genes analyzed, as well as some other regions that have known disease-causing variants. The human genome reference GRCh37/hg19 build was used for sequence read alignment. At least 99% of the bases are covered at a read depth over 30X. Sensitivity is estimated at above 99% for single nucleotide variants, above 94% for deletions-insertions (delins) less than 40 base pairs (bp), above 95% for deletions up to 75 bp and insertions up to 47 bp. NGS and/or a polymerase chain reaction based quantitative method is performed to test for the presence of deletions and duplications in the genes analyzed. There may be regions of genes that cannot be effectively evaluated by sequencing or deletion and duplication analysis as a result of technical limitations of the assay, including regions of homology, high guanine-cytosine (GC) content, and repetitive sequences. SeeTargeted Genes and Methodology Details for Inherited Muscular Dystrophy Gene Panelfor details regarding the targeted genes analyzed for each test and specific gene regions not routinely covered.(Unpublished Mayo method) Confirmation of select reportable variants may be performed by alternate methodologies based on internal laboratory criteria. Genes analyzed:ACTA1, ANO5, B3GALNT2, B4GAT1, BAG3, BIN1, BVES, CAPN3, CAV3, CAVIN1, CHKB, COL12A1, COL6A1, COL6A2, COL6A3, CRPPA, CRYAB, DAG1, DES, DMD, DNAJB6, DNM2, DPM1, DPM2, DPM3, DYSF, EMD, FHL1, FKRP, FKTN, FLNC, GAA, GMPPB, GNE, GOSR2, HNRNPA1, HNRNPA2B1, HNRNPDL, INPP5K, ITGA7, JAG2, LAMA2, LARGE1, LDB3, LMNA, MATR3, MSTO1, MYH7, MYOT, PLEC, POGLUT1, POMGNT1, POMGNT2, POMK, POMT1, POMT2, RXYLT1, SELENON, SGCA, SGCB, SGCD, SGCG, SQSTM1, SUN1, SUN2, SYNE1, TCAP, TIA1, TMEM43, TNPO3, TOR1AIP1, TRAPPC11, TRIM32, TTN, andVCP. | 21 to 35 days | Whole Blood: 2 weeks (if available); Extracted DNA: 3 months | This test was developed and its performance characteristics determined by Mayo Clinic in a manner consistent with CLIA requirements. It has not been cleared or approved by the US Food and Drug Administration. | 81443 | Muscular Dystrophy Gene Panel | 103952-8 | 617648 | Released By | 18771-6
PARDP | Inherited Parkinson Disease Gene Panel, Varies | Establishing a molecular diagnosis for patients with Parkinson disease Identifying variants within genes known to be associated with Parkinson disease, allowing for predictive testing of at-risk family members | Sequence Capture and Targeted Next-Generation Sequencing followed by Polymerase Chain Reaction (PCR) and Sanger Sequencing | Yes | Parkinson Disease Gene Panel | Varies | Patient Preparation:A previous bone marrow transplant from an allogenic donor will interfere with testing. For instructions for testing patients who have received a bone marrow transplant, call 800-533-1710. Specimen Type:Whole blood Container/Tube:Lavender top (EDTA) or yellow top (ACD) Acceptable:Any anticoagulant Specimen Volume:3 mL Collection Instructions: 1. Invert several times to mix blood. 2. Send whole blood specimen in original tube.Do not aliquot. Specimen Stability Information:Ambient (preferred)/Refrigerated Additional Information: To ensure minimum volume and concentration of DNA is met, the preferred volume of blood must be submitted. Testing may be canceled if DNA requirements are inadequate. | 1 mL | Parkinson disease is the second most common neurodegenerative movement disorder, and is characterized by rest tremor, muscle rigidity, bradykinesia, and postural instability. The most common nonmotor features include olfactory dysfunction, cognitive impairment, psychiatric symptoms, and autonomic dysfunction. Onset of disease is commonly around 60 years, but the juvenile form can have onset prior to age 20 years. Early-Parkinson disease has an onset between 20 to 50 years, and late-onset Parkinson disease occurs after age 50 years. The clinical diagnosis is based on parkinsonian motor features, namely bradykinesia plus rigidity and resting tremor. Parkinson disease results from interplay between nongenetic and genetic factors. Risk factors for Parkinson disease include sex, ethnicity, age, and environmental exposures. However, genetic factors are increasingly recognized as causative, with both known monogenic causes and susceptibility genes known. | An interpretive report will be provided. | All detected variants are evaluated according to American College of Medical Genetics and Genomics recommendations.(1) Variants are classified based on known, predicted, or possible pathogenicity and reported with interpretive comments detailing their potential or known significance. | Clinical Correlations: Test results should be interpreted in the context of clinical findings, family history, and other laboratory data. Misinterpretation of results may occur if the information provided is inaccurate or incomplete. If testing was performed because of a clinically significant family history, it is often useful to first test an affected family member. Detection of a reportable variant in an affected family member would allow for more informative testing of at-risk individuals. To discuss the availability of additional testing options or for assistance in the interpretation of these results, contact the Mayo Clinic Laboratories genetic counselors at 800-533-1710. Technical Limitations: Next-generation sequencing may not detect all types of genomic variants. In rare cases, false-negative or false-positive results may occur. The depth of coverage may be variable for some target regions; assay performance below the minimum acceptable criteria or for failed regions will be noted. Given these limitations, negative results do not rule out the diagnosis of a genetic disorder. If a specific clinical disorder is suspected, evaluation by alternative methods can be considered. There may be regions of genes that cannot be effectively evaluated by sequencing or deletion and duplication analysis as a result of technical limitations of the assay, including regions of homology, high guanine-cytosine (GC) content, and repetitive sequences. Confirmation of select reportable variants will be performed by alternate methodologies based on internal laboratory criteria. This test is validated to detect 95% of deletions up to 75 base pairs (bp) and insertions up to 47 bp. Deletions-insertions (delins) of 40 or more bp, including mobile element insertions, may be less reliably detected than smaller delins. Deletion/Duplication Analysis: This analysis targets single and multi-exon deletions/duplications; however, in some instances single exon resolution cannot be achieved due to isolated reduction in sequence coverage or inherent genomic complexity. Balanced structural rearrangements (such as translocations and inversions) may not be detected. This test is not designed to detect low levels of mosaicism or to differentiate between somatic and germline variants. If there is a possibility that any detected variant is somatic, additional testing may be necessary to clarify the significance of results. Genes may be added or removed based on updated clinical relevance. For detailed information regarding gene specific performance and technical limitations, see Method Description or contact a laboratory genetic counselor. If the patient has had an allogeneic hematopoietic stem cell transplant or a recent blood transfusion, results may be inaccurate due to the presence of donor DNA. Call Mayo Clinic Laboratories for instructions for testing patients who have received a bone marrow transplant. Reclassification of Variants: Currently, it is not standard practice for the laboratory to systematically review previously classified variants on a regular basis. The laboratory encourages healthcare providers to contact the laboratory at any time to learn how the classification of a particular variant may have changed over time. Due to broadening genetic knowledge, it is possible that the laboratory may discover new information of relevance to the patient. Should that occur, the laboratory may issue an amended report. Variant Evaluation: Evaluation and categorization of variants are performed using published American College of Medical Genetics and Genomics and the Association for Molecular Pathology recommendations as a guideline.(1) Other gene-specific guidelines may also be considered. Variants are classified based on known, predicted, or possible pathogenicity and reported with interpretive comments detailing their potential or known significance. Variants classified as benign or likely benign are not reported. Multiple in silico evaluation tools may be used to assist in the interpretation of these results. The accuracy of predictions made by in silico evaluation tools is highly dependent upon the data available for a given gene, and periodic updates to these tools may cause predictions to change over time. Results from in silico evaluation tools should be interpreted with caution and professional clinical judgment. Rarely, incidental or secondary findings may implicate another predisposition or presence of active disease. These findings will be carefully reviewed to determine whether they will be reported. | 1. Richards S, Aziz N, Bale S, et al. Standards and guidelines for the interpretation of sequence variants: a joint consensus recommendation of the American College of Medical Genetics and Genomics and the Association for Molecular Pathology. Genet Med 2015;17(5):405-424. 2. Deng H, Wang P, Jankovic J. The genetics of Parkinson disease. Ageing Res Rev. 2018;42:72-85 3. Kalia LV, Lang AE. Parkinson's disease. Lancet. 2015;386(9996):896-912 | Next-generation sequencing (NGS) and/or Sanger sequencing are performed to test for the presence of variants in coding regions and intron/exon boundaries of the genes analyzed, as well as some other regions that have known disease-causing variants. The human genome reference GRCh37/hg19 build was used for sequence read alignment. At least 99% of the bases are covered at a read depth over 30X. Sensitivity is estimated at above 99% for single nucleotide variants, above 94% for deletions-insertions (delins) less than 40 base pairs (bp), above 95% for deletions up to 75 bp and insertions up to 47 bp. NGS and/or a polymerase chain reaction-based quantitative method is performed to test for the presence of deletions and duplications in the genes analyzed. There may be regions of genes that cannot be effectively evaluated by sequencing or deletion and duplication analysis as a result of technical limitations of the assay, including regions of homology, high guanine-cytosine (GC) content, and repetitive sequences. SeeTargeted Genes and Methodology Details for Inherited Parkinson Disease Gene Panelfor details regarding the targeted genes analyzed for each test and specific gene regions not routinely covered.(Unpublished Mayo method) Confirmation of select reportable variants may be performed by alternate methodologies based on internal laboratory criteria. Genes analyzed:ADORA1, AHSA1, ANG, ANO3, APP, ATP13A2, ATP1A3, ATP6AP2, ATP7B, C19orf12, CHCHD2, CHMP2B, CLN3, CP, CSF1R, CYP27A1, DCAF17, DCTN1, DDC, DNAJB2, DNAJC12, DNAJC13, DNAJC6, DNM1L, EIF4G1, FBXO7, FTL, FUS, GBA, GCH1, GIGYF2, GRN, HTRA2, KIF5A, LRP10, LRRK2, LYST, MAPT, OPTN, PANK2, PARK7, PDE10A, PDE8B, PDGFB, PDGFRB, PEX1, PINK1, PLA2G6, PLD3, PODXL, POLG, POLG2, PRKAR1B, PRKN, PRKRA, PRRT2, PSEN1, PSEN2, PTRHD1, RAB29, RAB39B, RIC3, SIGMAR1, SLC18A2, SLC20A2, SLC30A10, SLC39A14, SLC6A3, SNCA, SNCB, SOD1, SPG11, SPR, SQSTM1, SYNJ1, TAF1, TAF15, TARDBP, TENM4, TH, THAP1, TMEM230, TOR1A, TUBA4A, TWNK, UBQLN2, UCHL1, UNC13A, VCP, VPS13A, VPS13C, VPS35, WDR45,andXPR1 | 21 to 35 days | Whole blood: 2 weeks (if available); Extracted DNA: 3 months | This test was developed and its performance characteristics determined by Mayo Clinic in a manner consistent with CLIA requirements. It has not been cleared or approved by the US Food and Drug Administration. | 8140381404 x 381405 x 481406 x 981407814088147981479 (if appropriate for government payers) | Parkinson Disease Gene Panel | 103956-9 | 617687 | Released By | 18771-6
RABMP | Inherited Rhabdomyolysis and Metabolic Myopathy Panel, Varies | Establishing a molecular diagnosis for patients with rhabdomyolysis and metabolic myopathy Identifying variants within genes known to be associated with rhabdomyolysis and metabolic myopathy, allowing for predictive testing of at-risk family members | Sequence Capture and Targeted Next-Generation Sequencing followed by Polymerase Chain Reaction (PCR) and Sanger Sequencing | Yes | Rhabdo/Metabolic Myopathy Panel | For more information seeNeuromuscular Myopathy Testing Algorithm | Patient Preparation:A previous bone marrow transplant from an allogenic donor will interfere with testing. For instructions for testing patients who have received a bone marrow transplant, call 800-533-1710. Specimen Type:Whole blood Container/Tube:Lavender top (EDTA) or yellow top (ACD) Acceptable:Any anticoagulant Specimen Volume:3 mL Collection Instructions: 1. Invert several times to mix blood. 2. Send specimen in original tube.Do not aliquot. Specimen Stability Information:Ambient (preferred)/Refrigerated Additional Information: To ensure minimum volume and concentration of DNA is met, the preferred volume of blood must be submitted. Testing may be canceled if DNA requirements are inadequate. | 1 mL | Rhabdomyolysis results from the rapid breakdown of skeletal muscle fibers, which leads to leakage of potentially toxic cellular contents into the blood stream. The clinical severity can range from asymptomatic creatine kinase elevation to a life-threatening disease. The clinical features include acute-onset myalgia, transient muscle weakness, and pigmenturia. Genetic causes of rhabdomyolysis include metabolic myopathy, mitochondrial disorders, disorders of intramuscular calcium release, and muscular dystrophies. Metabolic myopathies are a diverse group of inherited biochemical diseases involving limitation of the use of fuels by skeletal muscle to generate energy. Metabolic myopathies include disorders of fatty acid oxidation, disorders of glycogen and glucase metabolism, and mitochondrial respiratory chain disease. Biochemical testing in multiple tissue types, including blood, urine, and muscle, can help to determine which category of muscle disease is most likely. Disorders of fatty acid oxidation are one category of metabolic myopathies characterized by hypoketotic hypoglycemia, hepatic dysfunction, skeletal myopathy, dilated and hypertrophic cardiomyopathy, and sudden or unexpected death. Mitochondrial fatty acid beta-oxidation plays an important role in energy production, particularly in skeletal and heart muscle, and in hepatic ketone body formation during periods of fasting. Biochemical testing such as urine organic acids, plasma acylcarnitines, and fatty acids can aid in diagnosis. These test results are influenced by dietary factors and the clinical status of the patient, which often leads to incomplete diagnostic information or even false-negative results. Disorders of glycogen and glucose metabolism are another category of metabolic myopathies primarily affecting muscle and resulting in exercise intolerance, recurrent rhabdomyolysis, and myoglobinuria. Creatine kinase level is typically elevated during a major event. Muscle biopsy is often performed to verify absence of enzyme activity for the specific type of glycogenosis disease. Polyglucosan body disease involves progressive neurogenic bladder, spasticity and weakness causing gait difficulties from either primary muscle or nerve involvements, sensory loss mainly in the distal lower extremities, and mild cognitive difficulties such as executive dysfunction. Mitochondrial myopathies due to coenzyme Q10 deficiency are a group of heterogenous diseases. These mitochondrial diseases are characterized by muscle weakness, exercise intolerance, elevated creatine kinase, and abnormal muscle biopsy findings. | An interpretive report will be provided. | All detected variants are evaluated according to American College of Medical Genetics and Genomics recommendations.(1) Variants are classified based on known, predicted, or possible pathogenicity and reported with interpretive comments detailing their potential or known significance. | Clinical Correlations: Test results should be interpreted in the context of clinical findings, family history, and other laboratory data. Misinterpretation of results may occur if the information provided is inaccurate or incomplete. If testing was performed because of a clinically significant family history, it is often useful to first test an affected family member. Detection of a reportable variant in an affected family member would allow for more informative testing of at-risk individuals. To discuss the availability of additional testing options or for assistance in the interpretation of these results, contact the Mayo Clinic Laboratories genetic counselors at 800-533-1710. Technical Limitations: Next-generation sequencing may not detect all types of genomic variants. In rare cases, false-negative or false-positive results may occur. The depth of coverage may be variable for some target regions; assay performance below the minimum acceptable criteria or for failed regions will be noted. Given these limitations, negative results do not rule out the diagnosis of a genetic disorder. If a specific clinical disorder is suspected, evaluation by alternative methods can be considered. There may be regions of genes that cannot be effectively evaluated by sequencing or deletion and duplication analysis as a result of technical limitations of the assay, including regions of homology, high guanine-cytosine (GC) content, and repetitive sequences. Confirmation of select reportable variants will be performed by alternate methodologies based on internal laboratory criteria. This test is validated to detect 95% of deletions up to 75 base pairs (bp) and insertions up to 47 bp. Deletions-insertions (delins) of 40 or more bp, including mobile element insertions, may be less reliably detected than smaller delins. Deletion/Duplication Analysis: This analysis targets single and multi-exon deletions/duplications; however, in some instances single exon resolution cannot be achieved due to isolated reduction in sequence coverage or inherent genomic complexity. Balanced structural rearrangements (such as translocations and inversions) may not be detected. This test is not designed to detect low levels of mosaicism or to differentiate between somatic and germline variants. If there is a possibility that any detected variant is somatic, additional testing may be necessary to clarify the significance of results. Genes may be added or removed based on updated clinical relevance. For detailed information regarding gene specific performance and technical limitations, see Method Description or contact a laboratory genetic counselor. If the patient has had an allogeneic hematopoietic stem cell transplant or a recent blood transfusion, results may be inaccurate due to the presence of donor DNA. Call Mayo Clinic Laboratories for instructions for testing patients who have received a bone marrow transplant. Reclassification of Variants: Currently, it is not standard practice for the laboratory to systematically review previously classified variants on a regular basis. The laboratory encourages health care providers to contact the laboratory at any time to learn how the classification of a particular variant may have changed over time. Due to broadening genetic knowledge, it is possible that the laboratory may discover new information of relevance to the patient. Should that occur, the laboratory may issue an amended report. Variant Evaluation: Evaluation and categorization of variants are performed using published American College of Medical Genetics and Genomics and the Association for Molecular Pathology recommendations as a guideline.(1) Other gene-specific guidelines may also be considered. Variants are classified based on known, predicted, or possible pathogenicity and reported with interpretive comments detailing their potential or known significance. Variants classified as benign or likely benign are not reported. Multiple in silico evaluation tools may be used to assist in the interpretation of these results. The accuracy of predictions made by in silico evaluation tools is highly dependent upon the data available for a given gene, and periodic updates to these tools may cause predictions to change over time. Results from in silico evaluation tools should be interpreted with caution and professional clinical judgment. Rarely, incidental or secondary findings may implicate another predisposition or presence of active disease. These findings will be carefully reviewed to determine whether they will be reported. | 1. Richards S, Aziz N, Bale S, et al. Standards and guidelines for the interpretation of sequence variants: a joint consensus recommendation of the American College of Medical Genetics and Genomics and the Association for Molecular Pathology. Genet Med. 2015;17(5):405-424 2. Scalco RS, Gardiner AR, Pitceathly RD, et al. Rhabdomyolysis: a genetic perspective. Orphanet J Rare Dis. 2015 2;10:51 | Next-generation sequencing (NGS) and/or Sanger sequencing are performed to test for the presence of variants in coding regions and intron/exon boundaries of the genes analyzed, as well as some other regions that have known disease-causing variants. The human genome reference GRCh37/hg19 build was used for sequence read alignment. At least 99% of the bases are covered at a read depth over 30X. Sensitivity is estimated at above 99% for single nucleotide variants, above 94% for deletions-insertions (delins) less than 40 base pairs (bp), above 95% for deletions up to 75 bp and insertions up to 47 bp. NGS and/or a polymerase chain reaction-based quantitative method is performed to test for the presence of deletions and duplications in the genes analyzed. There may be regions of genes that cannot be effectively evaluated by sequencing or deletion and duplication analysis as a result of technical limitations of the assay, including regions of homology, high guanine-cytosine (GC) content, and repetitive sequences. SeeTargeted Genes and Methodology Details for Inherited Rhabdomyolysis and Metabolic Myopathy Gene Panelfor details regarding the targeted genes analyzed for each test and specific gene regions not routinely covered.(Unpublished Mayo method) Confirmation of select reportable variants may be performed by alternate methodologies based on internal laboratory criteria. Genes analyzed:ABHD5, ACAD9, ACADM, ACADS, ACADVL, AGK, AGL, ALDOA, ANO5, ATP2A1, CASQ1, CAVIN1, CHCHD10, COQ2, COQ4, COQ6, COQ8A, COQ9, CPT2, CTDP1, DGUOK, DMD, DNA2, DYSF, ENO3, ETFA, ETFB, ETFDH, FBXL4, FDX2, FKRP, FKTN, FLAD1, GAA, GBE1, GFER, GYG1, GYS1, HADHA, HADHB, ISCU, LAMP2, LDHA, LPIN1, MGME1, MRPS25, MSTO1, OPA1, PDSS1, PDSS2, PFKM, PGAM2, PGK1, PGM1, PHKA1, PNPLA2, PNPLA8, POLG, POLG2, PRKAG2, PUS1, PYGM, RBCK1, RNASEH1, RRM2B, RYR1, SCN4A, SDHA, SLC22A5, SLC25A20, SLC25A4, SLC25A42, SUCLA2, SUCLG1, TANGO2, TK2, TMEM65, TRIM32, TSFM, TTC19, TWNK, VMA21, YARS2 | 14 to 21 days | Whole Blood: 2 weeks (if available); Extracted DNA: 3 months | This test was developed and its performance characteristics determined by Mayo Clinic in a manner consistent with CLIA requirements. It has not been cleared or approved by the US Food and Drug Administration. | 81443 | Rhabdo/Metabolic Myopathy Panel | 102118-7 | 617713 | Released By | 18771-6
ISNP | Inherited Sensory Neuropathy Gene Panel, Varies | Establishing a molecular diagnosis for patients with hereditary sensory (HSN) and autonomic neuropathy (HSAN) Identifying variants within genes known to be associated with HSN and HSAN, allowing for predictive testing of at-risk family members | Sequence Capture and Targeted Next-Generation Sequencing followed by Polymerase Chain Reaction (PCR) and Sanger Sequencing | Yes | Sensory Neuropathy Gene Panel | For more information seeHereditary Peripheral Neuropathy Diagnostic Algorithm | Patient Preparation:A previous bone marrow transplant from an allogenic donor will interfere with testing. For instructions for testing patients who have received a bone marrow transplant, call 800-533-1710. Specimen Type:Whole blood Container/Tube:Lavender top (EDTA) or yellow top (ACD) Acceptable:Any anticoagulant Specimen Volume:3 mL Collection Instructions: 1. Invert several times to mix blood. 2. Send whole blood specimen in original tube.Do not aliquot. Specimen Stability Information:Ambient (preferred)/Refrigerated Additional Information: To ensure minimum volume and concentration of DNA is met, the preferred volume of blood must be submitted. Testing may be canceled if DNA requirements are inadequate. | 1 mL | The hereditary sensory and autotomic neuropathies (HSAN), or hereditary sensory neuropathies (HSN) if autonomic dysfunction is absent, are one of the major categories of inherited peripheral neuropathies. They predominantly feature slowly progressive loss of multimodal sensation and autonomic dysfunction. The HSAN have a range of phenotypes from pure sensory involvement through phenotypes with levels of motor involvement and minor autonomic disturbances, to almost pure autonomic neuropathies. The most common features of HSAN include the loss of sensation of pain and temperature. HSAN are subdivided into types 1 through 5 based on age of onset, inheritance pattern, and clinical features. HSAN type 1 follows an autosomal dominant inheritance pattern with juvenile through adult onset. Clinically this group is variable but can include severe sensory loss and autonomic dysfunction. HSAN type 2 follows an autosomal recessive inheritance pattern with onset in infancy or early childhood. This group is predominantly a sensory neuropathy with distal numbness and progressive loss of pain, temperature, and touch sensation. Motor involvement is not common in patients with HSAN type II. HSAN type 3 is also called familial dysautonomia and has autosomal recessive inheritance. Patients present with prominent, widespread autonomic disturbances, as well as small-fiber sensory dysfunction. HSAN type 4 is also called congenital insensitivity to pain with anhidrosis and has autosomal recessive inheritance. HSAN type 5 strongly resembles HSAN type 4, but patients show hypohidrosis instead of anhidrosis and do not have intellectual disability. | An interpretive report will be provided. | All detected variants are evaluated according to American College of Medical Genetics and Genomics recommendations.(1) Variants are classified based on known, predicted, or possible pathogenicity and reported with interpretive comments detailing their potential or known significance. | Clinical Correlations: Test results should be interpreted in the context of clinical findings, family history, and other laboratory data. Misinterpretation of results may occur if the information provided is inaccurate or incomplete. If testing was performed because of a clinically significant family history, it is often useful to first test an affected family member. Detection of a reportable variant in an affected family member would allow for more informative testing of at-risk individuals. To discuss the availability of additional testing options or for assistance in the interpretation of these results, contact the Mayo Clinic Laboratories genetic counselors at 800-533-1710. Technical Limitations: Next-generation sequencing may not detect all types of genomic variants. In rare cases, false-negative or false-positive results may occur. The depth of coverage may be variable for some target regions; assay performance below the minimum acceptable criteria or for failed regions will be noted. Given these limitations, negative results do not rule out the diagnosis of a genetic disorder. If a specific clinical disorder is suspected, evaluation by alternative methods can be considered. There may be regions of genes that cannot be effectively evaluated by sequencing or deletion and duplication analysis as a result of technical limitations of the assay, including regions of homology, high guanine-cytosine (GC) content, and repetitive sequences. Confirmation of select reportable variants will be performed by alternate methodologies based on internal laboratory criteria. This test is validated to detect 95% of deletions up to 75 base pairs (bp) and insertions up to 47 bp. Deletions-insertions (delins) of 40 or more bp, including mobile element insertions, may be less reliably detected than smaller delins. Deletion/Duplication Analysis: This analysis targets single and multi-exon deletions/duplications; however, in some instances single exon resolution cannot be achieved due to isolated reduction in sequence coverage or inherent genomic complexity. Balanced structural rearrangements (such as translocations and inversions) may not be detected. This test is not designed to detect low levels of mosaicism or to differentiate between somatic and germline variants. If there is a possibility that any detected variant is somatic, additional testing may be necessary to clarify the significance of results. Genes may be added or removed based on updated clinical relevance. For detailed information regarding gene specific performance and technical limitations, see Method Description or contact a laboratory genetic counselor. If the patient has had an allogeneic hematopoietic stem cell transplant or a recent blood transfusion, results may be inaccurate due to the presence of donor DNA. Call Mayo Clinic Laboratories for instructions for testing patients who have received a bone marrow transplant. Reclassification of Variants: Currently, it is not standard practice for the laboratory to systematically review previously classified variants on a regular basis. The laboratory encourages healthcare providers to contact the laboratory at any time to learn how the classification of a particular variant may have changed over time. Due to broadening genetic knowledge, it is possible that the laboratory may discover new information of relevance to the patient. Should that occur, the laboratory may issue an amended report. Variant Evaluation: Evaluation and categorization of variants are performed using published American College of Medical Genetics and Genomics and the Association for Molecular Pathology recommendations as a guideline.(1) Other gene-specific guidelines may also be considered. Variants are classified based on known, predicted, or possible pathogenicity and reported with interpretive comments detailing their potential or known significance. Variants classified as benign or likely benign are not reported. Multiple in silico evaluation tools may be used to assist in the interpretation of these results. The accuracy of predictions made by in silico evaluation tools is highly dependent upon the data available for a given gene, and periodic updates to these tools may cause predictions to change over time. Results from in silico evaluation tools should be interpreted with caution and professional clinical judgment. Rarely, incidental or secondary findings may implicate another predisposition or presence of active disease. These findings will be carefully reviewed to determine whether they will be reported. | 1. Richards S, Aziz N, Bale S, et al. Standards and guidelines for the interpretation of sequence variants: a joint consensus recommendation of the American College of Medical Genetics and Genomics and the Association for Molecular Pathology. Genet Med. 2015;17(5):405-424 2. Schwartzlow C, Kazamel M. Hereditary sensory and autonomic neuropathies: Adding more to the classification. Curr Neurol Neurosci Rep. 2019;19(8):52 3. Rotthier A, Baets J, Timmerman V, Janssens K. Mechanisms of disease in hereditary sensory and autonomic neuropathies. Nat Rev Neurol. 2012;8(2):73-85 4. Klein CJ. Charcot-Marie-Tooth disease and other hereditary neuropathies. Continuum (Minneap Minn). 2020;26(5):1224-1256 | Next-generation sequencing (NGS) and/or Sanger sequencing are performed to test for the presence of variants in coding regions and intron/exon boundaries of the genes analyzed, as well as some other regions that have known disease-causing variants. The human genome reference GRCh37/hg19 build was used for sequence read alignment. At least 99% of the bases are covered at a read depth over 30X. Sensitivity is estimated at above 99% for single nucleotide variants, above 94% for deletion-insertions (delins) less than 40 base pairs (bp), above 95% for deletions up to 75 bp and insertions up to 47 bp. NGS and/or a polymerase chain reaction-based quantitative method is performed to test for the presence of deletions and duplications in the genes analyzed. There may be regions of genes that cannot be effectively evaluated by sequencing or deletion and duplication analysis as a result of technical limitations of the assay, including regions of homology, high guanine-cytosine (GC) content, and repetitive sequences. SeeTargeted Genes and Methodology Details for the Inherited Sensory Neuropathy Gene Panelfor details regarding the targeted genes analyzed for each test and specific gene regions not routinely covered.(Unpublished Mayo method) Confirmation of select reportable variants may be performed by alternate methodologies based on internal laboratory criteria. Genes analyzed:AIFM1, ATL1, ATL3, CLCF1, CLTCL1, COX20, CRLF1, DNMT1, DST, ELP1, GLA, KIF1A, NGF, NTRK1, PRDM12, PRKCG, RETREG1, SCN10A, SCN11A, SCN9A, SPTLC1, SPTLC2,andWNK1 | 21 to 28 days | Whole blood: 2 weeks (if available); Extracted DNA: 3 months | This test was developed and its performance characteristics determined by Mayo Clinic in a manner consistent with CLIA requirements. It has not been cleared or approved by the US Food and Drug Administration. | 81448 | Sensory Neuropathy Gene Panel | 103729-0 | 617609 | Released By | 18771-6
SMCP | Inherited Skeletal Muscle Channelopathy Gene Panel, Varies | Establishing a molecular diagnosis for patients with a skeletal muscle channelopathy Identifying variants within genes known to be associated with a skeletal muscle channelopathy allowing for predictive testing of at-risk family members | Sequence Capture and Targeted Next-Generation Sequencing followed by Polymerase Chain Reaction (PCR) and Sanger Sequencing | Yes | Muscle Channelopathy Gene Panel | For more information seeNeuromuscular Myopathy Testing Algorithm | Patient Preparation:A previous bone marrow transplant from an allogenic donor will interfere with testing.For instructions for testing patients who have received a bone marrow transplant, call 800-533-1710. Specimen Type:Whole blood Container/Tube: Preferred:Lavender top (EDTA) or yellow top (ACD) Acceptable:Any anticoagulant Specimen Volume:3 mL Collection Instructions: 1. Invert several times to mix blood. 2. Send whole blood specimen in original tube.Do not aliquot. Specimen Stability Information:Ambient (preferred)/Refrigerated Additional Information: To ensure minimum volume and concentration of DNA is met, the preferred volume of blood must be submitted. Testing may be canceled if DNA requirements are inadequate. | 1 mL | Skeletal muscle channelopathies are neuromuscular disorders with onset predominantly in childhood and are characterized by episodic symptoms of either myotonia or paralysis. Skeletal muscle channelopathies can be divided into nondystrophic myopathies and periodic paralyses. The nondystrophic myotonias include myotonia congenita, paramyotonia congenita, and sodium channel myotonia and are characterized by muscle stiffness generated by voluntary movement. Other features include transient or prolonged weakness, pain associated with myotonia, and fatigue. The periodic paralyses include hyperkalemic periodic paralysis, hypokalemic periodic paralysis, and Andersen-Tawil syndrome and are characterized by episodic attacks of weakness, often triggered by diet or rest after exercise. | An interpretive report will be provided. | All detected variants are evaluated according to American College of Medical Genetics and Genomics recommendations.(1) Variants are classified based on known, predicted, or possible pathogenicity and reported with interpretive comments detailing their potential or known significance. | Clinical Correlations: Test results should be interpreted in the context of clinical findings, family history, and other laboratory data. Misinterpretation of results may occur if the information provided is inaccurate or incomplete. If testing was performed because of a clinically significant family history, it is often useful to first test an affected family member. Detection of a reportable variant in an affected family member would allow for more informative testing of at-risk individuals. To discuss the availability of additional testing options or for assistance in the interpretation of these results, contact the Mayo Clinic Laboratories genetic counselors at 800-533-1710. Technical Limitations: Next-generation sequencing may not detect all types of genomic variants. In rare cases, false-negative or false-positive results may occur. The depth of coverage may be variable for some target regions; assay performance below the minimum acceptable criteria or for failed regions will be noted. Given these limitations, negative results do not rule out the diagnosis of a genetic disorder. If a specific clinical disorder is suspected, evaluation by alternative methods can be considered. There may be regions of genes that cannot be effectively evaluated by sequencing or deletion and duplication analysis as a result of technical limitations of the assay, including regions of homology, high guanine-cytosine (GC) content, and repetitive sequences. Confirmation of select reportable variants will be performed by alternate methodologies based on internal laboratory criteria. This test is validated to detect 95% of deletions up to 75 base pairs (bp) and insertions up to 47 bp. Deletions-insertions (delins) of 40 or more bp, including mobile element insertions, may be less reliably detected than smaller delins. Deletion/Duplication Analysis: This analysis targets single and multi-exon deletions/duplications; however, in some instances single exon resolution cannot be achieved due to isolated reduction in sequence coverage or inherent genomic complexity. Balanced structural rearrangements (such as translocations and inversions) may not be detected. This test is not designed to detect low levels of mosaicism or to differentiate between somatic and germline variants. If there is a possibility that any detected variant is somatic, additional testing may be necessary to clarify the significance of results. Genes may be added or removed based on updated clinical relevance. For detailed information regarding gene specific performance and technical limitations, see Method Description or contact a laboratory genetic counselor. If the patient has had an allogeneic hematopoietic stem cell transplant or a recent blood transfusion, results may be inaccurate due to the presence of donor DNA. Call Mayo Clinic Laboratories for instructions for testing patients who have received a bone marrow transplant. Reclassification of Variants: Currently, it is not standard practice for the laboratory to systematically review previously classified variants on a regular basis. The laboratory encourages healthcare providers to contact the laboratory at any time to learn how the classification of a particular variant may have changed over time. Due to broadening genetic knowledge, it is possible that the laboratory may discover new information of relevance to the patient. Should that occur, the laboratory may issue an amended report. Variant Evaluation: Evaluation and categorization of variants are performed using published American College of Medical Genetics and Genomics and the Association for Molecular Pathology recommendations as a guideline.(1) Other gene-specific guidelines may also be considered. Variants are classified based on known, predicted, or possible pathogenicity and reported with interpretive comments detailing their potential or known significance. Variants classified as benign or likely benign are not reported. Multiple in silico evaluation tools may be used to assist in the interpretation of these results. The accuracy of predictions made by in silico evaluation tools is highly dependent upon the data available for a given gene, and periodic updates to these tools may cause predictions to change over time. Results from in silico evaluation tools should be interpreted with caution and professional clinical judgment. Rarely, incidental or secondary findings may implicate another predisposition or presence of active disease. These findings will be carefully reviewed to determine whether they will be reported. | 1. Richards S, Aziz N, Bale S, et al. Standards and guidelines for the interpretation of sequence variants: a joint consensus recommendation of the American College of Medical Genetics and Genomics and the Association for Molecular Pathology. Genet Med. 2015;17(5):405-424. doi:10.1038/gim.2015.30 2. Vivekanandam V, Munot P, Hanna MG, Matthews E. Skeletal Muscle Channelopathies. Neurol Clin. 2020;38(3):481-491. doi:10.1016/j.ncl.2020.04.003 3. Matthews E, Holmes S, Fialho D. Skeletal muscle channelopathies: a guide to diagnosis and management. Pract Neurol. 2021;21(3):196-204. doi:10.1136/practneurol-2020-002576 | Next-generation sequencing (NGS) and/or Sanger sequencing are performed to test for the presence of variants in coding regions and intron/exon boundaries of the genes analyzed, as well as some other regions that have known disease-causing variants. The human genome reference GRCh37/hg19 build was used for sequence read alignment. At least 99% of the bases are covered at a read depth over 30X. Sensitivity is estimated at above 99% for single nucleotide variants, above 94% for deletion/insertions (delins) less than 40 base pairs (bp), above 95% for deletions up to 75 bp and insertions up to 47 bp. NGS and/or a polymerase chain reaction-based quantitative method is performed to test for the presence of deletions and duplications in the genes analyzed. There may be regions of genes that cannot be effectively evaluated by sequencing or deletion and duplication analysis as a result of technical limitations of the assay, including regions of homology, high guanine-cytosine (GC) content, and repetitive sequences. SeeTargeted Genes and Methodology Details for the Inherited Skeletal Muscle Channelopathy Gene Panelfor details regarding the targeted genes analyzed for each test and specific gene regions not routinely covered.(Unpublished Mayo method) Confirmation of select reportable variants may be performed by alternate methodologies based on internal laboratory criteria. Genes analyzed: ATP1A2, CACNA1S, CLCN1, KCNJ2,andSCN4A | 14 to 21 days | Whole blood: 2 weeks (if available); Extracted DNA: 3 months | This test was developed and its performance characteristics determined by Mayo Clinic in a manner consistent with CLIA requirements. It has not been cleared or approved by the US Food and Drug Administration. | 8140381406 x 38147981479 (if appropriate for government payers) | Muscle Channelopathy Gene Panel | 102119-5 | 617739 | Released By | 18771-6
ISPP | Inherited Spastic Paraplegia Gene Panel, Varies | Establishing a molecular diagnosis for patients with hereditary spastic paraplegia Identifying variants within genes known to be associated with hereditary spastic paraplegia, allowing for predictive testing of at-risk family members | Sequence Capture and Targeted Next-Generation Sequencing followed by Polymerase Chain Reaction (PCR) and Sanger Sequencing | Yes | Spastic Paraplegia Gene Panel | Varies | Patient Preparation:A previous bone marrow transplant from an allogenic donor will interfere with testing.For instructions for testing patients who have received a bone marrow transplant, call 800-533-1710. Specimen Type:Whole blood Container/Tube:Lavender top (EDTA) or yellow top (ACD) Acceptable:Any anticoagulant Specimen Volume:3 mL Collection Instructions: 1. Invert several times to mix blood. 2. Send whole blood specimen in original tube.Do not aliquot. Specimen Stability Information:Ambient (preferred)/Refrigerated Additional Information: To ensure minimum volume and concentration of DNA is met, the preferred volume of blood must be submitted. Testing may be canceled if DNA requirements are inadequate. | 1 mL | Hereditary spastic paraplegias (HSP) are a group of neurodegenerative disorders characterized by progressive lower extremity weakness and spasticity, both of which can be variable. Other common neurological symptoms include ataxia, cognitive impairment, neuropathy, seizures, and dysarthria. If onset of symptoms occurs in very early childhood, symptoms may be nonprogressive and resemble spastic digenic cerebral palsy. If the onset of symptoms occurs in later childhood or after, symptoms usually progress slowly and steadily. Clinically HSP are classified in an uncomplicated or pure form and a complicated or complex form. The uncomplicated form presents with progressive lower-extremity spastic weakness, corticospinal tract signs, variable hypertonic urinary bladder disturbance, and disturbance in vibration sense and proprioception. The complicated form is characterized by the impairments present in uncomplicated HSP plus other system involvement or other neurologic findings. Additionally, the complicated form usually follows an autosomal recessive inheritance pattern, while the uncomplicated form predominantly follows an autosomal dominant inheritance pattern. Given HSP are a heterogeneous group of disorders, multigene panels can be an efficient and cost-effective way to establish a molecular diagnosis for symptomatic individuals. | An interpretive report will be provided. | All detected variants are evaluated according to American College of Medical Genetics and Genomics recommendations.(1) Variants are classified based on known, predicted, or possible pathogenicity and reported with interpretive comments detailing their potential or known significance. | Clinical Correlations: Test results should be interpreted in the context of clinical findings, family history, and other laboratory data. Misinterpretation of results may occur if the information provided is inaccurate or incomplete. If testing was performed because of a clinically significant family history, it is often useful to first test an affected family member. Detection of a reportable variant in an affected family member would allow for more informative testing of at-risk individuals. To discuss the availability of additional testing options or for assistance in the interpretation of these results, contact the Mayo Clinic Laboratories genetic counselors at 800-533-1710. Technical Limitations: Next-generation sequencing may not detect all types of genomic variants. In rare cases, false-negative or false-positive results may occur. The depth of coverage may be variable for some target regions; assay performance below the minimum acceptable criteria or for failed regions will be noted. Given these limitations, negative results do not rule out the diagnosis of a genetic disorder. If a specific clinical disorder is suspected, evaluation by alternative methods can be considered. There may be regions of genes that cannot be effectively evaluated by sequencing or deletion and duplication analysis as a result of technical limitations of the assay, including regions of homology, high guanine-cytosine (GC) content, and repetitive sequences. Confirmation of select reportable variants will be performed by alternate methodologies based on internal laboratory criteria. This test is validated to detect 95% of deletions up to 75 base pairs (bp) and insertions up to 47 bp. Deletions-insertions (delins) of 40 or more bp, including mobile element insertions, may be less reliably detected than smaller delins. Deletion/Duplication Analysis: This analysis targets single and multi-exon deletions/duplications; however, in some instances single exon resolution cannot be achieved due to isolated reduction in sequence coverage or inherent genomic complexity. Balanced structural rearrangements (such as translocations and inversions) may not be detected. This test is not designed to detect low levels of mosaicism or to differentiate between somatic and germline variants. If there is a possibility that any detected variant is somatic, additional testing may be necessary to clarify the significance of results. Genes may be added or removed based on updated clinical relevance. For detailed information regarding gene specific performance and technical limitations, see Method Description or contact a laboratory genetic counselor. If the patient has had an allogeneic hematopoietic stem cell transplant or a recent blood transfusion, results may be inaccurate due to the presence of donor DNA. Call Mayo Clinic Laboratories for instructions for testing patients who have received a bone marrow transplant. Reclassification of Variants: Currently, it is not standard practice for the laboratory to systematically review previously classified variants on a regular basis. The laboratory encourages healthcare providers to contact the laboratory at any time to learn how the classification of a particular variant may have changed over time. Due to broadening genetic knowledge, it is possible that the laboratory may discover new information of relevance to the patient. Should that occur, the laboratory may issue an amended report. Variant Evaluation: Evaluation and categorization of variants are performed using published American College of Medical Genetics and Genomics and the Association for Molecular Pathology recommendations as a guideline.(1) Other gene-specific guidelines may also be considered. Variants are classified based on known, predicted, or possible pathogenicity and reported with interpretive comments detailing their potential or known significance. Variants classified as benign or likely benign are not reported. Multiple in silico evaluation tools may be used to assist in the interpretation of these results. The accuracy of predictions made by in silico evaluation tools is highly dependent upon the data available for a given gene, and periodic updates to these tools may cause predictions to change over time. Results from in silico evaluation tools should be interpreted with caution and professional clinical judgment. Rarely, incidental or secondary findings may implicate another predisposition or presence of active disease. These findings will be carefully reviewed to determine whether they will be reported. | 1. Richards S, Aziz N, Bale S, et al. Standards and guidelines for the interpretation of sequence variants: a joint consensus recommendation of the American College of Medical Genetics and Genomics and the Association for Molecular Pathology. Genet Med. 2015;17(5):405-424 2. Murala S, Nagarajan E, Bollu PC. Hereditary spastic paraplegia. Neurol Sci. 2021;42(3):883-894 | Next-generation sequencing (NGS) and/or Sanger sequencing are performed to test for the presence of variants in coding regions and intron/exon boundaries of the genes analyzed, as well as some other regions that have known disease-causing variants. The human genome reference GRCh37/hg19 build was used for sequence read alignment. At least 99% of the bases are covered at a read depth over 30X. Sensitivity is estimated at above 99% for single nucleotide variants, above 94% fordeletion-insertions (delins)less than 40 base pairs (bp), above 95% for deletions up to 75 bp and insertions up to 47 bp. NGS and/or a polymerase chain reaction-based quantitative method is performed to test for the presence of deletions and duplications in the genes analyzed. There may be regions of genes that cannot be effectively evaluated by sequencing or deletion and duplication analysis as a result of technical limitations of the assay, including regions of homology, high guanine-cytosine (GC) content, and repetitive sequences. SeeTargeted Genes and Methodology Details for Inherited Spastic Paraplegia Gene Panelfor details regarding the targeted genes analyzed for each test and specific gene regions not routinely covered.(Unpublished Mayo method) Confirmation of select reportable variants may be performed by alternate methodologies based on internal laboratory criteria. Genes analyzed:ABCD1, ACO2, AFG3L2, ALDH18A1, AMPD2, AP4B1, AP4E1, AP4M1, AP4S1, AP5Z1, APOPT1(COA8), ARG1, ARL6IP1, ASNS, ATL1, AUH, B4GALNT1, BICD2, BOLA3, BSCL2, C12orf65(MTRFR), COQ7, CPT1C, CTC1, CTSD, CYP27A1, CYP2U1, CYP7B1, DARS1, DARS2, DDHD1, DDHD2, DLD, EARS2, ENTPD1, ERLIN1, ERLIN2, EXOSC3, FA2H, FAR1, FARS2, FUCA1, FXN, GALC, GBA2, GBE1, GJC2, GLB1, GM2A, GPT2, HACE1, HEXA, HIBCH, HSPD1, HTRA1, IBA57, IFIH1, IRF2BPL, ISCA2, KDM5C, KIDINS220, KIF1A, KIF5A, L1CAM, L2HGDH, LYRM7, MAG, MARS2, MED17, MTFMT, NIPA1, NT5C2, NUBPL, OPA3, PANK2, PDHX, PEX16, PGAP1, PLA2G6, PLP1, PNP, PNPLA6, PNPLA8, PRF1, PRUNE1, PSAP, PYCR2, RAB18, RAB3GAP1, RAB3GAP2, RARS1, REEP1, REEP2, RNASEH2A, RNASEH2B, RNASEH2C, RTN2, SACS, SAMHD1, SDHAF1, SERAC1, SLC12A6, SLC16A2, SLC19A3, SLC33A1, SLC6A8, SOX2, SPART, SPAST, SPG11, SPG21, SPG7, SPTAN1, SUMF1, TACO1, TBC1D20, TECPR2, TFG, TREX1, TTC19, TYROBP, UBAP1, UBQLN2, VAMP1, VPS13D, WASHC5, ZFYVE26,andZFYVE27 | 21 to 35 days | Whole blood: 2 weeks (if available); Extracted DNA: 3 months | This test was developed and its performance characteristics determined by Mayo Clinic in a manner consistent with CLIA requirements. It has not been cleared or approved by the US Food and Drug Administration. | 81448 | Spastic Paraplegia Gene Panel | 103730-8 | 617622 | Released By | 18771-6
INHAB | Inhibin A and B, Tumor Marker, Serum | Aiding in the diagnosis of granulosa cell tumors and mucinous epithelial ovarian tumors Monitoring of patients with granulosa cell tumors and epithelial mucinous-type tumors of the ovary known to secrete inhibin A or overexpress inhibin B | INHA: Immunoenzymatic Assay INHB: Enzyme-Linked Immunosorbent Assay (ELISA) | Yes | Inhibin A and B, Tumor Marker, S | Serum | Supplies:Sarstedt Aliquot Tube 5 mL (T914) CollectionContainer/Tube: Preferred:Serum gel Acceptable:Red top Submission Container/Tube:Plastic vial Specimen Volume:1.1 mL Collection Instructions:Centrifugeand aliquot serum into a plastic vial. | 0.9 mL | Inhibins are heterodimeric protein hormones secreted by granulosa cells of the ovary and Sertoli cells of the testis. They selectively suppress secretion of pituitary follicle stimulating hormone (FSH) and have local paracrine actions in the gonads. The inhibins consist of a dimer of 2 homologous subunits, an alpha subunit and either a beta A or beta B subunit, to form inhibin A and inhibin B, respectively. In female individuals, inhibin A is primarily produced by the dominant follicle and corpus luteum; whereas inhibin B is predominantly produced by small developing follicles. Serum inhibin A and B levels fluctuate during the menstrual cycle. Inhibin A is low in the early follicular phase and rises at ovulation to maximum levels in the midluteal phase. In contrast, inhibin B levels increase early in the follicular phase to reach a peak coincident with the onset of the mid-follicular phase decline in FSH levels. Inhibin B levels decrease in the late follicular phase. There is a short-lived peak of the hormone 2 days after the midcycle luteinizing hormone (LH) peak. Inhibin B levels remain low during the luteal phase of the cycle. The timing of the inhibin B rise suggests that it plays a role in regulation of folliculogenesis via negative feedback on the production of FSH. At menopause, with the depletion of ovarian follicles, serum inhibin A and B decrease to very low or undetectable levels. Ovarian cancer is classified into 3 types: epithelial (80%), germ cell tumors (10%-15%), and stromal sex-cord tumors (5%-10%). Epithelial ovarian tumors are further subdivided into serous (70%), mucinous (10%-15%), and endometrioid (10%-15%) types. Granulosa cell tumors represent the majority of the stromal sex cord tumors. Elevations of serum inhibin A and B are detected in some patients with granulosa cell tumors. Inhibin A elevations have been reported in approximately 70% of granulosa cell tumors. In these patients, inhibin A levels tend to show a 6-fold to 7-fold increase over the reference range value. Inhibin B elevations have been reported in 89% to 100% of patients with granulosa cell tumors. In these patients, inhibin B levels tend to be elevated about 60-fold over the reference range value. The frequency of elevated levels varies amongst studies, likely due to the different specificities of the antibodies used in the immunoassays. Inhibin A and B also appear to be suitable serum markers for epithelial tumors of the mucinous type, with about 20% of cases having elevated inhibin A levels and 55% to 60% of cases having elevated inhibin B levels. In contrast, inhibin is not a very good marker in nonmucinous epithelial tumors. At best, total inhibin is elevated in 15% to 35% of nonmucinous epithelial ovarian cancer cases. Inhibin seems to be a complementary to cancer antigen 125 (CA 125) as an ovarian cancer marker. CA 125 is not as good of a tumor marker for mucinous and granulosa ovarian cell tumors. Inhibin shows a better performance in those 2 types of ovarian cancer. The majority of studies for inhibin A and B as ovarian cancer markers have been limited to postmenopausal women where the levels for both proteins are normally very low. Inhibin levels vary in relation to the menstrual cycle and, therefore, are difficult to interpret in premenopausal women. Inhibin B has also been used as a marker of ovarian reserve. Every female is born with a specific number of follicles containing oocytes, a number that steadily and naturally declines with age. The number of follicles remaining in the ovary at any time is called the ovarian reserve. As ovarian reserve diminishes, it is increasingly more difficult for the hormones used for in vitro fertilization (IVF) to stimulate follicle development and, thus, the likelihood of successful oocyte retrieval, fertilization, and embryo transfer decreases, all leading to a lower chance of conceiving. As part of an infertility evaluation, attempts are made to estimate a woman's ovarian reserve. Tests to assess ovarian reserve include the following: day 3 FSH, day 3 inhibin B, and anti-mullerian hormone levels. The amount of inhibin B measured in serum during the early follicular phase of the menstrual cycle (day 3) directly reflects the number of follicles in the ovary. Therefore, the higher the inhibin B, the more ovarian follicles present. The level of inhibin B that predicts a poor response to IVF treatment has not been established with this assay. In male patients, inhibin B levels are higher in those with apparently normal fertility than in those with infertility and abnormal spermatogenesis. Serum inhibin B, when used in combination with FSH, is a more sensitive marker of spermatogenesis than FSH alone. However, the optimal level of inhibin B to assess male infertility has not been established. | INHIBIN A, TUMOR MARKER Males: <5.0 pg/mL Females <11 years: <5.0 pg/mL 11-17 years: <98 pg/mL Premenopausal: <98 pg/mL Postmenopausal: <5.0 pg/mL INHIBIN B Males <15 days: 68-373 pg/mL 15-180 days: 42-516 pg/mL 6 months-7 years: 24-300 pg/mL 8-30 years: 47-383 pg/mL 31-72 years: <358 pg/mL >72 years: Not established Females < or =12 years: <183 pg/mL 13-41 years regular Cycle (Follicular Phase): <224 pg/mL 42-51 years regular Cycle (Follicular Phase): <108 pg/mL 13-51 years regular Cycle (Luteal Phase): <80 pg/mL >51 years (Postmenopausal): <12 pg/mL | Inhibin A levels are elevated in approximately 70% of patients with granulosa cell tumors and in approximately 20% of patients with epithelial ovarian tumors. Inhibin B levels are elevated in approximately 89% to 100% of patients with granulosa cell tumors and in approximately 55% to 60% of patients with epithelial ovarian tumors. A normal inhibin A or B level does not rule out a mucinous or granulosa ovarian cell tumor. For monitoring of patients with known ovarian cancer, inhibin A and B levels decrease shortly after surgery. Elevations of inhibin A or B after treatment are suggestive of residual, recurrent, or progressive disease. In patients with recurrent disease, inhibin A or B elevation seems to be present earlier than clinical symptoms. Patients in remission show normal levels of inhibin A and B. For infertility evaluation, an inhibin B level in the postmenopausal range is suggestive of a diminished or depleted ovarian reserve. | Inhibin values fluctuate during the menstrual cycle. Inhibin levels in premenopausal women should be interpreted with caution. Do not interpret serum inhibin levels as absolute evidence of the presence or the absence of malignant disease. Use results in conjunction with information from the clinical evaluation of the patient and other diagnostic procedures. Tumor markers are not specific for malignancy and values may vary by testing methodology. The same method should be used to serially monitor patients. Some patients who have been exposed to animal antigens, either in the environment or as part of treatment or imaging procedures, may have circulating anti-animal antibodies present. These antibodies may interfere with the assay reagents to produce unreliable results. | 1. Mom CH, Engelen MJA, Willemse PHB, et al. Granulosa cell tumors of the ovary: the clinical value of serum inhibin A and B levels in a large single center cohort. Gynecol Oncol. 2007;105(2):365-372 2. Robertson DM, Pruysers E, Jobling T. Inhibin as a diagnostic marker for ovarian cancer. Cancer Lett. 2007;249(1):14-17 3. Jamieson S, Fuller PJ:Management of granulosa cell tumour of the ovary.Curr Opin Oncol. 2008 Sep;20(5):560-564 4. Sturgeon C. Tumor markers. In: Rifai N, Horvath AR, Wittwer CT, eds. Tietz Textbook of Clinical Chemistry and Molecular Diagnostics. 6th ed. Elsevier; 2018:436-478 5. Yarbrough ML, Stout M, Gronowski AM. Pregnancy and its disorders. In: Rifai N, Horvath AR, Wittwer CT, eds. Tietz Textbook of Clinical Chemistry and Molecular Diagnostics. 6th ed. Elsevier; 2018:1655-1696 6. Makanji Y, Zhu J, Mishra R, et al. Inhibin at 90: from discovery to clinical application, a historical review. Endocr Rev. 2014;35(5):747-794. doi: 10.1210/er.2014-1003 7. Walentowicz P, Krintus M, Sadlecki P, et al. Serum inhibin A and inhibin B levels in epithelial ovarian cancer patients. PLoS One. 2014;9(3):e90575. doi: 10.1371/journal.pone.0090575 | The assay is performed using a Beckman Coulter Unicel DXI 800. The Access Inhibin A assay is a sequential 2-step immunoenzymatic ("sandwich'') assay. Sample is added to a reaction vessel and incubated with paramagnetic particles coupled with anti-inhibin A monoclonal antibody. Excess sample and reagents are removed, and anti-inhibin A monoclonal antibody-alkaline phosphatase conjugate is then added to a reaction mixture. After incubation, unbound materials are washed away. Antibody-analyte complex is detected by addition of the chemiluminescent substrate. The light production is directly proportional to the concentration of inhibin A in the sample.(Package insert: Access Inhibin A. Beckman Coulter Inc; 10/2023) The ultra-sensitive inhibin B enzyme-linked immunosorbent assay is a quantitative three-step sandwich type immunoassay. Sample is incubated in wells that have been coated with inhibin B antibody. After incubation and washing, the wells are incubated with biotinylated inhibin B antibody. After a second incubation and washing step, the wells are incubated with streptavidin horseradish peroxidase conjugate. After the third incubation and washing step, the wells are incubated with substrate solution. After incubation, an acidic stopping solution is added. Antibody-analyte complex is detected by dual wavelength absorbance measurement at 450 nm as the primary test filter and 620 nm as the reference filter. The absorbance measured is directly proportional to the concentration of inhibin B in the samples and calibrators.(Unpublished Mayo method) | 2 to 4 days | 3 months | This test was developed and its performance characteristics determined by Mayo Clinic in a manner consistent with CLIA requirements. It has not been cleared or approved by the US Food and Drug Administration. | 83520-Inhibin B86336-Inhibin A | Inhibin A and B, Tumor Marker, S | 87426-3 | 88722 | Inhibin B, S | 56940-0
INHA | Inhibin A, Tumor Marker, Serum | Aiding in the diagnosis of patients with granulosa cell tumors of theovary when used in combination with inhibin B Monitoring of patients with granulosa cell tumors and epithelialmucinous-type tumors of the ovary known to secrete inhibin A | Immunoenzymatic Assay | Yes | Inhibin A, Tumor Marker, S | Serum | Supplies:Sarstedt Aliquot Tube 5 mL (T914) CollectionContainer/Tube: Preferred:Serum gel Acceptable:Red top Submission Container/Tube:Plastic vial Specimen Volume:0.6 mL Collection Instructions:Centrifugeand aliquot serum into a plastic vial. | 0.5 mL | Inhibins are heterodimeric protein hormones secreted by granulosa cells of the ovary and Sertoli cells of the testis. They selectively suppress secretion of pituitary follicle stimulating hormone (FSH) and have local paracrine actions in the gonads. The inhibins consist of a dimer of 2 homologous subunits, an alpha subunit and either a beta A or beta B subunit, to form inhibin A and inhibin B, respectively. In female individuals, inhibin A is primarily produced by the dominant follicle and corpus luteum; whereas inhibin B is predominantly produced by small developing follicles. Serum inhibin A and B levels fluctuate during the menstrual cycle. At menopause, with the depletion of ovarian follicles, serum inhibin A and B decrease to very low or undetectable levels. Ovarian cancer is classified into 3 types: epithelial, stromal sex cord, and germ cell tumors. Epithelial ovarian tumors account for 90% of cases and are further subdivided into serous (70%), mucinous (10%-15%), and endometrioid (10%-15%) types. Granulosa cell tumors represent the majority of the stromal sex cord tumors, which account for 2% to 5% of all ovarian tumors. Elevations of serum inhibin A and B are detected in some patients with granulosa cell tumors. Inhibin A elevations have been reported in approximately 70% of granulosa cell tumors. In these patients, inhibin A levels tend to show a 6-fold to 7-fold increase over the reference range value. The frequency of elevated levels varies amongst studies, likely due to the different specificities of the antibodies used in the immunoassays. Inhibin A also appears to be a suitable marker for epithelial tumors of the mucinous type with about 20% of cases having elevated inhibin A levels. In contrast, inhibin is not a very good marker in nonmucinous epithelial tumors. At best, total inhibin is elevated in 15% to 35% of nonmucinous epithelial ovarian cancer cases. Inhibin seems to be complementary to cancer antigen 125 (CA 125) as an ovarian cancer marker. CA 125 is not as good of a tumor marker for mucinous and granulosa ovarian cell tumors. Inhibin shows a better performance in those 2 types of ovarian cancer. The majority of studies for inhibin A and B as ovarian cancer markers have been limited to postmenopausal women where the levels for both proteins are normally very low. Inhibin A has limited utility as an ovarian cancer marker in premenopausal women, where circulating levels are higher and fluctuate throughout the menstrual cycle and, therefore, are difficult to interpret. | Males: <5.0 pg/mL Females <11 years: <5.0 pg/mL 11-17 years: <98 pg/mL Premenopausal: <98 pg/mL Postmenopausal: <5.0 pg/mL | Inhibin A levels are elevated in approximately 70% of patients withgranulosa cell tumors and in approximately 20% of patients withepithelial ovarian tumors. A normal inhibin A level does not rule outa mucinous or granulosa ovarian cell tumor. Testing for inhibin B inthese cases might be informative as a higher proportion ofmucinous or granulosa ovarian cell tumors will have an elevatedinhibin B level. Consider ordering INHAB / Inhibin A and B, TumorMarker, Serum. For monitoring of patients with known ovarian cancer, inhibin Alevels decrease shortly after surgery. Elevations of inhibin A aftertreatment are suggestive of residual, recurrent, or progressivedisease. In patients with recurrent disease, inhibin A elevationseems to be present earlier than clinical symptoms. Patients inremission show normal levels of inhibin A. | Inhibin values fluctuate during the menstrual cycle. Inhibin levels in premenopausal women should be interpreted with caution. Do not interpret serum inhibin levels as absolute evidence of the presence or the absence of malignant disease. Use results in conjunction with information from the clinical evaluation of the patient and other diagnostic procedures. Tumor markers are not specific for malignancy and values may vary by testing methodology. The same method should be used to serially monitor patients. Some patients who have been exposed to animal antigens, either in the environment or as part of treatment or imaging procedures, may have circulating anti-animal antibodies present. These antibodies may interfere with the assayreagents to produce unreliable results. | 1. Mom CH, Engelen MJA, Willemse PHB, et al. Granulosa cell tumors of the ovary: the clinical value of serum inhibin A and B levels in a large single center cohort. Gynecol Oncol. 2007;105(2):365-372 2. Robertson DM, Pruysers E, Jobling T. Inhibin as a diagnostic marker for ovarian cancer. Cancer Lett. 2007;249(1):14-17 3. Jamieson S, Fuller PJ.Management of granulosa cell tumour of the ovary.Curr Opin Oncol. 2008;20(5):560-564 4. Sturgeon C. Tumor markers. In: Rifai N, Horvath AR, Wittwer CT, eds. Tietz Textbook of Clinical Chemistry and Molecular Diagnostics. 6th ed. Elsevier; 2018:436-478 5. Yarbrough ML, Stout M, Gronowski AM. Pregnancy and its disorders. In: Rifai N, Horvath AR, Wittwer CT, eds. Tietz Textbook of Clinical Chemistry and Molecular Diagnostics. 6th ed. Elsevier; 2018:1655-1696 6. Makanji Y, Zhu J, Mishra R, et al. Inhibin at 90: from discovery to clinical application, a historical review. Endocr Rev. 2014;35(5):747-794. doi:10.1210/er.2014-1003 7. Walentowicz P, Krintus M, Sadlecki P, et al. Serum inhibin A and inhibin B levels in epithelial ovarian cancer patients. PLoS One. 2014;9(3):e90575. doi:10.1371/journal.pone.0090575 | The assay is performed using a Beckman Coulter Unicel DXI 800. The Access Inhibin A assay is a sequential 2-step immunoenzymatic ("sandwich'') assay. Sample is added to a reaction vessel and incubated with paramagnetic particles coupled with anti-inhibin A monoclonal antibody. Excess sample and reagents are removed, and anti-inhibin A monoclonal antibody-alkaline phosphatase conjugate is then added to a reaction mixture. After incubation, unbound materials are washed away. Antibody-analyte complex is detected by addition of the chemiluminescent substrate. The light production is directly proportional to the concentration of inhibin A in the sample.(Package insert:Access Inhibin A.Beckman Coulter Inc; 10/2023) | 1 to 3 days | 3 months | This test has been modified from the manufacturer's instructions. Its performance characteristics were determined by Mayo Clinic in a manner consistent with CLIA requirements. This test has not been cleared or approved by the US Food and Drug Administration. | 86336 | Inhibin A, Tumor Marker, S | 23883-2 | INHA | Inhibin A, Tumor Marker, S | 23883-2
INHB | Inhibin B, Serum | Aiding in the diagnosis of granulosa cell tumors and mucinous epithelial ovarian tumors Monitoring of patients with granulosa cell tumors and epithelial mucinous-type tumors of the ovary known to overexpress inhibin B As an adjunct to follicle-stimulating hormone testing during infertility evaluation | Enzyme-Linked Immunosorbent Assay (ELISA) | Yes | Inhibin B, S | Serum | Supplies:Sarstedt Aliquot Tube 5 mL (T914) CollectionContainer/Tube: Preferred:Serum gel Acceptable:Red top Submission Container/Tube:Plastic vial Specimen Volume:0.5 mL Collection Instructions:Centrifugeand aliquot serum into a plastic vial. | 0.4 mL | Inhibins are heterodimeric protein hormones secreted by granulosa cells of the ovary and Sertoli cells of the testis. Inhibins selectively suppress secretion of pituitary follicle-stimulating hormone (FSH) and have local paracrine actions in the gonads. The inhibins consist of a dimer of 2 homologous subunits, an alpha subunit and either a beta A or beta B subunit, to form inhibin A and inhibin B, respectively. In female individuals, inhibinA is primarily produced by the dominant follicle and corpus luteum, whereas inhibin B is primarily produced by small developing follicles. Serum inhibin A and B levels fluctuate during the menstrual cycle. Inhibin A is low in the early follicular phase and rises at ovulation to maximum levels in the mid-luteal phase. In contrast, inhibin B levels increase early in the follicular phase to reach a peak coincident with the onset of the mid-follicular phase decline in FSH levels. Inhibin B levels decrease in the late follicular phase. There is a short-lived peak of the hormone 2 days after the midcycle luteinizing hormone (LH) peak. Inhibin B levels remain low during the luteal phase of the cycle. The timing of the inhibin B rise suggests that it plays a role in regulation of folliculogenesis via negative feedback on the production of FSH. At menopause, with the depletion of ovarian follicles, serum inhibin A and B decrease to very low or undetectable levels. Ovarian cancer is classified into 3 types: epithelial (80%), germ cell tumors (10%-15%), and stromal sex-cord tumors (5%-10%). Epithelial ovarian tumors are further subdivided into serous (70%), mucinous (10%-15%), and endometrioid (10%-15%) types. Granulosa cell tumors represent the majority of stromal sex-cord tumors. Elevations of serum inhibin A and B are detected in some patients with granulosa cell tumors. Inhibin B elevations have been reported in 89% to 100% of patients with granulosa cell tumors. In these patients, inhibin B levels tend to be elevated about 60-fold over the reference range value. The frequency of elevated levels varies amongst studies, likely due to the different specificities of the antibodies used in the immunoassays. Inhibin B also appears to be a suitable serum marker for epithelial tumors of the mucinous type with about 55% to 60% having elevated inhibin B levels. In contrast, inhibin is not a very good marker in non-mucinous epithelial tumors. At best, total inhibin is elevated in 15% to 35% of non-mucinous epithelial ovarian cancer cases. Inhibin seems to be complementary to cancer antigen 125 (CA 125) as an ovarian cancer marker. CA 125 is not as good of a tumor marker for mucinous and granulosa ovarian cell tumors. Inhibin shows a better performance in those 2 types of ovarian cancer. The majority of studies for inhibin A and B as ovarian cancer markers have been limited to postmenopausal women where the levels of inhibin are normally very low. Inhibin levels vary in relation to the menstrual cycle and, therefore, are difficult to interpret in premenopausal women. Inhibin B has also been used as a marker of ovarian reserve. Every female is born with a specific number of follicles containing oocytes, a number that steadily and naturally declines with age. The number of follicles remaining in the ovary at any time is called the ovarian reserve. As ovarian reserve diminishes, it is increasingly more difficult for the hormones used for in vitro fertilization (IVF) to stimulate follicle development and, thus, the likelihood of successful oocyte retrieval, fertilization, and embryo transfer decreases, all leading to a lower chance of conceiving. As part of an infertility evaluation, attempts are made to estimate a woman's ovarian reserve.Tests to assess ovarian reserve include the following:day 3 FSH, day 3 inhibin B, and anti-mullerian hormone levels.The amount of inhibin B measured in serum during the early follicular phase of the menstrual cycle (day 3) directly reflects the number of follicles in the ovary. Therefore, the higher the inhibin B, the more ovarian follicles present. The level of inhibin B that predicts a poor response to IVF treatment has not been established with this assay. In male patients, inhibin B levels are higher in those with apparently normal fertility than in those with infertility and abnormal spermatogenesis. Serum inhibin B, when used in combination with FSH, is a more sensitive marker of spermatogenesis than FSH alone. However, the optimal level of inhibin B to assess male infertility has not been established. | Males <15 days: 68-373 pg/mL 15-180 days: 42-516 pg/mL 6 months-7 years: 24-300 pg/mL 8-30 years: 47-383 pg/mL 31-72 years: <358 pg/mL >72 years: Not established Females < or =12 years: <183 pg/mL 13-41 years Regular Cycle (Follicular Phase): <224 pg/mL 42-51 years Regular Cycle (Follicular Phase): <108 pg/mL 13-51 years Regular Cycle (Luteal Phase): <80 pg/mL >51 years (Postmenopausal): <12 pg/mL | Inhibin B levels are elevated in approximately 89% to 100% of patients with granulosa cell tumors and in approximately 55% to 60% of patients with epithelial ovarian tumors. A normal inhibin B level does not rule out a mucinous or granulosa ovarian cell tumor. Testing for inhibin A in these cases might be informative. Consider ordering INHAB / Inhibin A and B, Tumor Marker, Serum. For monitoring of patients with known ovarian cancer, inhibin B levels decrease to very low or undetectable levels shortly after surgery. Elevations of inhibin B after treatment are suggestive of residual, recurrent, or progressive disease. In patients with recurrent disease, inhibin B elevation seems to be present earlier than clinical symptoms. Patients in remission show normal levels of inhibin B. For infertility evaluation, an inhibin B level in the postmenopausal range is suggestive of a diminished or depleted ovarian reserve. | Inhibin values fluctuate during the menstrual cycle. Inhibin levels in premenopausal women should be interpreted with caution. Do not interpret serum inhibin levels as absolute evidence of the presence or the absence of malignant disease. Use results in conjunction with information from the clinical evaluation of the patient and other diagnostic procedures. Tumor markers are not specific for malignancy and values may vary by testing methodology. The same method should be used to serially monitor patients. Some patients who have been exposed to animal antigens, either in the environment or as part of treatment or imaging procedures, may have circulating anti-animal antibodies present. These antibodies may interfere with the assay reagents to produce unreliable results. | 1. Mom CH, Engelen MJA, Willemse PHB, et al. Granulosa cell tumors of the ovary: the clinical value of serum inhibin A and B levels in a large single center cohort. Gynecol Oncol. 2007;105(2):365-372 2. Robertson DM, Pruysers E, Jobling T. Inhibin as a diagnostic marker for ovarian cancer. Cancer Lett. 2007;249(1):14-17 3. Jamieson S, Fuller PJ.Management of granulosa cell tumour of the ovary.Curr Opin Oncol. 2008;20(5):560-564 4. Sturgeon C. Tumor markers. In: Rifai N, Horvath AR, Wittwer CT, eds. Tietz Textbook of Clinical Chemistry and Molecular Diagnostics. 6th ed. Elsevier; 2018:436-478 5. Yarbrough ML, Stout M, Gronowski AM. Pregnancy and its disorders. In: Rifai N, Horvath AR, Wittwer CT, eds. Tietz Textbook of Clinical Chemistry and Molecular Diagnostics. 6th ed. Elsevier; 2018:1655-1696 6. Makanji Y, Zhu J, Mishra R, et al. Inhibin at 90: from discovery to clinical application, a historical review. Endocr Rev. 2014;35(5):747-794. doi:10.1210/er.2014-1003 7. Walentowicz P, Krintus M, Sadlecki P, et al. Serum inhibin A and inhibin B levels in epithelial ovarian cancer patients. PLoS One. 2014;9(3):e90575. doi:10.1371/journal.pone.0090575 | The ultra-sensitive inhibin B enzyme-linked immunosorbent assay is a quantitative three-step sandwich type immunoassay. Sample is incubated in wells that have been coated with inhibin B antibody. After incubation and washing, the wells are incubated with biotinylated inhibin B antibody. After a second incubation and washing step, the wells are incubated with streptavidin horseradish peroxidase conjugate. After the third incubation and washing step, the wells are incubated with substrate solution. After incubation, an acidic stopping solution is added. Antibody-analyte complex is detected by dual wavelength absorbance measurement at 450nm as the primary test filter and 620 nm as the reference filter. The absorbance measured is directly proportional to the concentration of inhibin B in the samples and calibrators.(Unpublished Mayo method) | 2 to 4 days | 3 months | This test was developed and its performance characteristics determined by Mayo Clinic in a manner consistent with CLIA requirements. It has not been cleared or approved by the US Food and Drug Administration. | 83520 | Inhibin B, S | 56940-0 | 88722 | Inhibin B, S | 56940-0
INHIB | Inhibin Immunostain, Technical Component Only | Identifying sex cord-stromal tumors | Immunohistochemistry (IHC) | Yes | Inhibin IHC, Tech Only | For the initial technical component only immunohistochemical (IHC) stain performed, the appropriate bill-only test ID will be reflexed and charged (IHTOI). For each additional technical component only IHC stain performed, an additional bill-only test ID will be reflexed and charged (IHTOA). | Supplies:Immunostain Technical Only Envelope (T693) Specimen Type:Tissue Container/Tube:Immunostain Technical Only Envelope Preferred:2 Unstained positively charged glass slide (25- x 75- x 1-mm) per test ordered; sections 4-microns thick. Acceptable:Formalin-fixed, paraffin-embedded tissue block |  | Inhibin is a hormone produced by ovarian granulosa and theca cells and testicular Sertoli and Leydig cells. Inhibin staining can be useful in the diagnosis of sex cord-stromal tumors. |  | This test does not include pathologist interpretation, only technical performance of the stain. If interpretation is required, order PATHC / Pathology Consultation for a full diagnostic evaluation or second opinion of the case. The positive and negative controls are verified as showing appropriate immunoreactivity. If a control tissue is not included on the slide, a scanned image of the relevant quality control tissue is available upon request; call 855-516-8404. Interpretation of this test should be performed in the context of the patient's clinical history and other diagnostic tests by a qualified pathologist. | Age of a cut paraffin section can affect immunoreactivity. Stability thresholds vary widely among published literature and are antigen dependent. Best practice is for paraffin sections to be cut within 6 weeks. | 1. Kommoss F, Oliva E, Bhan AK, Young RH, Scully RE. Inhibin expression in ovarian tumors and tumor-like lesions: An immunohistochemcial study. Mod Pathol. 1998;11(7):656-664 2. McCluggage WG, Maxwell P, Sloan JM. Immunohistochemical staining of ovarian granulosa cell tumors with monoclonal antibody against inhibin. Hum Pathol. 1997;28(9):1034-1038. doi:10.1016/s0046-8177(97)90056-3 3. Movahedi-Lankarani S, Kurman RJ. Calretinin, a more sensitive but less specific marker than alpha -inhibin for ovarian sex cord-stromal neoplasms: an immunohistochemical study of 215 cases. Am J Surg Pathol. 2002;26(11):1477-1483. doi:10.1097/00000478-200211000-00010 4. Jiang W, Tao X, Fang F, Zhang S, Xu C. Benign and malignant ovarian steroid cell tumors, not otherwise specified: case studies, comparison, and review of the literature. J Ovarian Res. 2013;6(1):1-5. doi:10.1186/1757-2215-6-534 5. Magaki S, Hojat SA, Wei B, So A, Yong WH. An introduction to the performance of immunohistochemistry. Methods Mol Biol. 2019;1897:289-298. doi:10.1007/978-1-4939-8935-5_25 | Immunohistochemistry on sections of paraffin-embedded tissue.(Unpublished Mayo method) | 1 to 3 days | Until staining is complete | This test has been cleared, approved, or is exempt by the US Food and Drug Administration and is used per manufacturer's instructions. Performance characteristics were verified by Mayo Clinic in a manner consistent with CLIA requirements. | 88342-TC, primary88341-TC, if additional IHC | Inhibin IHC, Tech Only | Order only;no result | 70787 | Inhibin IHC, Tech Only | Bill only; no result
INHU | Insulin (Human), IgE, Serum | Establishing a diagnosis of an allergy to insulin (human) Defining the allergen responsible for eliciting signs and symptoms Identifying allergens: -Responsible for allergic response and/or anaphylactic episode -To confirm sensitization prior to beginning immunotherapy -To investigate the specificity of allergic reactions to insect venom allergens, drugs, or chemical allergens | Fluorescence Enzyme Immunoassay (FEIA) | Yes | Insulin (Human), IgE | Serum | Collection Container/Tube: Preferred:Serum gel Acceptable:Red top Submission Container/Tube:Plastic vial Specimen Volume:0.5 mL for every 5 allergens requested Collection Instructions:Centrifuge and aliquot serum into a plastic vial. | For 1 allergen: 0.3 mL For more than 1 allergen: (0.05 mL x number of allergens) + 0.25 mL deadspace | Clinical manifestations of immediate hypersensitivity (allergic) diseases are caused by the release of proinflammatory mediators (histamine, leukotrienes, and prostaglandins) from IgE-sensitized effector cells (mast cells and basophils) when cell-bound IgE antibodies interact with an allergen. In vitro serum testing for IgE antibodies provides an indication of the immune response to allergens that may be associated with allergic disease. The allergens chosen for testing often depend upon the age of the patient, history of allergen exposure, season of the year, and clinical manifestations. In individuals predisposed to develop allergic disease, the sequence of sensitization and clinical manifestations proceed as follows: eczema and respiratory disease (rhinitis and bronchospasm) in infants and children less than 5 years due to food sensitivity (milk, egg, soy, and wheat proteins) followed by respiratory disease (rhinitis and asthma) in older children and adults due to sensitivity to inhalant allergens (dust mite, mold, and pollen inhalants). | Class,IgE kU/L,Interpretation, 0,<0.10,Negative, 0/1,0.10-0.34,Borderline/equivocal, 1,0.35-0.69,Equivocal, 2,0.70-3.49,Positive, 3,3.50-17.4,Positive, 4,17.5-49.9,Strongly positive, 5,50.0-99.9,Strongly positive, 6,> or =100,Strongly positive, | Detection of IgE antibodies in serum (class 1 or greater) indicates an increased likelihood of allergic disease as opposed to other etiologies and defines the allergens that may be responsible for eliciting signs and symptoms. The level of IgE antibodies in serum varies directly with the concentration of IgE antibodies expressed as a class score or kU/L. | Testing for IgE antibodies is not useful in patients previously treated with immunotherapy to determine if residual clinical sensitivity exists or in patients in whom the medical management does not depend upon identification of allergen specificity. Some individuals with clinically insignificant sensitivity to allergens may have measurable levels of IgE antibodies in serum, and test results must be interpreted in the clinical context. False-positive results for IgE antibodies may occur in patients with markedly elevated serum IgE (>2500 kU/L) due to nonspecific binding to allergen solid phases. | Homburger HA, Hamilton RG: Allergic diseases. In: McPherson RA, Pincus MR, eds. Henry's Clinical Diagnosis and Management by Laboratory Methods. 23rd ed.Elsevier; 2017:1057-1070 | Specific IgE from the patient's serum reacts with the allergen of interest, which is covalently coupled to an ImmunoCAP. After washing away nonspecific IgE, enzyme-labeled anti-IgE antibody is added to form a complex. After incubation, unbound anti-IgE is washed away, and the bound complex incubated with a developing agent. After stopping the reaction, the fluorescence of the eluate is measured. Fluorescence is proportional to the amount of specific IgE present in the patient's sample (ie, the higher the fluorescence value, the more IgE antibody is present).(Package insert: ImmunoCAP System Specific IgE FEIA. Phadia; Rev 06/2020) | Same day/1 day to 3 days | 14 days | This test has been cleared, approved, or is exempt by the US Food and Drug Administration and is used per manufacturer's instructions. Performance characteristics were verified by Mayo Clinic in a manner consistent with CLIA requirements. | 86003 | Insulin (Human), IgE | 6148-1 | INHU | Insulin (Human), IgE | 6148-1
INAB | Insulin Antibodies, Serum | Predicting the future development of type 1 diabetes in asymptomatic children, adolescents, and young adults, when used in conjunction with family history, human leukocyte antigen-typing, and other autoantibodies, including glutamic acid decarboxylase (GAD65) and islet cell antigen 2 (IA-2) antibodies Differential diagnosis of type 1 versus type 2 diabetes Evaluating diabetics with insulin resistance in patients with established diabetes (type 1 or type 2) Investigation of hypoglycemia in nondiabetic subjects | Radioimmunoassay (RIA) | Yes | Insulin Abs, S | Serum | Supplies:Sarstedt Aliquot Tube, 5 mL (T914) Collection Container/Tube: Preferred:Red top Acceptable:Serum gel Submission Container/Tube:Plastic vial Specimen Volume:1.5 mL Collection Instructions:Centrifuge and aliquot serum into a plastic vial. | 1 mL | The onset of autoimmune diabetes mellitus (type 1 diabetes mellitus) is preceded (and accompanied) by the appearance of autoantibodies to a variety of pancreatic islet cell antigens in serum, including insulin. The level of these autoantibodies is generally low and may even fall during follow-up. In genetically predisposed, but disease-free, individuals (first degree relatives of patients with type 1 diabetes or individuals with permissive human leukocyte antigen [HLA] alleles), detection of multiple islet cell autoantibodies is a strong predictor for subsequent development of type I diabetes. Once type 1 diabetes has fully manifested, insulin autoantibody levels usually fall to low or undetectable levels. However, after insulin therapy is initiated, autoantibody production may recur as a memory response. Insulin autoantibody production is more common when therapeutic insulin of animal origin is used (rarely used in contemporary practice). Larger therapeutic doses may be required because of antibody-induced insulin resistance. Insulin antibodies may be found in nondiabetic individuals complaining of hypoglycemic attacks. In this setting their presence can be an indicator of "factitious hypoglycemia" due to the surreptitious injection of insulin, rather than to a clinical problem (eg, insulinoma). However, insulin autoantibodies in nondiabetic subjects can occasionally develop without exposure to exogenous insulin and may rarely become a cause of episodic hypoglycemia. Anti-idiotypic autoantibodies against insulin autoantibodies have been demonstrated in some cases. Interaction of these antibodies with insulin autoantibodies could displace bound insulin from the insulin autoantibodies, resulting in hypoglycemia. In addition to IgG and IgM insulin autoantibodies, IgE antibodies (identified by the fluorescence enzyme immunoassay) may occur. IgE insulin autoantibodies result in immediate hypersensitivity reactions, such as urticaria, but do not lead to insulin resistance or hypoglycemia as can be seen with the IgG antibodies. This test only determines the presence of IgG and IgM antibodies, not IgE antibodies. In conjunction with family history, HLA-typing and measurement of other islet cell autoantibodies (glutamic acid decarboxylase[GAD65]antibody and islet cell antigen 2 antibody[IA-2]), insulin autoantibody testing helps predict the future development of type I diabetes in asymptomatic children, adolescents, and young adults. Inclusion of a recently described fourth autoantibody (zinc transporter 8: ZnT8) further enhances the prediction of type 1 diabetes occurrence and its distinction from type 2 diabetes. | < or =0.02 nmol/L Reference values apply to all ages. | Seropositivity (> or =0.03 nmol/L) in a patient never treated with insulin is consistent with predisposition to type 1 diabetes. Seropositivity is not as informative of type 2 diabetes status as other islet cell antibodies in patients who are receiving (or have received) insulin therapy because this antibody can arise secondary to therapy. It is thought that high levels of insulin autoantibodies might contribute to insulin resistance. A family history of type 1 diabetes, other organ-specific autoimmunity and a diabetes-permissive human leukocyte antigen phenotype strengthens the prediction of type 1 diabetes development. The detection of multiple islet cell antibodies is indicative of the likely development of future type 1 diabetes. In patients presenting with hypoglycemia, the presence of insulin autoantibodies may indicate surreptitious insulin administration or, rarely, insulin autoantibody-related hypoglycemia. The differential diagnosis cannot be made on the basis of insulin autoantibody detection alone. C-peptide and insulin measurements are always required in addition to insulin autoantibody measurements in the diagnosis of hypoglycemia. | This test should not be requested in patients who have recentlyreceived radioisotopes, therapeutically or diagnostically, becauseof potential assay interference. The specific waiting period beforespecimen collection will depend on the isotope administered, thedose given and the clearance rate in the individual patient.Specimens will be screened for radioactivity prior to analysis.Radioactive specimens received in the laboratory will be held1 week and assayed if sufficiently decayed, or canceledif radioactivity remains. | 1. Schernthaner G. Immunogenicity and allergenic potential of animal and human insulins. Diabetes Care. 1993;16 Suppl3:155-165 2. Lernmark A. Type 1 diabetes. Clin Chem. 1999;45(8 Pt 2):1331-1338 3. Eisenbarth GS, Jeffery J. The natural history of type 1A diabetes.Arq Bras Endocrinol Metabol. 2008;52(2):146-155 4. Thomas NJ, Jones AG. The challenges of identifying and studying type 1 diabetes in adults [published online ahead of print, 2023 Sep 20]. Diabetologia. 2023;10.1007/s00125-023-06004-4. doi:10.1007/s00125-023-06004-4 | (125)I-labeled recombinant human insulin is incubated with patient sample. Anti-human IgG is then added to form an immunoprecipitate. After washing the immunoprecipitate, the amount of (125)I-labeled antigen in the immunoprecipitate is measured using a gamma-counter. The amount of gamma emission in the precipitate is proportional to the amount of Insulin-IgG in the sample. Results are reported as units of precipitated antigen (nMol) per L of patient sample.(Masuda M, Powell M, Chen S, et al. Autoantibodies to IA-2 in insulin-dependent diabetes mellitus. Measurements with a new immunoprecipitation assay. Clin Chim Acta. 2000;291(1):53-66; Walikonis JE, Lennon VA. Radioimmunoassay for glutamic acid decarboxylase [GAD65] autoantibodies as a diagnostic aid for stiff-man syndrome and a correlate of susceptibility to type 1 diabetes mellitus. Mayo Clin Proc. 1998;73[12]:1161-1166;Horta ES, Lennon VA, Lachance DH, et al. Neural autoantibody clusters aid diagnosis of cancer. Clin Cancer Res. 2014;20[14]:3862-9386) | 3 to 9 days | 28 days | This test was developed and its performance characteristics determined by Mayo Clinic in a manner consistent with CLIA requirements. It has not been cleared or approved by the US Food and Drug Administration. | 86337 | Insulin Abs, S | 60463-7 | 8666 | Insulin Abs, S | 60463-7
INSUL | Insulin Immunostain, Technical Component Only | Identification of normal pancreatic islet beta cells and insulin secreting islet cell tumors | Immunohistochemistry (IHC) | Yes | Insulin IHC, Tech Only | For the initial technical component only immunohistochemical (IHC) stain performed, the appropriate bill-only test ID will be reflexed and charged (IHTOI). For each additional technical component only IHC stain performed, an additional bill-only test ID will be reflexed and charged (IHTOA). | Supplies:Immunostain Technical Only Envelope (T693) Specimen Type:Tissue Container/Tube:Immunostain Technical Only Envelope Preferred:2 Unstained positively charged glass slide (25- x 75- x 1-mm) per test ordered; sections 4-microns thick Acceptable:Formalin-fixed, paraffin-embedded tissue block |  | Insulin is a polypeptide hormone secreted by the beta cells of the islets of Langerhans in the pancreas. It promotes glycogen storage, formation of triglycerides, and synthesis of protein and nucleic acids. Cytoplasmic staining is seen in normal pancreatic islet beta cells and insulin secreting islet cell tumors. |  | This test does not include pathologist interpretation, only technical performance of the stain. If interpretation is required, order PATHC / Pathology Consultation for a full diagnostic evaluation or second opinion of the case. The positive and negative controls are verified as showing appropriate immunoreactivity. If a control tissue is not included on the slide, a scanned image of the relevant quality control tissue is available upon request; call 855-516-8404. Interpretation of this test should be performed in the context of the patient's clinical history and other diagnostic tests by a qualified pathologist. | Age of a cut paraffin section can affect immunoreactivity. Stability thresholds vary widely among published literature and are antigen dependent. Best practice is for paraffin sections to be cut within 6 weeks. | 1. Heitz PU, Kasper M, Polak JM, Kloppel G. Pancreatic endocrine tumors. Hum Pathol. 1982;13(3):263-271. doi:10.1016/s0046-8177(82)80183-4 2. Govindaraian M, Mohan V, Deepa R, Ashok S, Pitchumoni CS. Histopathology and immunohistochemistry of pancreatic islets in fibrocalculous pancreatic diabetes. Diabetes Res Clin Pract. 2001;51(1):29-38. doi:10.1016/s0168-8227(00)00204-7 3. Mukai K, Grotting JC, Greider MH, Rosai J. Retrospective study of 77 pancreatic endocrine tumors using the immunoperoxidase method. Am J Surg Pathol. 1982;6(5):387-399. doi:10.1097/00000478-198207000-00001 4. Kikuta K, Masamune A, Hamada S, Takikawa T, Nakano E, Shimosegawa T. Pancreatic stellate cells reduce insulin expression and induce apoptosis in pancreatic beta-cells. Biochem Biophys Res Commun. 2013;433(3):292-297. doi:10.1016/j.bbrc.2013.02.095 5. Magaki S, Hojat SA, Wei B, So A, Yong WH. An introduction to the performance of immunohistochemistry. Methods Mol Biol. 2019;1897:289-298. doi:10.1007/978-1-4939-8935-5_25 | Immunohistochemistry on sections of paraffin-embedded tissue.(Unpublished Mayo method) | 1 to 3 days | Until staining is complete. | This test has been cleared, approved, or is exempt by the US Food and Drug Administration and is used per manufacturer's instructions. Performance characteristics were verified by Mayo Clinic in a manner consistent with CLIA requirements. | 88342-TC, primary88341-TC, if additional IHC | Insulin IHC, Tech Only | Order only;no result | 70789 | Insulin IHC, Tech Only | Bill only; no result
INSFT | Insulin, Free and Total, Serum | Assessing free (bioactive) insulin concentrations in patients with known or suspected anti-insulin antibodies | Electrochemiluminescence Immunoassay (ECLIA) | Yes | Insulin, Free and Total, S | Serum | Patient Preparation: 1.Fasting (8 hours) 2.For 12 hours before specimen collection do nottake multivitamins or dietary supplements containing biotin (vitamin B7), which is commonly found in hair, skin, and nail supplements and multivitamins. CollectionContainer/Tube: Preferred:Serum gel Acceptable:Red top Submission Container/Tube:Plastic vial Specimen Volume:2.45 mL Collection Instructions: 1. Avoid hemolysis 2. Label specimens with corresponding collection times. 3. Serum-gel tubes should be centrifuged within 2 hours of collection. 4. Red-top tubes should be centrifuged and aliquoted within 2 hours of collection. 5. Send specimen refrigerated Additional Information:If multiple specimens are collected, send separate order for each specimen. | 0.75 mL | Insulin is produced by the beta cells of the pancreas.It regulates the uptake and utilization of glucose and is also involved in protein synthesis and triglyceride storage. Some patients receiving insulin may develop antibodies that bind insulin. These antibodies may or may not affect the activity and metabolism of insulin. The presence of insulin antibodies has 2 main consequences: 1. Insulin antibodies will directly bind to insulin, making it unavailable for metabolic activity. 2. Insulin antibodies may adversely affect the binding characteristics of insulin in immunoassays, making reliable quantitation difficult. Free (bioactive) insulin could be measured after ultrafiltration to remove anti-insulin antibodies and their bound insulin. If insulin antibodies are not present, the free and total insulin concentrations should be equivalent. The laboratory will report results of the total insulin (without ultrafiltration) and the free insulin (after ultrafiltration). | FREE INSULIN: 3-25 mcIU/mL TOTAL INSULIN: 3-25 mcIU/mL | Free insulin represents the portion of total insulin unbound by anti-insulin antibodies in the circulation. This fraction serves as a measure of biologically active insulin and provides an indication of the true relationship between insulin and blood glucose. Most individuals do not have anti-insulin antibodies in circulation and therefore the free and total insulin concentrations would be equivalent. When a significant difference between total and free insulin Concentrations is observed following ultrafiltration, the result is suggestive of the presence of insulin antibodies. In these cases, confirmation of the presence of anti-insulin antibodies (Mayo Test ID: INAB) may be helpful. | In rare cases, some individuals can develop antibodies to mouse or other animal antibodies (often referred to as human anti-mouse antibodies [HAMA] or heterophile antibodies), which may cause interference in some immunoassays. The presence of antibodies to streptavidin or ruthenium can also rarely occur and may also interfere in this assay. Caution should be used in interpretation of results, and the laboratory should be alerted if the result does not correlate with the clinical presentation. Hemolysis interferes with this assay, as insulin-degrading peptidases are released from erythrocytes.This assay has 100% cross-reactivity with recombinant human insulin (Novolin R and Novolin N). It does not recognize other commonly used analogues of injectable insulin (ie, insulin lispro, insulin aspart, and insulin glargine). | 1.Lupsa BC, Chong AY, Cochran EK, Soos MA, Semple RK, Gorden P. Autoimmune forms of hypoglycemia. Medicine (Baltimore). 2009;88(3):141-153 2.Sapin R, Le Galudec V, Gasser F, Pinget M, Grucker D. Elecsys insulin assay: free insulin determination and the absence of cross-reactivity with insulin lispro. Clin Chem. 2001;47(3):602-605 3. Sacks DB: Diabetes mellitus. In: Rifai N, Horvath AR, Wittwer CT, eds. Tietz Textbook of Clinical Chemistry and Molecular Diagnostics 6th ed. Elsevier; 2018:1160-1200 | The Roche cobas insulin method is a sandwich electrochemiluminescence immunoassay that employs a biotinylated monoclonal insulin-specific antibody and a monoclonal insulin-specific antibody. Insulin in the specimen reacts with both the biotinylated monoclonal insulin-specific antibody (mouse) and the monoclonal insulin-specific antibody (mouse) labeled with a ruthenium complex, forming a sandwich complex. Streptavidin-coated microparticles are added, and an interaction occurs between the biotin and streptavidin, binding the complex to the solid phase. The mixture is aspirated into the measuring cell where the microparticles are magnetically captured onto the surface of the electrode. Unbound substances are then removed with ProCell. Application of voltage to the electrode induces the chemiluminescent emission, which is then measured. (Package insert: Insulin reagent, Roche Diagnostics; 2022) For free insulin, specimen immunoglobulins and their bound insulin are filtered out using a centrifugal ultrafiltration device with a molecular weight cut-off of 125,000 daltons. The filtrate, containing free insulin alone, is analyzed using the method described above. | 1 to 4 days | 14 days | This test has been modified from the manufacturer's instructions. Its performance characteristics were determined by Mayo Clinic in a manner consistent with CLIA requirements. This test has not been cleared or approved by the US Food and Drug Administration. | 83527-Free Insulin83525-Total Insulin | Insulin, Free and Total, S | 48615-9 | INSF | Insulin, Free, S | 6901-3
INS | Insulin, Serum | Diagnosing insulinoma, when used in conjunction with proinsulin and C-peptidemeasurements Management of diabetes mellitus | Electrochemiluminescence Immunoassay (ECLIA) | Yes | Insulin, S | Serum | Patient Preparation: 1. Patient should be fasting. 2.For 12 hours before specimen collection do nottake multivitamins or dietary supplements containing biotin (vitamin B7), which is commonly found in hair, skin, and nail supplements and multivitamins. Supplies:Sarstedt 5 mL Aliquot Tube (T914) CollectionContainer/Tube: Preferred:Serum gel Acceptable:Red top Submission Container/Tube:Plastic vial Specimen Volume:1 mL Collection Instructions: 1. Avoid hemolysis 2. Label specimens with corresponding collection times. 3. Centrifuge and aliquot serum into plastic vial within 2 hours of collection. Additional Information:If multiple specimens are drawn, send separate order for each specimen. | 0.75 mL | Insulin is a hormone produced by the beta cells of the pancreas.It regulates the uptake and utilization of glucose and is alsoinvolved in protein synthesis and triglyceride storage. Type 1 diabetes (insulin-dependent diabetes) is caused by insulin deficiency due to destruction of insulin-producing pancreatic islet (beta) cells. Type 2 diabetes (noninsulin-dependent diabetes) is characterized by resistance to the action of insulin (insulin resistance). Insulin levels may be increased in patients with pancreatic beta celltumors (insulinoma). | 2.6-24.9 mcIU/mL For SI unit Reference Values, seehttps://www.mayocliniclabs.com/order-tests/si-unit-conversion.html | During prolonged fasting, when the patient's glucose level is reduced to <40 mg/dL, an elevated insulin level plus elevated levels of proinsulin and C-peptide suggest insulinoma. Insulin levels generally decline in patients with type 1 diabetes mellitus. In the early stage of type 2 diabetes, insulin levels are either normal or elevated. In the late stage of type 2 diabetes, insulin levels decline. In normal individuals, insulin levels parallel blood glucose levels. To compare insulin and C-peptide concentrations (ie, insulin to C-peptide ratio): -Convert insulin to pmol/L: insulin concentration in mcIU/mL x 6.945 = insulin concentration in pmol/L. -Convert C-peptide to pmol/L: C-peptide concentration in ng/mL x 331 = C-peptide concentration in pmol/L. | Human antimouse antibodies (HAMA) may interfere with the assay. This assay has 100% cross-reactivity with recombinant human insulin(Novolin R and Novolin N). It does not recognize other commonlyused analogues of injectable insulin (ie, insulin lispro, insulin aspart,and insulin glargine). | 1. Threatte GA, Henry JB: Carbohydrates. In: Henry JB, ed. Clinical Diagnosis and Management by Laboratory Methods. 19th ed. WB Saunders Company; 1996:194-207 2. Sacks DB: Diabetes mellitus. In: Rifai N, Horvath AR, Wittwer CT, eds. Tietz Textbook of Clinical Chemistry and Molecular Diagnostics 6th ed. Elsevier; 2018:1160-1200 | This insulin method is a sandwich electrochemiluminescence immunoassay that employs a biotinylated monoclonal insulin-specific antibody and a monoclonal insulin-specific antibody. Insulin in the specimen reacts with both the biotinylated monoclonal insulin-specific antibody (mouse) and the monoclonal insulin-specific antibody (mouse) labeled with a ruthenium complex, forming a sandwich complex. Streptavidin-coated microparticles are added and the mixture is aspirated into the measuring cell where the microparticles are magnetically captured onto the surface of the electrode. Unbound substances are then removed with ProCell. Application of voltage to the electrode induces the chemiluminescent emission, which is then measured.(Package insert: Roche Insulin reagent. Roche Diagnostics;V1 10/2010) | 1 to 3 days | 14 days | This test has been cleared, approved, or is exempt by the US Food and Drug Administration and is used per manufacturer's instructions. Performance characteristics were verified by Mayo Clinic in a manner consistent with CLIA requirements. | 83525 | Insulin, S | 27873-9 | INS | Insulin, S | 27873-9
IGFGP | Insulin-Like Growth Factor 1 and Insulin-Like Growth Factor-Binding Protein 3 Growth Panel, Serum | Diagnosing growth disorders Diagnosing adult growth hormone deficiency Monitoring of recombinant human growth hormone treatment Insulin-like growth factor binding protein 3 can be used as a possible adjunct to insulin-like growth factor 1 and growth hormone in the diagnosis and follow-up of acromegaly and gigantism | IGFMS: Liquid Chromatography Mass Spectrometry (LC-MS) IGFB3: Enzyme-Labeled Chemiluminescent Immunometric Assay | Yes | IGF-1 LC/MS, IGFBP-3 Growth Panel | Serum | CollectionContainer/Tube: Preferred:Red top Acceptable:Serum gel Submission Container/Tube:2 Plastic vials Specimen Volume:1 mL Collection Instructions: 1. Centrifuge within 1 hour of collection. 2. Aliquot into 2 plastic vials in equal portions. | 0.5 mL | Insulin-like growth factor 1 (IGF1) is a 70-amino acid polypeptide (molecular weight [MW] 7.6 kDa). IGF1 is a member of a family of closely related growth factors with high homology to insulin that signal through a corresponding group of highly homologous tyrosine kinase receptors. IGF1 is produced by many tissues, with the liver being the main source of circulating IGF1. IGF1 is the major mediator of the anabolic and growth-promoting effects of growth hormone (GH). IGF1 is transported by IGF-binding proteins, in particular IGF-binding protein 3 (IGFBP3), which also controls its bioavailability and half-life. IGFBP3 is a 264-amino acid peptide (MW 29 kD) produced by the liver. It is the most abundant of a group of IGFBPs that transport and control bioavailability and half-life of IGFs, particularly IGF1, the major mediator of the anabolic- and growth-promoting effects of GH. In addition to its IGF binding-function, IGFBP3 also exhibits intrinsic growth-regulating effects that are not yet fully understood but have evoked interest with regards to a possible role of IGFBP3 as a prognostic tumor marker. Noncomplexed IGF1 and IGFBP3 have short half-lives (t1/2) of 10 minutes and 30 to 90 minutes, respectively, while the IGFBP3/IGF1 complex is cleared with a much slower t1/2 of 12 hours. The secretion patterns of IGF1 and IGFBP3 mimic each other, their respective syntheses being controlled by GH. Unlike GH secretion, which is pulsatile and demonstrates significant diurnal variation, IGF1 and IGFBP3 levels show only minor fluctuations. IGF1 and IGFBP3 serum levels, therefore, represent a stable and integrated measurement of GH production and tissue effect. Low IGF1 and IGFBP3 levels are observed in GH deficiency or GH resistance. If acquired in childhood, these conditions result in short stature. Childhood GH deficiency can be an isolated abnormality or associated with deficiencies of other pituitary hormones. Some of the latter cases may be due to pituitary or hypothalamic tumors or result from either cranial radiation or intrathecal chemotherapy for childhood malignancies. Most GH resistance in childhood is mild to moderate, with causes ranging from poor nutrition to severe systemic illness (eg, kidney failure). These individuals may have IGF1 and IGFBP3 levels within the reference range. Severe childhood GH resistance is rare and usually due to defects of the GH-receptor, its downstream signaling cascades, or deleterious variants inIGF1, its binding proteins, or its receptor signaling cascades. Both GH deficiency and mild-to-moderate GH resistance can be treated with recombinant human GH (rhGH) injections, while severe resistance will usually not respond to GH. However, such patients might respond to recombinant IGF1 therapy, unless the underlying defect is in the IGF1 receptor or its downstream signaling systems. The exact prevalence and causes of adult GH resistance are uncertain, but adult GH deficiency is seen mainly in patients with pituitary tumors. It is associated with decreased muscle bulk and increased cardiovascular morbidity and mortality, but replacement therapy remains controversial. Elevated serum IGF1 and IGFBP3 levels often indicate either a sustained overproduction of GH or excessive rhGH therapy. Endogenous GH excess is caused mostly by GH-secreting pituitary adenomas, resulting in gigantism, if acquired before epiphyseal closure, and in acromegaly thereafter. Both conditions are associated with generalized organomegaly, hypertension, diabetes, cardiomyopathy, osteoarthritis, compression neuropathies, a mild increase in cancer risk (breast, colon, prostate, lung), and diminished longevity. It is plausible, but unproven, that long-term rhGH overtreatment may result in similar adverse outcomes. Malnutrition results in low serum IGF1 concentrations, which recover with restoration of adequate nutrition. | INSULIN-LIKE GROWTH FACTOR 1 Males: 0-11 months: 18-156 ng/mL 1 year: 14-203 ng/mL 2 years: 16-222 ng/mL 3 years: 22-229 ng/mL 4 years: 30-236 ng/mL 5 years: 39-250 ng/mL 6 years: 47-275 ng/mL 7 years: 54-312 ng/mL 8 years: 61-356 ng/mL 9 years: 67-405 ng/mL 10 years: 73-456 ng/mL 11 years: 79-506 ng/mL 12 years: 84-551 ng/mL 13 years: 90-589 ng/mL 14 years: 95-618 ng/mL 15 years: 99-633 ng/mL 16 years: 104-633 ng/mL 17 years: 107-615 ng/mL 18-22 years: 91-442 ng/mL 23-25 years: 66-346 ng/mL 26-30 years: 60-329 ng/mL 31-35 years: 54-310 ng/mL 36-40 years: 48-292 ng/mL 41-45 years: 44-275 ng/mL 46-50 years: 40-259 ng/mL 51-55 years: 37-245 ng/mL 56-60 years: 34-232 ng/mL 61-65 years: 33-220 ng/mL 66-70 years: 32-209 ng/mL 71-75 years: 32-200 ng/mL 76-80 years: 33-192 ng/mL 81-85 years: 33-185 ng/mL 86-90 years: 33-179 ng/mL > or=91 years: 32-173 ng/mL Females: 0-11 months: 14-192 ng/mL 1 year: 23-243 ng/mL 2 years: 28-256 ng/mL 3 years: 31-249 ng/mL 4 years: 33-237 ng/mL 5 years: 36-234 ng/mL 6 years: 39-246 ng/mL 7 years: 44-279 ng/mL 8 years: 51-334 ng/mL 9 years: 61-408 ng/mL 10 years: 73-495 ng/mL 11 years: 88-585 ng/mL 12 years: 104-665 ng/mL 13 years: 120-719 ng/mL 14 years: 136-729 ng/mL 15 years: 147-691 ng/mL 16 years: 153-611 ng/mL 17 years: 149-509 ng/mL 18-22 years: 85-370 ng/mL 23-25 years: 73-320 ng/mL 26-30 years: 66-303 ng/mL 31-35 years: 59-279 ng/mL 36-40 years: 54-258 ng/mL 41-45 years: 49-240 ng/mL 46-50 years: 44-227 ng/mL 51-55 years: 40-217 ng/mL 56-60 years: 37-208 ng/mL 61-65 years: 35-201 ng/mL 66-70 years: 34-194 ng/mL 71-75 years: 34-187 ng/mL 76-80 years: 34-182 ng/mL 81-85 years: 34-177 ng/mL 86-90 years: 33-175 ng/mL > or =91 years: 25-179 ng/mL Tanner Stage reference ranges: Males Stage I: 81-255 ng/mL Stage II: 106-432 ng/mL Stage III: 245-511 ng/mL Stage IV: 223-578 ng/mL Stage V: 227-518 ng/mL Females Stage I: 86-323 ng/mL Stage II: 118-451 ng/mL Stage III: 258-529 ng/mL Stage IV: 224-586 ng/mL Stage V: 188-512 ng/mL Tanner Stage reference source: Bindlingmaier M, Friedrich N, Emeny RT, et al. Reference intervals for insulin-like growth factor-1 (igf-i) from birth to senescence: results from a multicenter study using a new automated chemiluminescence IGF-I immunoassay conforming to recent international recommendations. J Clin Endocrinol Metab. 2014;99(5):1712-1721 Note:Puberty onset (transition from Tanner stage I to Tanner stage II) occurs for boys at a median age of 11.5 (+/-2) years and for girls at a median age of 10.5 (+/-2) years. There is evidence that it may occur up to 1 year earlier in obese girls and in African American girls. For boys, there is no definite proven relationship between puberty onset and body weight or ethnic origin. Progression through Tanner stages is variable. Tanner stage V (young adult) should be reached by age 18. INSULIN-LIKE GROWTH FACTOR-BINDING PROTEIN 3 1-7 days: < or =0.7 mcg/mL 8-14 days: 0.5-1.4 mcg/mL 15 days-11 months: Unavailable 1 year: 0.7-3.6 mcg/mL 2 years: 0.8-3.9 mcg/mL 3 years: 0.9-4.3 mcg/mL 4 years: 1.0-4.7 mcg/mL 5 years: 1.1-5.2 mcg/mL 6 years: 1.3-5.6 mcg/mL 7 years: 1.4-6.1 mcg/mL 8 years: 1.6-6.5 mcg/mL 9 years: 1.8-7.1 mcg/mL 10 years: 2.1-7.7 mcg/mL 11 years: 2.4-8.4 mcg/mL 12 years: 2.7-8.9 mcg/mL 13 years: 3.1-9.5 mcg/mL 14 years: 3.3-10 mcg/mL 15 years: 3.5-10 mcg/mL 16 years: 3.4-9.5 mcg/mL 17 years: 3.2-8.7 mcg/mL 18 years: 3.1-7.9 mcg/mL 19 years: 2.9-7.3 mcg/mL 20 years: 2.9-7.2 mcg/mL 21-25 years: 3.4-7.8 mcg/mL 26-30 years: 3.5-7.6 mcg/mL 31-35 years: 3.5-7.0 mcg/mL 36-40 years: 3.4-6.7 mcg/mL 41-45 years: 3.3-6.6 mcg/mL 46-50 years: 3.3-6.7 mcg/mL 51-55 years: 3.4-6.8 mcg/mL 56-60 years: 3.4-6.9 mcg/mL 61-65 years: 3.2-6.6 mcg/mL 66-70 years: 3.0-6.2 mcg/mL 71-75 years: 2.8-5.7 mcg/mL 76-80 years: 2.5-5.1 mcg/mL 81-85 years: 2.2-4.5 mcg/mL Tanner Stages: Males Stage I: 1.4-5.2 mcg/mL Stage II: 2.3-6.3 mcg/mL Stage III: 3.1-8.9 mcg/mL Stage IV: 3.7-8.7 mcg/mL Stage V: 2.6-8.6 mcg/mL Females Stage I: 1.2-6.4 mcg/mL Stage II: 2.8-6.9 mcg/mL Stage III: 3.9-9.4mcg/mL Stage IV: 3.3-8.1 mcg/mL Stage V: 2.7-9.1 mcg/mL Note:Puberty onset, ie, the transition from Tanner stage 1 (prepubertal) to Tanner stage 2 (early pubertal), occurs for girls at a median age of 10.5 (+/-2) years and for boys at a median age of 11.5 (+/-2) years. There is evidence that it may occur up to 1 year earlier in obese girls and in African American girls. By contrast, for boys there is no definite proven relationship between puberty onset and body weight or ethnic origin. Progression through Tanner stages is variable. Tanner stage 5 (young adult) should be reached by age 18. | Both insulin-like growth factor 1 (IGF1) and insulin-like growth factor binding protein 3 (IGFBP3) measurements can be used to assess growth hormone (GH) excess or deficiency. However, for all applications, IGF1 measurement has generally been shown to have superior diagnostic sensitivity and specificity and should be used as the primary test. In particular, in the diagnosis and follow-up of acromegaly and gigantism, IGFBP3 measurement adds little, if anything, to IGF1 testing. The combination of IGF1 and IGFBP3 measurements might offer some benefits over either analyte alone in the diagnosis of GH deficiency and resistance, and in the monitoring of recombinant human GH (rhGH) therapy. Serum IGF1 and IGFBP3 concentrations below the 2.5th percentile (standard deviation score, Z-score of <-2) for age are consistent with GH deficiency or severe GH resistance, but patients with incomplete GH deficiency or mild-to-moderate GH resistance may have levels within the reference range. In GH deficiency, GH levels may also be low and can show suboptimal responses in stimulation tests (eg, exercise, clonidine, arginine, ghrelin, growth hormone-releasing hormone, insulin-induced hypoglycemia), while in severe GH resistance, GH levels might be substantially elevated. However, dynamic GH testing is not always necessary for diagnosis. If it is undertaken, it should be performed and interpreted in endocrine testing centers under the supervision of a pediatric or adult endocrinologist. The aim of both pediatric and adult GH replacement therapy is to achieve IGF1 and IGFBP3 levels within the reference range, ideally within the middle-to-upper third. Higher levels are rarely associated with any further therapeutic gains but could potentially lead to long-term problems of GH excess. Elevated IGF1 and IGFBP3 levels support the diagnosis of acromegaly or gigantism in individuals with appropriate signs or symptoms. In successfully-treated patients, both levels should be within the normal range, ideally within the lower third. In both diagnosis and follow-up, IGF1 levels correlate better with clinical disease activity than IGFBP3 levels. After transsphenoidal removal of pituitary tumors in patients with acromegaly, IGF-I concentration starts to decrease and returns to normal levels in most patients postoperatively by the fourth day. Persons with anorexia or malnutrition have low values of IGF1. IGF1 is a more sensitive indicator than prealbumin, retinol-binding protein, or transferrin for monitoring nutritional repletion. | Insulin-like growth factor 1 (IGF1) and insulin-like growth factor-binding protein 3 (IGFBP3) reference values are highly age dependent, and results must always be interpreted within the context of the patient's age. During normal pregnancy, serum IGF1 increases, on average, almost 2-fold (range approximately 1.1-fold to approximately 4-fold) over prepregnancy baseline concentrations; however, reference values for this population have not been formally established at our institution. Discrepant IGF1 and IGFBP3 results can sometimes occur due to liver and kidney disease; however, this is uncommon. Such results should alert laboratories and physicians to the possible occurrence of a preanalytical or analytical error. Currently, IGF1 or IGFBP3 cannot be reliably used as risk indicators or prognostic markers in breast, colon, prostate, or lung cancer. IGF1 assays exhibit significant variability among platforms and manufacturers. Direct comparison of results obtained by different assays is problematic. If IGF1 and IGFBP3 are being used for serial monitoring, reestablishment of the patient's baseline levels is preferred if assays are changed. Several amino-acid benign alterations withinIGF1have been discovered. At least 4 of these are known to result in IGF1 isoforms with diminished biological activity. IGF1 immunoassays vary in their ability to detect these reduced-function variants. Detection of the variant proteins may result in an overestimation of functionally active IGF1 in an affected patient. By contrast, a mass spectrometry (MS)-based IGF1 assay can usually selectively detect the active IGF1 isoforms. However, there might be as yet unknown functionally different variants of IGF1, which even MS cannot distinguish from wildtype (normal) IGF1. Since the IGFBP3 assay is an immunometric assay, heterophile antibody interferences can rarely cause erroneous results, usually false-high. Heterophile antibodies in human serum can react with the immunoglobulins included in the assay components causing interference with immunoassays. Specimens from patients with autoimmune diseases or from individuals routinely exposed to animals or animal serum products can demonstrate this type of interference, potentially causing an anomalous result. The assay reagents have been formulated to minimize the risk of such interference; however, rare interactions can occur. For diagnostic purposes, the results obtained from this assay should always be used in combination with the clinical examination, patient medical history, and other findings. | 1. Wetterau L, Cohen P. Role of insulin-like growth factor monitoring in optimizing growth hormone therapy. J Ped Endocrinol Metab. 2000;13:1371-1376 2. Granada ML, Murillo J, Lucas A, et al. Diagnostic efficiency of serum IGF-1, IGF-binding protein-3 (IGFBP-3), IGF/IGFBP-3 molar ratio and urinary GH measurements in the diagnosis of adult GH deficiency: importance of an appropriate reference population. Eur J Endocrinol. 2000;142:243-253 3. Parama C, Fluiters E, de la Fuente J, et al. Monitoring of treatment success in patients with acromegaly: the value of serum insulin-like growth factor binding protein-3 and serum leptin measurements in comparison to plasma insulin-like growth factor 1 determination. Metabolism. 2001;50:1117-1121 4. Monzavi R, Cohen P. IGFs and IGFBPs: role in health and disease. Best Pract Res Clin Endocrinol Metab. 2002;16:433-447 5. Boquete HR, Sobrado PG, Fideleff HL, et al. Evaluation of diagnostic accuracy of insulin-like growth factor (IGF)-1 and IGF-binding protein-3 in growth hormone-deficient children and adults using ROC plot analysis. J Endocrinol Metab. 2003;88:4702-4708 6. Brabant G. Insulin-like growth factor-I: marker for diagnosis of acromegaly and monitoring the efficacy of treatment. Eur J Endocrinol. 2003;148:S15-S20 7. Boscato LM, Stuart MC. Heterophilic antibodies: a problem for all immunoassays. Clin Chem. 1988;34:27-33 8. Maus A, Kemp J, Milosevic D, et al. Center of mass calculation in combination with MS/MS allows robust identification of single amino acid polymorphisms in clinical measurements of insulin-like growth factor-1. J Proteome Res. 2020;19(1):186-193. doi:10.1021/acs.jproteome.9b00494 | Insulin-Like Growth Factor 1: Stable isotope labeled internal standard is added to patient samples.Insulin-like growth factor 1 (IGF1) is then extracted by selective precipitation. The extracted samples are analyzed by liquid chromatography mass spectrometry. This is a laboratory-developed mass spectrometry test, calibrated against the First World Health Organization International Standard for IGF1 (02/254).(Unpublished Mayo method) Insulin-Like Growth Factor-BindingProtein 3: TheIMMULITE2000 IGFBP3 (insulin-like growth factor-bindingprotein 3) is a solid-phase, enzyme-linked chemiluminescent immunoassay based on murine monoclonal antibodies. The patient sample and alkaline phosphatase-conjugated anti-IGFBP3 antibodiesare simultaneouslyincubated with an antibody-coated bead. During this time, IGFBP3 in the sample forms an antibody sandwich complex that binds to the streptavidin on the bead. Unbound enzyme conjugate is then removed by washing, after which substrate is added. The chemiluminescent substrate, a phosphate ester of adamantyl dioxetane, undergoes hydrolysis in the presence of alkaline phosphatase to yield an unstable intermediate. The continuous production of this intermediate results in the sustained emission of light. The photon output is directly proportional to the concentration of IGFBP-3in the sample.(Package insert:IMMULITE2000 IGFBP-3. Siemens Healthcare Diagnostics; PIL2KGB-15. 03/2018) | 4 to 8 days | 2 weeks | See Individual Test IDs | 8352084305 | IGF-1 LC/MS, IGFBP-3 Growth Panel | In Process | 35781 | Z-score | 73561-3
FIGF2 | Insulin-like Growth Factor 2 (IGF-2) |  | Radioimmunoassay (RIA) after acid-alcohol extraction | Yes | Insulin-Like Growth Factor II | Serum | Specimen Type:Serum Container/Tube: Red or SST Specimen Volume:0.5 mL Collection Instructions:Draw blood in a plain, red-top tube(s). Separate within 1 hours of collection, freeze immediately. Send 0.5 mL serum frozen. Note: 1. Serum gel tube is okay, but must pour off into a plastic screw cap vial and freeze. 2. Minimum volume does not permit for repeat analysis. | 0.1 mL NOTE: Minimum volume does not allow for repeat analysis. |  | Age,Range (ng/mL),Mean, Prepubertal,258 – 882,570, Pubertal,273 – 892,583, Adults,333 – 967,650, |  |  |  |  | 11 to 17 days |  | This test was developed and its performance characteristics determined by LabCorp. It has not been cleared or approved by the Food and Drug Administration. | 83519 | Insulin-Like Growth Factor II | 2485-1 | Z2324 | Insulin-Like Growth Factor II | 2485-1
IGFMS | Insulin-Like Growth Factor-1, Mass Spectrometry, Serum | Evaluation of growth disorders Evaluation of growth hormone deficiency or excessin children and adults Monitoring of recombinant human growth hormone treatment Follow-up of individuals with acromegaly and gigantism | Liquid Chromatography Mass Spectrometry (LC/MS) | Yes | IGF-1, LC/MS, S | Serum | Collection Container/Tube: Preferred:Red top Acceptable:Serum gel Submission Container/Tube:Plastic vial SpecimenVolume:0.5 mL Collection Instructions:Centrifuge and aliquot serum into a plastic vial. | 0.3 mL | Insulin-like growth factor 1 (IGF1) is a 70-amino acid polypeptide (molecular weight 7.6 kDa; Uniprot Accession P05019 [aa 49-118]). IGF1 is a member of a family of closely related growth factors with high homology to insulin that signal through a corresponding group of highly homologous tyrosine kinase receptors. IGF1 is produced by many tissues, with the liver being the main source of circulating IGF1. IGF1 is the major mediator of the anabolic and growth-promoting effects of growth hormone (GH). IGF1 is transported by IGF-binding proteins, in particular IGF-binding protein 3 (IGFBP3), which also controls its bioavailability and half-life. Noncomplexed IGF1 and IGFBP3 have short half-lives (t1/2) of 10 minutes and 30 to 90 minutes, respectively, while the IGFBP3/IGF1 complex is cleared with a much slower t1/2 of 12 hours. The secretion patterns of IGF1 and IGFBP3 mimic each other, their respective syntheses being controlled by GH. Unlike GH secretion, which is pulsatile and demonstrates significant diurnal variation, IGF1 and IGFBP3 levels show only minor fluctuations. IGF1 and IGFBP3 serum levels, therefore, represent a stable and integrated measurement of GH production and tissue effect. Low IGF1 and IGFBP3 levels are observed in GH deficiency or GH resistance. If acquired in childhood, these conditions result in short stature. Childhood GH deficiency can be an isolated abnormality or associated with deficiencies of other pituitary hormones. Some of the latter cases may be due to pituitary or hypothalamic tumors or result from either cranial radiation or intrathecal chemotherapy for childhood malignancies. Most GH resistance in childhood is mild-to-moderate, with causes ranging from poor nutrition to severe systemic illness (eg, kidney failure). These individuals may have IGF1 and IGFBP3 levels within the reference range. Severe childhood GH resistance is rare and usually due to defects of the GH-receptor, its downstream signaling cascades, or deleterious variants inIGF1, its binding proteins, or its receptor signaling cascades. Both GH deficiency and mild-to-moderate GH resistance can be treated with recombinant human GH (rhGH) injections, while severe resistance will usually not respond to GH. However, such patients might respond to recombinant IGF1 therapy, unless the underlying defect is in the IGF1 receptor or its downstream signaling systems. The exact prevalence and causes of adult GH resistance are uncertain, but adult GH deficiency is seen mainly in patients with pituitary tumors. It is associated with decreased muscle bulk and increased cardiovascular morbidity and mortality, but replacement therapy remains controversial. Elevated serum IGF1 and IGFBP3 levels often indicate either a sustained overproduction of GH or excessive rhGH therapy. Endogenous GH excess is caused mostly by GH-secreting pituitary adenomas, resulting in gigantism if acquired before epiphyseal closure and in acromegaly thereafter. Both conditions are associated with generalized organomegaly, hypertension, diabetes, cardiomyopathy, osteoarthritis, compression neuropathies, a mild increase in cancer risk (breast, colon, prostate, lung), and diminished longevity. It is plausible, but unproven, that long-term rhGH overtreatment may result in similar adverse outcomes. Malnutrition results in low serum IGF1 concentrations, which recover with restoration of adequate nutrition. | Males: 0-11 months: 18-156 ng/mL 1 year: 14-203 ng/mL 2 years: 16-222 ng/mL 3 years: 22-229 ng/mL 4 years: 30-236 ng/mL 5 years: 39-250 ng/mL 6 years: 47-275 ng/mL 7 years: 54-312 ng/mL 8 years: 61-356 ng/mL 9 years: 67-405 ng/mL 10 years: 73-456 ng/mL 11 years: 79-506 ng/mL 12 years: 84-551 ng/mL 13 years: 90-589 ng/mL 14 years: 95-618 ng/mL 15 years: 99-633 ng/mL 16 years: 104-633 ng/mL 17 years: 107-615 ng/mL 18-22 years: 91-442 ng/mL 23-25 years: 66-346 ng/mL 26-30 years: 60-329 ng/mL 31-35 years: 54-310 ng/mL 36-40 years: 48-292 ng/mL 41-45 years: 44-275 ng/mL 46-50 years: 40-259 ng/mL 51-55 years: 37-245 ng/mL 56-60 years: 34-232 ng/mL 61-65 years: 33-220 ng/mL 66-70 years: 32-209 ng/mL 71-75 years: 32-200 ng/mL 76-80 years: 33-192 ng/mL 81-85 years: 33-185 ng/mL 86-90 years: 33-179 ng/mL > or =91 years: 32-173 ng/mL Females: 0-11 months: 14-192 ng/mL 1 year: 23-243 ng/mL 2 years: 28-256 ng/mL 3 years: 31-249 ng/mL 4 years: 33-237 ng/mL 5 years: 36-234 ng/mL 6 years: 39-246 ng/mL 7 years: 44-279 ng/mL 8 years: 51-334 ng/mL 9 years: 61-408 ng/mL 10 years: 73-495 ng/mL 11 years: 88-585 ng/mL 12 years: 104-665 ng/mL 13 years: 120-719 ng/mL 14 years: 136-729 ng/mL 15 years: 147-691 ng/mL 16 years: 153-611 ng/mL 17 years: 149-509 ng/mL 18-22 years: 85-370 ng/mL 23-25 years: 73-320 ng/mL 26-30 years: 66-303 ng/mL 31-35 years: 59-279 ng/mL 36-40 years: 54-258 ng/mL 41-45 years: 49-240 ng/mL 46-50 years: 44-227 ng/mL 51-55 years: 40-217 ng/mL 56-60 years: 37-208 ng/mL 61-65 years: 35-201 ng/mL 66-70 years: 34-194 ng/mL 71-75 years: 34-187 ng/mL 76-80 years: 34-182 ng/mL 81-85 years: 34-177 ng/mL 86-90 years: 33-175 ng/mL > or =91 years: 25-179 ng/mL Tanner Stage reference ranges: Males Stage I: 81-255 ng/mL Stage II: 106-432 ng/mL Stage III: 245-511 ng/mL Stage IV: 223-578 ng/mL Stage V: 227-518 ng/mL Females Stage I: 86-323 ng/mL Stage II: 118-451 ng/mL Stage III: 258-529 ng/mL Stage IV: 224-586 ng/mL Stage V: 188-512 ng/mL Tanner Stage reference source: Bindlingmaier M, Friedrich N, Emeny RT,et al. Reference intervals for insulin-like growth factor-1 (igf-i) from birth to senescence: results from a multicenter study using a new automated chemiluminescence IGF-I immunoassay conforming to recent international recommendations. J Clin Endocrinol Metab. 2014;99(5):1712-1721 Note:Puberty onset (transition from Tanner stage I to Tanner stage II) occurs for boys at a median age of 11.5 (+/-2) years and for girls at a median age of 10.5 (+/-2) years. There is evidence that it may occur up to 1 year earlier in obese girls and in African American girls. For boys, there is no definite proven relationship between puberty onset and body weight or ethnic origin. Progression through Tanner stages is variable. Tanner stage V (young adult) should be reached by age 18. | Both insulin-like growth factor 1 (IGF1) and insulin-like growth factor-binding protein 3 (IGFBP3) measurements can be used to assess growth hormone (GH) excess or deficiency. However, for all applications, IGF1 measurement has generally been shown to have superior diagnostic sensitivity and specificity and should be used as the primary test. In particular, in the diagnosis and follow-up of acromegaly and gigantism, IGFBP3 measurement adds little, if anything, to IGF1 testing. The combination of IGF1 and IGFBP3 measurements might offer some benefits over either analyte alone in the diagnosis of GH deficiency and resistance, and in the monitoring of recombinant human GH (rhGH) therapy. Serum IGF1 and IGFBP3 concentrations below the 2.5th percentile (standard deviation score, Z-score of <-2) for age are consistent with GH deficiency or severe GH resistance, but patients with incomplete GH deficiency or mild-to-moderate GH resistance may have levels within the reference range. In GH deficiency, GH levels may also be low and can show suboptimal responses in stimulation tests (eg, exercise, clonidine, arginine, ghrelin, growth hormone-releasing hormone, insulin-induced hypoglycemia), while in severe GH resistance, GH levels might be substantially elevated. However, dynamic GH testing is not always necessary for diagnosis. If it is undertaken, it should be performed and interpreted in endocrine testing centers under the supervision of a pediatric or adult endocrinologist. The aim of both pediatric and adult GH replacement therapy is to achieve IGF1 and IGFBP3 levels within the reference range, ideally within the middle-to-upper third. Higher levels are rarely associated with any further therapeutic gains but could potentially lead to long-term problems of GH excess. Elevated IGF1 and IGFBP3 levels support the diagnosis of acromegaly or gigantism in individuals with appropriate signs or symptoms. In successfully-treated patients, both levels should be within the normal range, ideally within the lower third. In both diagnosis and follow-up, IGF1 levels correlate better with clinical disease activity than IGFBP3 levels. After transsphenoidal removal of pituitary tumors in patients with acromegaly, IGF-I concentration starts to decrease and returns to normal levels in most patients postoperatively by the fourth day. Persons with anorexia or malnutrition have low values of IGF1. IGF1 is a more sensitive indicator than prealbumin, retinol-binding protein, or transferrin for monitoring nutritional repletion. | Insulin-like growth factor 1 (IGF1) and insulin-like growth factor-binding protein 3 (IGFBP3) reference values are highly age dependent, and results must always be interpreted within the context of the patient's age. During normal pregnancy, serum IGF1 increases, on average, almost 2-fold (range approximately 1.1-fold to approximately 4-fold) over prepregnancy baseline concentrations; however, reference values for this population have not been formally established at our institution. Discrepant IGF1 and IGFBP3 results can sometimes occur due to liver and kidney disease; however, this is uncommon. Such results should alert laboratories and physicians to the possible occurrence of a preanalytical or analytical error. Currently, IGF1 or IGFBP3cannot be reliably used as risk indicators or prognostic markers in breast, colon, prostate, or lung cancer. IGF1 assays exhibit significant variability among platforms and manufacturers. Direct comparison of results obtained by different assays is problematic. If IGF1 and IGFBP3 are being used for serial monitoring, reestablishment of the patient's baseline levels is preferred if assays are changed. Several amino-acid benign alterations withinIGF1have been discovered. At least 4 of these are known to result inIGF1isoforms with diminished biological activity. IGF1 immunoassays vary in their ability to detect these reduced-function variants. Detection of the variant proteins may result in an overestimation of functionally active IGF1 in an affected patient. By contrast, mass spectrometry (MS)-based IGF1 assay can usually selectively detect the active IGF1 isoforms. However, there might be as yet unknown functionally different variants of IGF1, which even MS cannot distinguish from wildtype (normal) IGF1. | 1. Wetterau L, Cohen P. Role of insulin-like growth factor monitoring in optimizing growth hormone therapy. J Ped Endocrinol Metab. 2000;13 Suppl 6:1371-1376. doi:10.1515/jpem-2000-s610 2. Granada ML, Murillo J, Lucas A, et al. Diagnostic efficiency of serum IGF-1, IGF-binding protein-3 (IGFBP-3), IGF/IGFBP-3 molar ratio and urinary GH measurements in the diagnosis of adult GH deficiency: importance of an appropriate reference population. Eur J Endocrinol. 2000;142(3):243-253. doi:10.1530/eje.0.1420243 3. Boquete HR, Sobrado PGV, Fideleff HL, et al. Evaluation of diagnostic accuracy of insulin-like growth factor (IGF)-1 and IGF-binding protein-3 in growth hormone-deficient children and adults using ROC plot analysis. J Endocrinol Metab. 2003;88(10):4702-4708. doi:10.1210/jc.2003-030412 4. Brabant G. Insulin-like growth factor-I: marker for diagnosis of acromegaly and monitoring the efficacy of treatment. Eur J Endocrinol. 2003;148 Suppl 2:S15-S20. doi:10.1530/eje.0.148s015 5. Bidlingmaier M, Friedrich N, Emeny RT, et,al. Reference intervals for insulin-like growth factor-1 (IGF-1) from birth to senescence: results from a multicenter study using a new automated chemiluminescence IGF-1 immunoassay conforming to recent international recommendations. J Clin Endocrinol Metab. 2014;99(5):1712-1721.doi:10.1210/jc.2013-3059 | Stable isotope labeled internal standard is added to patient samples. Insulin-like growth factor 1 (IGF1) is then extracted by selective precipitation. The extracted samples are analyzed by liquid chromatography mass spectrometry. This is a laboratory-developed mass spectrometry test, calibrated against the First World Health Organization International Standard for IGF1 (02/254).(Unpublished Mayo method) | 3 to 6 days | 3 months | This test was developed and its performance characteristics determined by Mayo Clinic in a manner consistent with CLIA requirements. It has not been cleared or approved by the US Food and Drug Administration. | 84305 | IGF-1, LC/MS, S | 2484-4 | 35781 | Z-score | 73561-3
IGFB3 | Insulin-Like Growth Factor-Binding Protein 3, Serum | Diagnosing growth disorders Diagnosing adult growth hormone deficiency Monitoring of recombinant human growth hormone treatment As a possible adjunct to insulin-like growth factor 1 and growth hormone in the diagnosis and follow-up of acromegaly and gigantism | Enzyme-Labeled Chemiluminescent Immunometric Assay | Yes | IGFBP-3, S | Serum | Patient Preparation:For 12 hours before specimen collection, do nottake multivitamins or dietary supplements containing biotin (vitamin B7), which is commonly found in hair, skin, and nail supplements and multivitamins. Collection Container/Tube: Preferred:Red top Acceptable:Serum gel Submission Container/Tube:Plastic vial Specimen Volume:0.8 mL Collection Instructions:Centrifuge promptly and aliquot serum into a plastic vial. | 0.3 mL | Insulin-like growth factor-binding protein 3 (IGFBP-3) is a 264-amino acid peptide (molecular weight 29 kDa) produced by the liver. It is the most abundant of a group of IGFBPs that transport and control bioavailability and half-life of the insulin-like growth factors (IGF), in particular IGF-1, the major mediator of the anabolic- and growth-promoting effects of growth hormone (GH). Noncomplexed IGFBP-3 and IGF-1 have short half-lives (t1/2) of 30 to 90 minutes and 10 minutes, respectively, while the IGFBP-3/IGF-1 complex is cleared with a much slower t1/2 of 12 hours. In addition to its IGF-binding function, IGFBP-3 also exhibits intrinsic growth-regulating effects that are not yet fully understood but have evoked interest with regards to a possible role of IGFBP-3 as a prognostic tumor marker. The secretion patterns of IGFBP-3 and IGF-1 mimic each other; their respective syntheses are primarily controlled by GH. Unlike GH secretion, which is pulsatile and demonstrates significant diurnal variation, IGFBP-3 and IGF-1 levels show only minor fluctuations. IGFBP-3 and IGF-1 serum levels therefore represent a stable and integrated measurement of GH production and tissue effect. Low IGFBP-3 and IGF-1 levels are observed in GH deficiency or GH resistance. If acquired in childhood, these conditions result in short stature. Childhood GH deficiency can be an isolated abnormality or associated with deficiencies of other pituitary hormones. Some of the latter cases may be due to pituitary or hypothalamic tumors or result from cranial radiation or intrathecal chemotherapy for childhood malignancies. Most GH resistance in childhood is mild to moderate, with causes ranging from poor nutrition to severe systemic illness (eg, kidney failure). These individuals may have IGF-1 and IGFBP-3 levels within the reference range. Severe childhood GH resistance is rare and usually due to GH-receptor defects. Both GH deficiency and mild-to-moderate GH resistance can be treated with recombinant human GH (rhGH) injections. The prevalence and causes of adult GH resistance are uncertain, but adult GH deficiency is seen mainly in pituitary tumor patients. It is associated with decreased muscle bulk and increased cardiovascular morbidity and mortality, but replacement therapy remains controversial. Elevated serum IGFBP-3 and IGF-1 levels indicate a sustained overproduction of GH or excessive rhGH therapy. Endogenous GH excess is caused mostly by GH-secreting pituitary adenomas, resulting in gigantism, if acquired before epiphyseal closure, and in acromegaly thereafter. Both conditions are associated with generalized organomegaly, hypertension, diabetes, cardiomyopathy, osteoarthritis, compression neuropathies, a mild increase in cancer risk, and diminished longevity. It is plausible, but unproven, that long-term rhGH-overtreatment may result in similar adverse outcomes. | 1-7 days: < or =0.7 mcg/mL 8-14 days: 0.5-1.4 mcg/mL 15 days-11 months: unavailable 1 year: 0.7-3.6 mcg/mL 2 years: 0.8-3.9 mcg/mL 3 years:0.9-4.3 mcg/mL 4 years: 1.0-4.7 mcg/mL 5 years: 1.1-5.2 mcg/mL 6 years: 1.3-5.6 mcg/mL 7 years: 1.4-6.1 mcg/mL 8 years: 1.6-6.5 mcg/mL 9 years: 1.8-7.1 mcg/mL 10 years: 2.1-7.7 mcg/mL 11 years: 2.4-8.4 mcg/mL 12 years: 2.7-8.9 mcg/mL 13 years: 3.1-9.5 mcg/mL 14 years: 3.3-10 mcg/mL 15 years: 3.5-10 mcg/mL 16 years: 3.4-9.5 mcg/mL 17 years: 3.2-8.7 mcg/mL 18 years: 3.1-7.9 mcg/mL 19 years: 2.9-7.3 mcg/mL 20 years: 2.9-7.2 mcg/mL 21-25 years: 3.4-7.8 mcg/mL 26-30 years: 3.5-7.6 mcg/mL 31-35 years: 3.5-7.0 mcg/mL 36-40 years: 3.4-6.7 mcg/mL 41-45 years: 3.3-6.6 mcg/mL 46-50 years: 3.3-6.7 mcg/mL 51-55 years: 3.4-6.8 mcg/mL 56-60 years: 3.4-6.9 mcg/mL 61-65 years: 3.2-6.6 mcg/mL 66-70 years: 3.0-6.2 mcg/mL 71-75 years: 2.8-5.7 mcg/mL 76-80 years: 2.5-5.1 mcg/mL 81-85 years: 2.2-4.5 mcg/mL Tanner Stages: Males Stage I: 1.4-5.2mcg/mL Stage II: 2.3-6.3mcg/mL Stage III: 3.1-8.9mcg/mL Stage IV: 3.7-8.7mcg/mL Stage V: 2.6-8.6mcg/mL Females Stage I: 1.2-6.4mcg/mL Stage II: 2.8-6.9mcg/mL Stage III: 3.9-9.4mcg/mL Stage IV: 3.3-8.1mcg/mL Stage V: 2.7-9.1mcg/mL Note:Puberty onset, ie, the transition from Tanner stage I (prepubertal) to Tanner stage II (early pubertal), occurs for girls at a median age of 10.5 (+/-2) years and for boys at a median age of 11.5 (+/-2) years. There is evidence that it may occur up to 1 year earlier in girls who are obese and in African American girls. By contrast, for boys there is no definite proven relationship between puberty onset and body weight or ethnic origin. Progression through Tanner stages is variable. Tanner stage V (young adult) should be reached by age 18. | For all applications, insulin-like growth factor 1 (IGF-1) measurement has generally been shown to have superior diagnostic sensitivity and specificity compared with insulin-like growth factor-binding protein 3 (IGFBP-3). IGFBP-3 testing should, therefore, usually be combined with IGF-1 testing. The combination of IGF-1 and IGFBP-3 measurements appears superior to determining either analyte alone in the diagnosis of growth hormone (GH) deficiency and resistance and in the monitoring of recombinant human GH therapy. By contrast, in the diagnosis and follow-up of acromegaly and gigantism, IGFBP-3 measurement adds little if anything to IGF-1 testing. IGF-1 and IGFBP-3 levels below the 2.5th percentile for age are consistent with GH deficiency or severe resistance, but patients with incomplete GH deficiency or mild-to-moderate GH resistance may have levels within the reference range. In GH deficiency, GH levels are also low and show suboptimal responses in stimulation tests (eg, exercise, clonidine, arginine, ghrelin, growth hormone-releasing hormone, insulin-induced hypoglycemia), while in severe GH resistance, GH levels are substantially elevated. However, dynamic GH testing is not always necessary for diagnosis. If it is undertaken, it should be performed and interpreted in endocrine testing centers under the supervision of an endocrinologist. The aim of both pediatric and adult GH replacement therapy is to achieve IGF-1 and IGFBP-3 levels within the reference range, ideally within the middle to upper third. Higher levels are rarely associated with any further therapeutic gains but could potentially lead to long-term problems of GH excess. Elevated IGF-1 and IGFBP-3 levels support the diagnosis of acromegaly or gigantism in individuals with appropriate symptoms or signs. In successfully treated patients, both levels should be within the normal range, ideally within the lower third. In both diagnosis and follow-up, IGF-1 levels correlate better with clinical disease activity than IGFBP-3 levels. | Insulin-like growth factor 1 (IGF-1) and insulin-like growth factor-binding protein 3 (IGFBP-3) reference ranges are highly age-dependent and results must always be interpreted within the context of the patient's age. Discrepant IGFBP-3 and IGF-1 results can sometimes occur due to liver and kidney disease; however, this is uncommon and such results should alert laboratories and physicians to the possible occurrence of a preanalytical or analytical error. At this time, IGFBP-3 cannot be reliably used as a prognostic marker in breast, colon, prostate, or lung cancer. IGFBP-3 assays exhibit significant variability among platforms and manufacturers. Direct comparison of results obtained by different assays is problematic. Reestablishing a patient's-baseline concentration is preferred if assays are changed. Heterophilic antibodies in human serum can react with the immunoglobulins included in the assay components causing interference with in vitro immunoassays. Specimens from patients with autoimmune diseases or from individuals routinely exposed to animals or animal serum products can demonstrate this type of interference, potentially causing an anomalous result. The assay reagents have been formulated to minimize the risk of such interference; however, potential interactions between rare sera and test components can occur. For diagnostic purposes, the results obtained from this assay should always be used in combination with the clinical examination, patient medical history, and other findings. | 1. Boscato LM, Stuart MC. Heterophilic antibodies: a problem for all immunoassays. Clin Chem. 1988;34(1):27-33 2. Wetterau L, Cohen P. Role of insulin-like growth factor monitoring in optimizing growth hormone therapy. J Ped Endocrinol Metab. 2000;13 Suppl 6:1371-1376 3. Granada ML, Murillo J, Lucas A, et al. Diagnostic efficiency of serum IGF-1, IGF-binding protein-3 (IGFBP-3), IGF/IGFBP-3 molar ratio and urinary GH measurements in the diagnosis of adult GH deficiency: importance of an appropriate reference population. Eur J Endocrinol. 2000;142(3):243-253 4. Parama C, Fluiters E, de la Fuente J, Andrade A, Garcia-Mayor RV. Monitoring of treatment success in patients with acromegaly: the value of serum insulin-like growth factor binding protein-3 and serum leptin measurements in comparison to plasma insulin-like growth factor 1 determination. Metabolism. 2001;50(9):1117-1121 5. Monzavi R, Cohen P. IGFs and IGFBPs: role in health and disease. Best Pract Res Clin Endocrinol Metab. 2002;16(3):433-447 6. Boquete HR, Sobrado PGV, Fideleff HL, et al: Evaluation of diagnostic accuracy of insulin-like growth factor (IGF)-1 and IGF-binding protein-3 in growth hormone-deficient children and adults using ROC plot analysis. J Endocrinol Metab. 2003;88(10):4702-4708 7. Shen Y, Zhang J, Zhao Y, Yan Y, Liu Y, Cai J. Diagnostic value of serum IGF-1 and IGFBP-3 in growth hormone deficiency: a systematic review with meta-analysis. Eur J Pediatr. 2015;174(4):419-427 8. Inoue-Lima TH, Vasques GA, Nakaguma M, et al. A Bayesian Approach to Diagnose Growth Hormone Deficiency in Children: Insulin-Like Growth Factor Type 1 Is Valuable for Screening and IGF-Binding Protein Type 3 for Confirmation. Horm Res Paediatr. 2020;93(3):197-205 | The Immulite 2000insulin-like growth factor-binding protein 3 (IGFBP-3) is a solid-phase, enzyme-linked chemiluminescent immunoassay based on murine monoclonal antibodies. The patient sample and alkaline phosphatase-conjugated anti-insulin-like growth factor-binding protein 3 (IGFBP-3) antibodiesare simultaneouslyincubated with an antibody-coated bead. During this time, IGFBP-3 in the sample forms an antibody sandwich complex that binds to the streptavidin on the bead. Unbound enzyme conjugate is then removed by washing, after which substrate is added. The chemiluminescent substrate, a phosphate ester of adamantyl dioxetane, undergoes hydrolysis in the presence of alkaline phosphatase to yield an unstable intermediate. The continuous production of this intermediate results in the sustained emission of light. The photon output is directly proportional to the concentration of IGFBP-3in the sample.(Package insert: Immulite 2000 IGFBP-3 PIL2KGB-15. Siemens Healthcare Diagnostics; 03/2018) | 1 to 3 days | 2 weeks | This test has been cleared, approved, or is exempt by the US Food and Drug Administration and is used per manufacturer's instructions. Performance characteristics were verified by Mayo Clinic in a manner consistent with CLIA requirements. | 83520 | IGFBP-3, S | 2483-6 | IGFB3 | IGFBP-3, S | 2483-6
FGBP1 | Insulin-like Growth Factor-binding Protein-1 (IGFBP-1) | Identify women who are at high risk for developing preeclampsia. | Immunochemiluminometric Assay (ICMA) | Yes | IGF Binding Protein 1 | Serum | Collection container/tube:5 mL Red Submission Container/Tube:Plastic vial Specimen Volume:0.5 mL Acceptable:SST Collection Instructions:Draw blood in a plain red-top tube(s), serum gel tube is acceptable. Spin down within one hour and send 0.5 mL of serum frozen in a plastic vial. | 0.1 mL Note: This volume does not permit repeat analysis. |  | Age,Range (ng/mL), ,Fasting,Random, Prepubertal,30-1000,10-500, Pubertal,20-200,20-100, Adults,10-150,0-40, |  |  |  |  | 6 to 16 days |  | This test was developed and its performance characteristics determined by LabCorp. It has not been cleared or approved by the Food and Drug Administration. | 83520 | IGF Binding Protein 1 | 12722-5 | FGBP1 | IGF Binding Protein 1 | 12722-5
INSM1 | Insulinoma-Associated Protein 1 (INSM1), Immunostain, Technical Component Only | Identification of neuroendocrine tumors | Immunohistochemistry (IHC) | Yes | INSM1 IHC, Tech Only | For the initial technical component only immunohistochemical (IHC) stain performed, the appropriate bill-only test ID will be reflexed and charged (IHTOI). For each additional technical component only IHC stain performed, an additional bill-only test ID will be reflexed and charged (IHTOA). | Supplies:Immunostain Technical Only Envelope (T693) Specimen Type:Tissue Container/Tube:Immunostain Technical Only Envelope Preferred:2 Unstained, positively charged glass slide (25 x 75 x 1-mm) per test ordered; sections 4-microns thick. Acceptable:Formalin-fixed, paraffin-embedded tissue block |  | Insulinoma associated protein 1 (INSM1) is expressed in tissues with neuroendocrine differentiation. INSM1 is a sensitive and specific marker for neuroendocrine tumors. |  | This test does not include pathologist interpretation, only technical performance of the stain. If interpretation is required, order PATHC / Pathology Consultation for a full diagnostic evaluation or second opinion of the case. The positive and negative controls are verified as showing appropriate immunoreactivity. If a control tissue is not included on the slide, a scanned image of the relevant quality control tissue is available upon request; call 855-516-8404. Interpretation of this test should be performed in the context of the patient's clinical history and other diagnostic tests by a qualified pathologist. | Age of a cut paraffin section can affect immunoreactivity. Stability thresholds vary widely among published literature and are antigen dependent. Best practice is for paraffin sections to be cut within 6 weeks. | 1. Fujino K, Yasufuku K, Kudoh S, et al. INSM1 is the best marker for the diagnosis of neuroendocrine tumors: comparison with CGA, SYP and CD56. Int J Clin Exp Pathol. 2017;10(5):5393-5405 2. Rosenbaum J, Guo Z, Baus R, et al. INSM1: A novel immunohistochemical and molecular marker for neuroendocrine and neuroepithelial neoplasms. Am J Clin Pathol. 2015;144(4):579-591 3. Rooper L, Sharma R, Li Q, et al. INSM1 demonstrates superior performance to the individual and combined use of synaptophysin, chromogranin and CD56 for diagnosing neuroendocrine tumors of the thoracic cavity. Am J Surg Pathol. 2017;41(11):1561-1569 4. Lan M, Breslin M. Structure, expression, and biological function of INSM1 transcription factor in neuroendocrine differentiation. FASEB J. 2018;23(7):2024-2033 5. Magaki S, Hojat SA, Wei B, So A, Yong WH. An introduction to the performance of immunohistochemistry. Methods Mol Biol. 2019;1897:289-298. doi:10.1007/978-1-4939-8935-5_25 | Immunohistochemistry on sections of paraffin-embedded tissue.(Unpublished Mayo method) | 1 to 3 days | Until staining is complete | This test has been cleared, approved, or is exempt by the US Food and Drug Administration and is used per manufacturer's instructions. Performance characteristics were verified by Mayo Clinic in a manner consistent with CLIA requirements. | 88342-TC, primary88341-TC, if additional IHC | INSM1 IHC, Tech Only | Order only;no result | 602574 | INSM1 IHC, Tech Only | Bill only; no result
IFG23 | Intact Fibroblast Growth Factor 23, Serum | Diagnosing and monitoring tumor induced osteomalacia Diagnosing X-linked hypophosphatemia or autosomal dominant hypophosphatemic rickets Diagnosing familial tumoral calcinosis with hyperphosphatemia | Chemiluminescence-Based Quantitative Sandwich Immunoassay | Yes | Intact Fibroblast Growth Factor 23 | Serum | Collection Container/Tube: Preferred:Serum gel Acceptable:Red top Submission Container/Tube:Plastic vial Specimen Volume:0.5 mL Collection Instructions:Centrifuge and aliquot serum into plastic vial. | 0.25 mL | Fibroblast growth factor 23 (FGF23) is a major regulator of phosphate (phosphorus) homeostasis. FGF23 is secreted primarily by bone, followed by thymus, heart, brain and, in low levels, by several other tissues. High serum phosphate (phosphorus) concentrations stimulate FGF23 expression and secretion through a yet poorly understood mechanism. Only intact FGF23 is considered bioactive. Intact FGF23 interacts with a specific receptor on renal tubular cells, decreasing expression of type IIa sodium/phosphate cotransporters, resulting in decreased phosphate reabsorption. In addition, gene transcription of 1-alpha-hydroxylase is downregulated, reducing bioactive 1,25-dihydroxy vitamin D, thereby further decreasing phosphate reabsorption. Eventually, falling serum phosphate concentrations lead to diminished FGF23 secretion, closing the feedback loop. Measurement of FGF23 can assist in diagnosis and management of disorders of phosphate and bone metabolism in patients with either normal or impaired kidney function. When FGF23 levels are pathologically elevated in individuals with normal kidney function, hypophosphatemia, with or without osteomalacia, ensues. This can occur in rare, usually benign, mixed connective tissue tumors that contain characteristic complex vascular structures, osteoclast-like giant cells, cartilaginous elements, and dystrophic calcifications. These neoplasms secrete FGF23 ectopically and autonomously (tumor-induced osteomalacia; TIO). In less than one-fourth of cases, a different benign or malignant soft tissue tumor type or, extremely rarely, a carcinoma may be the cause of paraneoplastic FGF23 secretion. In either scenario, complete removal of the tumor cures the TIO. Hypophosphatemia and skeletal abnormalities are also observed in X-linked hypophosphatemia (XLH) and autosomal dominant hypophosphatemic rickets (ADHR). In XLH, variants in thePHEX(phosphate-regulating neutral endopeptidase) gene, which encodes a cell-surface-bound protein-cleavage enzyme,affect bioactive FGF23 secretion.Although the pathogenesis of XLH is not fully understood, animal studies indicate that loss ofPHEXfunction results in enhanced secretion of FGF23. In ADHR,FGF23variants render the protein resistant to proteolytic cleavage, thereby increasing FGF23 levels. However, not allFGF23variants increase renal phosphate secretions. Variants that impair FGF23 signaling, rather than increase its protease resistance, are associated with the syndrome of familial tumoral calcinosis (ectopic calcifications) with hyperphosphatemia. In patients with renal failure, FGF23 contributes to renal osteodystrophy. The patient's kidneys can no longer excrete sufficient amounts of phosphate. This leads to marked increases in FGF23 secretion as a compensatory response, aggravating the 1,25-dihydroxy vitamin D deficiency of renal failure and the consequent secondary hyperparathyroidism. In circulation, intact FGF-23 is cleaved to generate 2 biologically inactive fragments: a N-terminal fragment and a C-terminal fragment. FGF23 has a rapid clearance and short half-life, which ranges between 46 and 58 min for intact and C-terminal fragments, respectively. Different types of FGF-23 immunoassays are available: those targeting the intact form (iFGF23) and those detecting C-terminal fragments (cFGF23). Various studies have suggested that iFGF23 assays are more sensitive than cFGF23for the detection of FGF23concentrationsin patients withTIO and patients with XLH. In addition, iFGF23 concentrations are not affected by iron deficiency, which may lead to false-positive results when using cFGF23 assays. | Pediatric (<18 yrs): < or =52 pg/mL Adults (> or =18 yrs): < or = 59 pg/mL | Increased fibroblast growth factor 23 (FGF23) concentrations are present in individuals with renal phosphate-wasting diseases such as autosomal dominant hypophosphatemic rickets (ADHR), autosomal recessive hypophosphatemic rickets (ARHR), X-linked hypophosphatemia rickets (XLH) and tumor induced osteomalacia (TIO).Clinically, FGF23 measurement is useful in the differential diagnosis of these hypophosphatemic diseases since the patient presents with high FGF23 levels along with hypophosphatemia. In other causes of hypophosphatemia, such as vitamin D deficiency, FGF23 levels are low. In FGF23-producing tumors, a decrease in FGF23 concentrations following surgery is a reliable indication of complete tumor resection. Intact FGF23 concentrations are elevated in patients with TIO or XLH. A study detected elevations of intact FGF23 in 19 of 22 TIO cases (86%).(1) In XLH, elevations of intact FGF23 were observed in 88% of patients (9 of10 children and 13 of 15 adults).(2)While levels of intact FGF23 in XLH are usually elevated, FGF23 concentrations within the reference interval do not exclude the disease and should be interpreted in the setting of phosphate concentrations (ie, an FGF23 concentration in the upper level of the reference interval in the context of hypophosphatemia might be indicative of XLH). In ADHR,FGF23 concentrations are not consistently elevated, and the severity of renal phosphate-wasting may wax and wane; FGF23 concentrations are normal during quiescent periods when serum phosphate levels are normal, and they are elevated during active, hypophosphatemic phases of the disease.(3)FGF23 concentrations are influenced by factors such as phosphate intake and vitamin D therapy. Therefore, intact FGF23 levels are most informative in untreated patients. | Fibroblast growth factor 23 (FGF23)concentrationsmust be interpreted in conjunction with serum phosphate (phosphorus) measurements, as FGF23 will be elevated in other conditions that cause hyperphosphatemia in vivo. These include kidney failure; severe catabolic states (eg, severe systemic illness, uncontrolled type I diabetes mellitus, and severe starvation); vitamin D toxicity; intravenous phosphate treatment and very high phosphate diets; advanced malignancy in particular with tumor lysis; crush or other significant muscle injury or destruction; fractures; and some endocrine disorders, in particular hypoparathyroidism and acromegaly. With the exception of kidney failure, FGF23 measurements will not contribute to diagnosis or patient management in these situations. Do not interpret FGF23concentrationsas absolute evidence of the presence or the absence of tumor induced osteomalacia (TIO). Some patients with TIO may have FGF23 levels within the reference interval. It is thought that tumors in these individuals may be secreting different, and yet unidentified, phosphatonins. Therefore, if the clinical picture and general osteomalacia laboratory workup strongly suggest that the patient has TIO, a normal intact FGF23 level should not discourage tumor search or removal. In rare cases, some individuals can develop antibodies to mouse or other animal antibodies (often referred to as human anti-mouse antibodies [HAMA] or heterophile antibodies), which may cause interference in some immunoassays. Caution should be used in interpretation of results, and the laboratory should be alerted if the result does not correlate with the clinical presentation. Patients receiving burosumab therapy may have prolonged elevations of intact FGF23 in serum following monoclonal antibody administration. Measurement of intact FGF23 is not recommended on these patients. Serum phosphate, alkaline phosphatase, and 1,25(OH)2D measurements should be considered for monitoring response to therapy. | 1. Imel EA, Peacock M, Pitukcheewanont P, et al:Sensitivity of fibroblast growth factor 23 measurements in tumor-induced osteomalacia. J Clin Endocrinol Metab. 2006 Jun;91(6):2055-2061 2. Imel EA, Gray AK, Padgett LR, Econs MJ: Iron and fibroblast growth factor 23 in X-linked hypophosphatemia. Bone. 2014 Mar;60:87-92 3. Imel EA, Hui SL, Econs MJ: FGF23 concentrations vary with disease status in autosomal dominant hypophosphatemic rickets. J Bone Miner Res. 2007 Apr;22(4):520-526 4. Haffner D, Emma F, Eastwood DM, et al:Clinical practice recommendations for the diagnosis and management of X-linked hypophosphatemia. Nat Rev Nephrol. 2019 Jul;15(7):435-455.doi: 10.1038/s41581-019-0152-5 5. Fauconnier C, Roy T, Gillerot G, Roy C, Pouleur AC, Gruson D: FGF23: Clinical usefulness and analytical evolution. Clin Biochem. 2019 Apr;66:1-12.doi: 10.1016/j.clinbiochem.2019.03.002 6.Ashrafzadeh-Kian SL, Ito N, Srivastava T, el al: The effect of burosumab on intact and C-terminal FGF23 measurements. Clin Endocrinol (Oxf). 2022 Oct 20. doi: 10.1111/cen.14832 | The intactfibroblast growth factor 23 (FGF23)assay is a2-site immunoenzymatic assay using 2anti-human FGF23 mouse monoclonal antibodies.One antibody is coated onto microtiter wells and the other is alkaline phosphatase labeled.The signal generatedis proportional to the concentration of intact FGF23 in the serum sample. The amount of intact FGF23 is determined by means of multipoint calibrator curve. Cross-reactivity of the assay with C-terminal FGF23 was evaluated in-house and determined to be no cross-reactivity with C-terminal FGF23 concentrations up to 230,680 pmol/L.(Unpublished Mayo method) | 2 to 8 days | 2 weeks | This test was developed and its performance characteristics determined by Mayo Clinic in a manner consistent with CLIA requirements. It has not been cleared or approved by the US Food and Drug Administration. | 83520 | Intact Fibroblast Growth Factor 23 | 54390-0 | 607216 | Intact Fibroblast Growth Factor 23 | 54390-0
INI1 | Integrase Interactor 1 (INI1/BAF47) Immunostain, Technical Component Only | Part of a panel of immunostains where loss of staining can be used as a marker of various neoplasms | Immunohistochemistry (IHC) | Yes | INI1/BAF47 IHC, Tech Only | For the initial technical component only immunohistochemical (IHC) stain performed, the appropriate bill-only test ID will be reflexed and charged (IHTOI). For each additional technical component only IHC stain performed, an additional bill-only test ID will be reflexed and charged (IHTOA). | Supplies:Immunostain Technical Only Envelope (T693) Specimen Type:Tissue Container/Tube:Immunostain Technical Only Envelope Preferred:2 Unstained positively charged glass slide (25- x 75- x 1-mm) per test ordered; sections 4-microns thick. Acceptable:Formalin-fixed, paraffin-embedded tissue block |  | Integrase interactor 1 (INI1) is a member of the SWI/SNF (SWItch/sucrose non-fermentable)chromatin remodeling complex, which play an important role in regulation of transcription by modulating access of protein to DNA. Loss of function of these complexes has been implicated in human cancers. Point alterations and deletions of the INIBAF47gene may be seen in pediatric rhabdoid tumors, rhabdomyosarcoma, chronic myeloid leukemia, and in central nervous system tumors (medulloblastomas and choroid plexus carcinomas) where loss of nuclear staining for INI1/BAF47 is seen. In normal tissues, nuclear expression of INI1/BAF4 should be present in all cell types. |  | This test does not include pathologist interpretation, only technical performance of the stain. If interpretation is required, order PATHC / Pathology Consultation for a full diagnostic evaluation or second opinion of the case. The positive and negative controls are verified as showing appropriate immunoreactivity. If a control tissue is not included on the slide, a scanned image of the relevant quality control tissue is available upon request; call 855-516-8404. Interpretation of this test should be performed in the context of the patient's clinical history and other diagnostic tests by a qualified pathologist. | Age of a cut paraffin section can affect immunoreactivity. Stability thresholds vary widely among published literature and are antigen dependent. Best practice is for paraffin sections to be cut within 6 weeks. | 1. Judkins AR, Mauger J, Ht A, Rorke LB, Biegel JA. Immunohistochemical analysis of hSNF5/INI1 in pediatric CNS neoplasms. Am J Surg Pathol. 2004;28(5):644-650. doi:10.1097/00000478-200405000-00013 2. DeCristofaro MF, Betz BL, Rorie CJ, Reisman DN, Wang W, Weissman BE. Characterization of SWI/SNF protein expression in human breast cancer cell lines and other malignancies. J Cell Physiol. 2001;186:136-145. doi:10.1002/1097-4652(200101)186:1<136::AID-JCP1010>3.0.CO;2-4 3. Kleinschmidt-DeMaster BK, Meltesen L, McGavran L, Lillehei KO. Characterization of glioblastomas in young adults. Brain Pathol. 2006;16:273-286. doi:10.1111/j.1750-3639.2006.00029.x 4. Parham DM. Immunohistochemical markers of soft tissue tumors: pathologic diagnosis, genetic contributions, and therapeutic options. Anal Chem Insights. 2015;10(Suppl 1):1-10. doi:10.4137/ACI.S32730 5. Magaki S, Hojat SA, Wei B, So A, Yong WH. An introduction to the performance of immunohistochemistry. Methods Mol Biol. 2019;1897:289-298. doi:10.1007/978-1-4939-8935-5_25 | Immunohistochemistry on sections of paraffin-embedded tissue.(Unpublished Mayo method) | 1 to 3 days | Until staining is complete | This test has been cleared, approved, or is exempt by the US Food and Drug Administration and is used per manufacturer's instructions. Performance characteristics were verified by Mayo Clinic in a manner consistent with CLIA requirements. | 88342-TC, primary88341-TC, if additional IHC | INI1/BAF47 IHC, Tech Only | Order only;no result | 70788 | INI1/BAF47 IHC, Tech Only | Bill only; no result
IEHCG | Interference Evaluation Heterophile, Beta-Human Chorionic Gonadotropin, Serum | Evaluating suspected interference from heterophile antibodies causing a falsely elevatedhuman chorionic gonadotropinresult This test isnot to be usedfor pregnancy testing. | HCGQN: Electrochemiluminescent Immunoassay HCGAM: Immunoenzymatic Assay | Yes | Interference Eval, Heterophile, HCG | This heterophile antibody evaluation consists of pretreatment with commercial heterophile antibody blocking reagents, testing on an alternate platform, and serial dilution of the sample. | Patient Preparation: For 12 hours before specimen collection, do nottake multivitamins or dietary supplements containing biotin (vitamin B7), which is commonly found in hair, skin, and nail supplements and multivitamins. Supplies:Sarstedt Aliquot Tube 5 mL (T914) Collection Container/Tube: Preferred:Serum gel Acceptable:Red top Submission Container/Tube: Plastic vial Specimen Volume:2.5 mL Collection Instructions: Centrifuge and aliquot serum into a plastic vial. | 1.5 mL | Due to exposure to animal antigens, some patients have developed antibodies that interfere with immunoassay testing. These heterophilic antibodies can bind to animal antibodies used in immunoassays. It has been found that a significant percentage of certain sandwich immunoassay results are false-positive results caused by heterophilic antibody interference. The most frequently reported assay interference effect of heterophilic antibodies is a false-positive assay result. False-negative assay results have also been reported in the literature. Manufacturers add blocking agents to their reagents, but occasional patient samples containing heterophile antibodies are incompletely blocked. Subsequent reporting of erroneous results can have adverse effects on patient management, especially with tumor marker assays. Among immunometric assays, human chorionic gonadotropin (hCG) assays have been found uniquely susceptible to heterophile antibody interference, resulting in occasional false-positive results. The current assay has proven robust in this respect, but rare interferences still occur. Typically, the observed false-positive elevations are modest, ranging from just above the reference range to levels of 50 to 60 IU/L. If such results are seen and are discordant with the clinical picture or other biochemical or imaging tests, then the laboratory should be alerted. After additional blocking treatment, repeat analysis of the specimen in question may resolve the issue.Dilution of the specimen prior to assay performance often yields unexpected nonlinear results in the presence of interfering substances, such as heterophile antibodies. Heterophile blocking tube treatment is used for troubleshooting samples that yield results that are either nonlinear or do not match the clinical picture of the patient and are suspected of containing heterophile antibodies. Finally, assessment of an analyte, such as hCG with an alternative assay will often lead to apparent discrepant results in the presence of a heterophile antibody, as heterophile antibodies often interact differently with alternative assay antibodies. Human chorionic gonadotropin (hCG) is a glycoprotein hormone (molecular weight [MW] approximately 36,000 Da) consisting of 2noncovalently bound subunits. The alpha subunit (92-amino acids; "naked" protein MW 10,205 Da) is essentially identical to that ofluteinizing hormone (LH), follicle-stimulating hormone, andthyrotropin. The alpha subunit is essentialfor receptor transactivation. The different beta subunits of the above hormones aretranscribed from separate genes, show less homology, and conveythe receptor-specificity of the dimeric hormones. The chorionic gonadotropin, beta gene(coding for a 145-amino acid, "naked" protein MW 15,531 Da; glycosylated subunit MW approximately 22,500 Da) is highlyhomologous to the beta subunit of LH and acts through the samereceptor. However, while LH is a classical tropic pituitary hormone,hCG does not usually circulate in significant concentrations.In pregnant primates (including humans), it is synthesized in the placentaand maintains the corpus luteum and, hence, progesterone production, during the first trimester. Thereafter, the placenta produces steroidhormones, diminishing the role ofhCG. HCG concentrations fall,leveling off around week 20, significantly above prepregnancy levels. After delivery, miscarriage, or pregnancy termination, hCG levels fall, witha half-life of 24 to 36 hours, until prepregnancy levels are reached. Outside of pregnancy, hCG may be secreted by abnormal germ cell,placental, or embryonal tissues, in some seminomatous andnonseminomatous testicular tumors; ovarian germ cell tumors;gestational trophoblastic disease (hydatidiform mole andchoriocarcinoma); and benign or malignant nontesticular teratomas.Rarely, other tumors, including hepatic, neuroendocrine, breast, ovarian,pancreatic, cervical, and gastric cancers may secrete hCG, usually in relatively modest quantities. During pathological hCG production, the highly coordinated secretionof alpha and beta subunits of hCG may be disturbed. In addition to secreting intact hCG, tumors may produce disproportionate quantities of free alpha-subunits or, more commonly, free beta-subunits. Assaysthat detect both intact hCG and free beta-hCG, including the electrochemiluminescent immunoassayassay, tend to be moresensitive in detecting hCG-producing tumors. With successful treatment of hCG-producing tumors, hCG levels should fall with a half-life of 24 to 36 hours and, eventually, return to the reference range. The alternate testing method is an enzymatic immunoassay. Values obtained with different assay methods or kits may be different and cannot be used interchangeably. | BETA-HUMAN CHORIONIC GONADOTROPIN, QUANTITATIVE, SERUM Children(1,2) Males Birth-3 months: < or =50 IU/L* >3 months-<18 years: <1.4 IU/L Females Birth-3 months: < or =50 IU/L* >3 months-<18 years: <1.0 IU/L Pediatric reference values based on: 1. Chen RJ, Huang SC, Chow SN, Hsieh CY: Human chorionic gonadotropin pattern in maternal circulation. Amniotic fluid and fetal circulation in late pregnancy. J Reprod Med. 1993;38(2):151-154 2. Schneider DT, Calaminus G, Gobel U: Diagnostic value of alpha 1-fetoprotein and beta-human chorionic gonadotropin in infancy and childhood. Pediatr Hematol Oncol. 2001;18(1):11-26 *Human chorionic gonadotropin (hCG), produced in the placenta, partially passes the placental barrier. Newborn serum beta-hCG concentrations are approximately 1/400th of the corresponding maternal serum concentrations, resulting in neonate beta-hCG levels of 10-50 IU/L at birth. Clearance half-life is approximately 2 to 3 days. Therefore, by 3 months of age, levels comparable to adults should be reached. Adults (97.5th percentile) Males: <1.4 IU/L Females Premenopausal, nonpregnant: <1.0 IU/L Postmenopausal: <7.0 IU/L HUMAN CHORIONIC GONADOTROPIN, ALTERNATIVE METHOD Males Birth-3 months: Not established >3 months-49 years: <0.6 IU/L 50 years-80 years: <1.6 IU/L >80 years: Not established Females Birth-3 months: Not established >3 months-40 years: <0.6 IU/L 41 years-50 years: <6.2 IU/L 51 years-150 years: <7.8 IU/L | Specimens are evaluated for potential heterophile antibody interference in the Roche Elecsys total beta-human chorionic gonadotropin (hCG) immunoassay. Evaluation consists of pretreatment with commercial heterophile antibody blocking tube reagents, serial dilution of the sample, and testing on an alternate platform (Beckman Coulter DxI). The presence of heterophile antibody interference in the Roche Elecsys assay is not suspected when the results from the pretreatment, serial dilution, and the alternative platform agree within 20% of the original result. The presence of heterophile antibody interference in the Roche Elecsys assay is suspected when 1 or more of the following are observed: a significant decrease in hCG (>20%) upon treatment of the sample with heterophile antibody blocking reagents, lack of linearity upon serial dilutions, or a significant difference in hCG concentration on the alternate platform. When a heterophile antibody interference affecting the Roche Elecsys assay is suspected, the hCG results from this assay are considered false-positive results and should not be used in clinical management. Heterophile reagent blocking tubes (HBT-Scantibodies)contain a unique blocking reagent composed of specific binders, which inactivate heterophilic antibodies. Once the specific binders have bound to the heterophilic antibodies, the antibodies are no longer able to cause immunoassay interference. Blocking agents do not inhibit all heterophilic antibodies completely and cannot be used to rule out the presence of heterophile antibody interference. For patients with apparent serum hCG concentrations greater than 15 to 20 IU/L, hCG should also be detectable in urine if it is truly elevated. Failure to detect urinary hCG in such patients can support the suspicion of a false-positive serum hCG test. After delivery, miscarriage, or pregnancy termination, hCG levels fall with a half-life of 24 to 36 hours, until prepregnancy levels are reached. An absent or significantly slower decline is seen in patients with retained products of conception. Gestational trophoblastic disease (GTD) is associated with very considerable elevations of hCG, usually above 2 multiples of the median for gestational age persisting, or even rising beyond, the first trimester. Serum hCG levels are elevated in approximately 40% to 50% of patients with nonseminomatous testicular cancer and 20% to 40% of patients with seminoma. Markedly elevated levels of hCG (>5000 IU/L) are uncommon in patients with pure seminoma and indicate the presence of a mixed testicular cancer. Ovarian germ cell tumors (approximately 10% of ovarian tumors) display elevated hCG levels in 20% to 50% of cases. Teratomas in children may overproduce hCG, even when benign, resulting in precocious pseudopuberty. Levels may be elevated to similar levels as seen in testicular cancer. Among nonreproductive tumors, hepatobiliary tumors (hepatoblastomas, hepatocellular carcinomas, and cholangiocarcinomas) and neuroendocrine tumors (eg, islet cell tumors and carcinoids) are those most frequently associated with hCG production. Many hCG-producing tumors also produce other embryonic proteins/antigens, in particular alpha fetoprotein (AFP). Therefore, AFP should also be measured in the diagnostic workup of such neoplasms. Complete therapeutic response in hCG-secreting tumors is characterized by a decline in hCG levels with an apparent half-life of 24 to 36 hours and eventual return to concentrations within the reference range. GTD and some tumors may produce hyperglycosylated hCG with a longer half-life, but an apparent half-life of greater than 3 days suggests the presence of residual hCG-producing tumor tissue. A rise in hCG levels above the reference range in patients with hCG-producing tumors that had previously been treated successfully suggests possible local or distant metastatic recurrence. | Values obtained with different assay methods or kits may be different and cannot be used interchangeably. Test results cannot be interpreted as absolute evidence for the presence or absence of malignant disease. This heterophile antibody interference evaluation does not rule out the presence of other interfering substances, such as biotin. There may be some samples with extremely strong heterophilic interference. In such cases, heterophile-blocking reagents may not be able to block all assay interference. Despite strenuous efforts at standardization, different human chorionic gonadotropin (hCG) assays show only modest agreements with each other. Therefore, whenever serial monitoring of hCG concentrations is required, the same assay should be used for all measurements. Transient elevations of serum hCG can occur following chemotherapy in patients with susceptible tumors, due to massive tumor cell lysis; these transient elevations should not be confused with tumor progression. Normal serum levels of hCG do not always exclude tumor persistence since tumors may undergo transition to differentiated teratomas, which may not produce hCG. In individuals with incomplete or complete primary hypogonadism, the low sex hormone concentrations may result in elevated hCG due to inadequate negative feedback to the pituitary. In these individuals hCG levels of 3.0 to 5.0 IU/L and, in some cases, as high as 25 IU/L, may be seen. In postmenopausal women, hCG levels ranging from 3.5 to 32 IU/L have been reported. It is recommended that serum luteinizing hormone or follicle stimulating hormone be determined to assess this possibility. Kidney failure is associated with up to 10-fold elevations in serum hCG levels. In rare cases, some individuals can develop antibodies to mouse or other animal antibodies (often referred to as human anti-mouse antibodies [HAMA] or heterophile antibodies), which may cause interference in some immunoassays. The presence of antibodies to streptavidin or ruthenium can also rarely occur and may also interfere in this assay. Caution should be used in interpretation of results and the laboratory should be alerted if the result does not correlate with the clinical presentation. | 1. Cole LA, Khanlian SA, Muller CY: Detection of perimenopause or postmenopause human chorionic gonadotropin: an unnecessary source of alarm. Am J Obstet Gynecol. 2008 Mar;198(3):275.e1-7. doi: 10.1016/j.ajog.2007.09.034 2. Schneider DT, Calaminus G, Gobel U: Diagnostic value of alpha 1-fetoprotein and beta-human chorionic gonadotropin in infancy and childhood. Pediatr Hematol Oncol. 2001 Jan-Feb;18(1):11-26 3. Cole LA, Butler S: Detection of hCG in trophoblastic disease. The USA hCG reference service experience. J Reprod Med. 2002 Jun;47(6):433-444 4. von Eyben FE: Laboratory markers and germ cell tumors. Crit Rev Clin Lab Sci. 2003 Aug;40(4):377-427 5. Sturgeon CM, Duffy MJ, Stenman UH, et al: National Academy of Clinical Biochemistry laboratory medicine practice guidelines for use of tumor markers in testicular, prostate, colorectal, breast, and ovarian cancers. Clin Chem. 2008 Dec;54(12):e11-79. doi: 10.1373/clinchem.2008.105601 6. Jara-Aguirre JC, Baumann NA, Block DR, Algeciras-Schimnich A: Human chorionic gonadotropin suspected heterophile interference investigations in immunoassays: a recommended approach. Clin Chem Lab Med. 2019 Jul 26;57(8):1192-1196. doi: 10.1515/cclm-2018-1142 7. Sturgeon CM, Viljoen A: Analytical error and interference in immunoassay: minimizing risk. Ann Clin Biochem. 2011 Sep;48(Pt 5):418-432. doi: 10.1258/acb.2011.011073 8. Marks V: False-positive immunoassay results: a multicenter survey of erroneous immunoassay results from assays of 74 analytes in 10 donors from 66 laboratories in seven countries. Clin Chem. 2002 Nov;48(11):2008-2016 9. Tate J, Ward G: Interferences in immunoassay. Clin Biochem Rev. 2004 May;25(2):105-120 | The specimen will be evaluated for potential heterophile antibody interference in the Roche Elecsys total beta-human chorionic gonadotropin (hCG) immunoassay. Heterophile Antibody evaluation will consist of pretreatment with commercial heterophile antibody blocking reagents, testing on an alternate platform (Beckman Coulter), and serial dilution of the sample. Heterophile blocking agents consisted of heterophile blocking tube (HBT)-Scantibodies Inc. for the Roche assay and heterophile blocking agent (HBR)-Scantibodies, Inc. for the Beckman assay. These blockers contain either murine- (HBT) or goat- (HBR) derived proteins in a buffered salt solution. Beta-hCG, Quantitative, Serum The Roche hCG assay is a 2-site immunometric sandwich assay using electrochemiluminescence detection. Patient specimen, biotinylated monoclonal hCG-specific antibody, and monoclonal hCG-specific antibody labeled with a ruthenium react to form a complex. Streptavidin-coated microparticles act as the solid phase to which the complex becomes bound. Voltage is applied to the electrode inducing a chemiluminescent emission from the ruthenium, which is then measured against a calibration curve to determine the amount of hCG in the patient specimen.(Package insert:hCG. Roche Diagnostics; V1.0 10/2020) HCG, Alternative Method The Access Total beta hCG (5th IS) assay is a sequential two-step immunoenzymatic (“sandwich") assay. A sample is added to a reaction vessel along with a citrate buffer. After an initial incubation, rabbit anti-beta hCG alkaline phosphatase conjugate and paramagnetic particles coated with goat anti-mouse IgG: mouse monoclonal anti-beta hCG complexes are added. The hCG binds to the immobilized monoclonal anti-beta hCG on the solid phase while, at the same time, the rabbit anti-beta hCG alkaline phosphatase conjugate reacts with different antigenic sites on the hCG. After incubation in a reaction vessel, materials bound to the solid phase are held in a magnetic field while unbound materials are washed away. Then, the chemiluminescent substrate Lumi-Phos* 530 is added to the vessel, and the light generated by the reaction is measured with a luminometer. The light production is directly proportional to the concentration of total beta hCG in the sample. The amount of analyte in the sample is determined from a stored, multi-point calibration curve.(Instruction manual:Access Total beta hCG 5th IS.Beckman Coulter Inc; 2020) | 2 to 4 days | 3 months | This test has been modified from the manufacturer's instructions. Its performance characteristics were determined by Mayo Clinic in a manner consistent with CLIA requirements. This test has not been cleared or approved by the US Food and Drug Administration. | 84702 x 2 | Interference Eval, Heterophile, HCG | 99306-3 | HCGIN | HCG, Interpretation | 77202-0
IETG | Interference Evaluation Heterophile, Thyroglobulin Tumor Marker, Serum | Evaluation of suspected interference from heterophile antibodies causing a falsely elevated thyroglobulin result | TGQN/TGABI: Immunoenzymatic Assay TGMS: Tryptic Protein Fragmentation, purified with Immunocapture, Analysis by Liquid Chromatography-Tandem Mass Spectrometry (LC-MS/MS) (This service is performed pursuant to an agreement with SISCAPA Assay Technologies Inc. covering US Patent 7,632,686) TGII: Medical Interpretation | Yes | Interference Eval, Heterophile, TG | Heterophile antibody evaluation consists of comparison of thyroglobulin (Tg) concentrations obtained by immunoassay with the following: | Patient Preparation:For 12 hours before specimen collection do nottake multivitamins or dietary supplements containing biotin (vitamin B7), which is commonly found in hair, skin, and nail supplements and multivitamins. Collection Container/Tube:Red top (serum gel/SST are not acceptable) Submission Container/Tube:Plastic vial Specimen Volume:2.5 mL Collection Instructions:Centrifuge and aliquot serum into a plastic vial. | 2 mL | Serum thyroglobulin (Tg) measurements are used in the follow-up of differentiated follicular cell-derived thyroid carcinoma. Because Tg is thyroid specific, serum Tg concentrations should be undetectable or very low after the thyroid gland is removed during treatment for thyroid cancer. Most often Tg is measured by immunometric assays as they are widely available in automated high-throughput instruments, have shorter turnaround times, and have functional sensitivities of 0.1 mcg/L or less. However, these immunoassays may be affected by the presence of both anti-thyroglobulin antibody (TgAb) and heterophile antibody interferences. The presence of TgAb might cause falsely low/undetectable Tg that can mask disease; whereas heterophile antibodies might cause falsely high Tg that can be mistaken for residual or recurrent disease. Some patients, due to exposure to animal antigens, have developed heterophile antibodies, such as human anti-mouse antibodies, that can interfere with immunoassay testing by binding to the animal antibodies used in immunoassays. In some sandwich immunoassays, including those for Tg, the presence of heterophile antibodies in the patient's sample might lead to a false-positive result. Although rare, false-negative assay results due to heterophile interference have also been reported in the literature. Manufacturers often add blocking agents to their reagents, but, occasionally, patient samples containing heterophile antibodies are incompletely blocked and exhibit heterophile antibody interference. Subsequent reporting of erroneous results can have adverse effects on patient management, especially with tumor marker assays. Dilution of the specimen prior to assay performance often yields unexpected nonlinear results in the presence of interfering substances such as heterophile antibodies and/or TgAb. Heterophile blocking tube treatment is also utilized for troubleshooting samples that exhibit potential heterophile interference. Finally, assessment of an analyte such as Tg with an alternative assay will often lead to apparent discrepant results in the presence of heterophile antibodies and/or TgAb interference. Measurement of Tg by liquid chromatography-tandem mass spectrometry (Tg-MS) has been introduced as a method for accurate Tg quantitation in the presence of TgAb and heterophile antibodies. Tg-MS assays are based on peptide quantitation after tryptic digestion and immunocapture of Tg-specific peptides. The advantage of trypsin digestion is that all proteins are cleaved, including both TgAb and heterophile antibodies, thus eliminating them as interferences. | THYROGLOBULIN TUMOR MARKER Athyrotic: <0.1 ng/Ml Intact thyroid: < or =33 ng/mL THYROGLOBULIN, MASS SPECTROMETRY Athyrotic: <0.2 ng/mL Healthy individuals with intact, functioning thyroid: < or =33 ng/mL THYROGLOBULIN ANTIBODY <1.8 IU/mL Reference values apply to all ages. | Specimens are evaluated for the presence of potential interfering anti-thyroglobulin (TgAb) and heterophile antibody interference in the Beckman Access thyroglobulin (Tg) immunoassay. While the presence of TgAb can result in falsely low Tg concentrations in the Beckman immunoassay, the presence of heterophile antibodies can result in falsely elevated Tg concentrations in the Beckman immunoassay. Following investigation of the presence of TgAb, heterophile antibody evaluation consists of pretreatment with commercial heterophile antibody blocking reagents, serial dilutions of the sample, and testing on an alternate platform generally unaffected by the presence of heterophile antibodies or TgAb (ie, Tg liquid chromatography-tandem mass spectrometry [Tg-MS]). The presence of heterophile antibody interference in the Beckman Access Tg immunoassay is not suspected when the results from the pretreatment, serial dilutions, and the alternative platform (Tg-MS) agree with the original result. The presence of heterophile antibody interference in the Beckman Access Tg immunoassay is suspected when 1 or more of the following are observed: a significant decrease in Tg concentration (>20%) upon treatment of the sample with heterophile antibody blocking reagents, lack of linearity upon serial dilutions, or a significant difference in Tg concentration on the alternate platform (Tg-MS). When a heterophile antibody interference affecting the Beckman Access immunoassay is suspected, the Tg result from this assay is considered false positive and should not be used in clinical management. Thyroglobulin Antibody: TgAb may interfere with the measurement of Tg. TgAb should be measured in conjunction with every measurement of serum Tg to rule out potential interference. Anti-Tg antibodies greater or equal to 1.8 IU/mL are likely to cause interference in the Tg immunoassay. In the Beckman Access Tg immunoassay utilized in this interference evaluation, the presence of TgAb is most likely to cause a reduction in measured Tg concentrations. Measurement of Tg by mass spectrometry is not affected by the presence of TgAb. | This heterophile antibody interference evaluation does not rule out the presence of other types interfering substances such as biotin. There may be some samples with extremely strong heterophile interference. In such cases heterophile blocking reagents may not be able to block all the assay interference. Specimens with thyroglobulin (Tg) concentrations greater than 250,000 ng/mL may "hook" and appear to have markedly lower levels. Tg and anti-thyroglobulin (TgAb) values determined by different methodologies might vary significantly and cannot be directly compared with one another. Some patients might have antibody-positive results by some methods and antibody-negative results by others. Comparing values from different methods might lead to erroneous clinical interpretation. Rare normal amino acid sequence variations within Tg can cause a false-low result in the Tg mass spectrometry assay, if they happen to be present in the Tg proteotypic peptides that are used for Tg quantification. While the exact prevalence of such changes is unknown, validation data on large sample numbers indicate that this affects less than 1% of samples. In the heterozygote state, the result would be an apparent reduction in Tg concentration by about 50%, while the homozygous state (<0.01%) is predicted to result in total loss of signal. | 1. Barbesino G, Algeciras-Schimnich A, Bornhorst JA. False positives in thyroglobulin determinations due to the presence of heterophile antibodies: an underrecognized and consequential clinical problem. Endocr Pract. 2021;27(5):396-400. doi:10.1016/j.eprac.2020.10.011 2. American Thyroid Association (ATA) Guidelines Taskforce on Thyroid Nodules and Differentiated Thyroid Cancer, Cooper DS, Doherty GM, et al. Revised American Thyroid Association management guidelines for patients with thyroid nodules and differentiated thyroid cancer. Thyroid. 2009;19(11):1167-1214 3. Netzel BC, Grebe SKG, Algeciras-Schimnich A. Usefulness of a thyroglobulin liquid chromatography-tandem mass spectrometry assay for evaluation of suspected heterophile interference. Clin Chem. 2014;60(7):1016-1018 4. Algeciras-Schimnich A. Thyroglobulin measurement in the management of patients with differentiated thyroid cancer. Crit Rev Clin Lab Sci. 2018;55(3):205-218 5. Ward G, Simpson A, Boscato L, Hickman PE. The investigation of interferences in immunoassay. Clin Biochem. 2017;50(18):1306-1311 | The specimen will be evaluated for potential heterophile antibody interference in the Beckman Coulter Access Thyroglobulin Immunoassay. Heterophile antibody evaluation will consist of measurement of thyroglobulin antibody, pretreatment with commercial heterophile antibody blocking reagents, testing on an alternate platform liquid chromatography-tandem mass spectrometry (LC-MS/MS), and serial dilution of the sample. Heterophile blocking agents consisted of HBT (Heterophile Blocking Tube) - Scantibodies Incorporated for the Beckman Assay. This blocker contains murine (HBT) derived proteins in a buffered salt solution. Thyroglobulin, Tumor Marker: The Beckman Coulter UniCel DxI 800 is the instrument used for thyroglobulin tumor marker testing. The Access Thyroglobulin (2) assay is a simultaneous one-step immunoenzymatic ("sandwich") assay. the sample is added to a reaction vessel, along with a biotinylated mixture of four monoclonal anti- thyroglobulin (Tg) antibodies (TgAb), streptavidin-coated paramagnetic particles, and monoclonal anti-Tg antibody alkaline phosphatase conjugate. The biotinylated antibodies and the serum thyroglobulin bind to the solid phase, while the conjugate antibody reacts with a different antigenic site on the thyroglobulin molecule. After incubation in a reaction vessel, materials bound to the solid phase are held in a magnetic field while unbound materials are washed away. Then, the chemiluminescent substrate is added to the vessel and light generated by the reaction is measured with a luminometer. The light production is directly proportional to the concentration of thyroglobulin in the sample. The amount of analyte in the sample is determined from a stored, multi-point calibration curve.(Package insert: Access Thyroglobulin. Beckman Coulter Inc.; 06/2021) Thyroglobulin Antibody: The Access Thyroglobulin Antibody II assay is a sequential 2-step immunoenzymatic ("sandwich") assay. The sample is added to a reaction vessel with paramagnetic particles coated with Tg protein. The serum TgAb binds to the thyroglobulin. After incubation in a reaction vessel, materials bound to the solid phase are held in place by a magnetic field, while unbound materials are washed away. The Tg-alkaline phosphatase conjugate is added and binds to the TgAb. After the second incubation, materials bound to the solid phase are held in place by a magnetic field, while unbound materials are washed away. Then, the chemiluminescent substrate is added to the reaction vessel and light generated by the reaction is measured with a luminometer. The light production is directly proportional to the concentration of TgAb in the sample. The amount of analyte in the sample is calculated by means of a stored, multi-point calibration curve.(Package insert: Thyroglobulin Antibody II Instructions for Use. Beckman Coulter Inc; 2019) Thyroglobulin, Alternative Method: Serum is fractionated by a salting out method. Fractionated serum is then reduced, alkylated, and digested with trypsin. Tryptic fragments are further purified by immunocapture with antibodies specific to the individual fragments. Finally, these fragments are analyzed by LC-MS/MS.(Unpublished Mayo method) Thyroglobulin, Interference Interpretation: A laboratory director will review the results and provide an interpretation. | 3 to 6 days | 6 months | This test was developed and its performance characteristics determined by Mayo Clinic in a manner consistent with CLIA requirements. It has not been cleared or approved by the US Food and Drug Administration. | 844328680084432 | Interference Eval, Heterophile, TG | 101626-0 | TGIN | TG, Interpretation | 101628-6
IRF8 | Interferon Regulatory Factor 8 (IRF8) Immunostain, Technical Component Only | Identification of monoblasts inacute monoblastic/monocytic leukemia and chronic myelomonocytic leukemia | Immunohistochemistry (IHC) | Yes | IRF8 IHC, Tech Only | For the initial technical component only immunohistochemical (IHC) stain performed, the appropriate bill-only test ID will be reflexed and charged (IHTOI). For each additional technical component only IHC stain performed, an additional bill-only test ID will be reflexed and charged (IHTOA). | Supplies:Immunostain Technical Only Envelope (T693) Specimen Type:Tissue Container/Tube:Immunostain Technical Only Envelope Preferred:2 Unstained positively charged glass slide (25- x 75- x 1-mm) per test ordered; sections 4-microns thick. Acceptable:Formalin-fixed, paraffin-embedded (FFPE) tissue block |  | Interferon regulatory factor 8 (IRF8) is a marker for monocytic and dendritic cell progenitors. Expression of IRF8 is useful for detecting monoblasts in both acute monoblastic/monocytic leukemia and advancing chronic myelomonocytic leukemia. IRF8 expression is also observed in blastic plasmacytoid dendritic cell neoplasm and may be useful to distinguish classic Hodgkin lymphoma and anaplastic large cell lymphoma. |  | This test does not include pathologist interpretation, only technical performance of the stain. If interpretation is required, order PATHC / Pathology Consultation for a full diagnostic evaluation or second opinion of the case. The positive and negative controls are verified as showing appropriate immunoreactivity and documentation is retained at Mayo Clinic Rochester. If a control tissue is not included on the slide, a scanned image of the relevant quality control tissue is available upon request; call 800-533-1710. Interpretation of this test should be performed in the context of the patient's clinical history and other diagnostic tests by a qualified pathologist. | Age of a cut paraffin section can affect immunoreactivity. Stability thresholds vary widely among published literature and are antigen dependent. Best practice is for paraffin sections to be cut within 6 weeks. | 1. Katz SG, Edappallath S, Xu ML. IRF8 is a reliable monoblast marker for acute monocytic leukemias. Am J Surg Pathol. 2021;45(10):1391-1398 2. Tzankov A, Facchetti, F, Muhleisen B, Dirnhofer S. IRF8 is a reliable monoblast marker for acute monocytic leukemias, but does not discriminate between monoblasts and plasmacytoid dendritic cells. Am J Surg Pathol. 2022;46(5):725-727 3. McQuaid DC, Katz SG, Xu ML. IRF8 as a novel marker to differentiate between CD30-positive large cell lymphomas. Am J Clin Pathol. 2022;158(2):173-176 | Immunohistochemistry on sections of paraffin-embedded tissue.(Unpublished Mayo method) | 1 to 3 days | Until staining is complete. | This test has been cleared, approved, or is exempt by the US Food and Drug Administration and is used per manufacturer's instructions. Performance characteristics were verified by Mayo Clinic in a manner consistent with CLIA requirements. | 88342-TC, primary88341-TC, if additional IHC | IRF8 IHC, Tech Only | No LOINC Needed | 620065 | IRF8 IHC, Tech Only | No LOINC Needed
FIFNY | Interferon-gamma (IFN-y) Serum |  | Multiplex array electrochemiluminescence | Yes | IFN-y, Serum | Serum | Specimen Type:Serum Collection Container/Tube:Red or SST Submission Container/Tube:Plastic vial Specimen Volume:1 mL Collection Instructions:Draw blood in a plain red-top tube(s), serum gel tube(s) is acceptable. Spin down and send 1 mL of serum frozen in a plastic vial. | 1 mL |  | <8.6 pg/mL |  |  |  |  | 5 to 11 days |  | This test was developed and its performance characteristics determined by Viracor Eurofins. It has not been cleared or approved by the U.S. Food and Drug Administration. | 83520 | IFN-y, Serum | 27415-9 | FIFNY | IFN-y, Serum | 27415-9
FINTA | Interleukin 1-Alpha |  | Direct Enzyme Immunoassay (EIA) | No | Interleukin 1-Alpha | Serum | Patient preparation:Patient should NOT be on any corticosteroids, anti-inflammatory medications, or pain killers, if possible, for at least 48 hours prior to specimen collection. Specimen Type:Serum Collection Container/Tube:Red top or SST Submission Container/Tube:Plastic vial Specimen Volume:3 mL Collection Instructions: 1. Draw blood in a plain, red-top tube(s), serum-gel tube(s) is acceptable. 2. Separate immediately and send 3 mL of serum frozen in a plastic vial. | 1 mL | The Interleukins belong to the family termed cytokines.They are peptides used by immune and inflammatory cells to communicate and control cell operations. The cytokines have some similar actions to the Growth Factors but Growth Factors regulate proliferation of non-immune cells.Interleukin 1a is a 17,500 molecular weight peptide derived primarily from macrophages, fibroblasts, endothelial cells, and B cells.The major target cells are T and B cells, Fibroblasts, and Hepatocytes.Interleukin 1a shares a receptor with Interleukin 1b although they are significantly different structurally.Interleukin 1a promotes antigen specific immune responses, inflammation, Prostaglandin secretion, Colony Stimulating Factors, proteoglycanase, collagenase, and gelatinase activity, and release of Interleukin 2 from T cells.Levels are stimulated by liposaccharide, endotoxins, inflammatory agents, lectin, Tumor Necrosis Factor, and Interferons.Levels are suppressed by Corticosteroids, Prostaglandin E2, and suppressant lymphocytes. | Less than 3.9 pg/mL |  |  | 1. JT Whicher and SW Evans. Cytokines in Disease. Clinical Chemistry 36: 1269-1281, 1990. 2. MP Bevilacqua, JS Pober, GR Majeau, W Fiers, RS Cotran, and MA Gimbrone. Recombinant Tumor Necrosis Factor Induced Pro-Coagulant Activity in Cultured Human Vascular Endothelium: Characterization and Comparison with Action of Interleukin-1. Proceedings of the National Academy of Science 83: 4533-4537, 1986. |  | 10 to 14 days |  | This test was performed using a kit that has not been cleared orapproved by the FDA and is designated as research use only. The analytic performance characteristics of this test have beendetermined by Inter Science Institute. This test is not intended fordiagnosis or patient management decisions without confirmationby other medically established means. | 83520 | Interleukin 1-Alpha | 33821-0 | Z0942 | Interleukin 1-Alpha | 33821-0
FINTB | Interleukin 1-Beta |  | Direct Enzyme Immunoassay (EIA) | No | Interleukin 1-Beta | Serum | Patient Preparation: Patient should NOT be on any corticosteroids, anti-inflammatory medications, or pain killers, if possible, for at least 48 hours prior to specimen collection. Specimen Type:Serum Collection Container/Tube:Red top or SST Submission Container/Tube:Plastic vial Specimen Volume:3 mL Collection Instructions: 1. Draw blood in a plain, red-top tube(s), serum-gel tube(s) is acceptable. 2. Separate immediately and send 3 mL of serum frozen in a plastic vial. | 1 mL | The Interleukins belong to the family termed cytokines. They are peptides used by immune and inflammatory cells to communicate and control cell operations. The cytokines have some similar actions to the Growth Factors but Growth Factors regulate proliferation of non-immune cells. Interleukin 1b is a 17,500 molecular weight peptide derived primarily from macrophages, fibroblasts, endothelial cells, and B cells. The major target cells are T and B cells, Fibroblasts, and Hepatocytes and it has pyrogenic activity. Interleukin 1b shares a receptor with Interleukin 1a although they are significantly different structurally. Interleukin 1b promotes antigen specific immune responses, inflammation, secretion, Colony Stimulating Factors, proteoglycanase, collagenase, and gelatinase activity, acute phase response, and cartilage resorption. Interleukin 1b increases accumulation of cell-associated and extracellular arachidonic acid, and induces release of Interleukin 6. | Less than 1.0 pg/mL |  |  | 1. JT Whicher and SW Evans. Cytokines in Disease. Clinical Chemistry 36: 1269-1281, 1990. 2. MP Bevilacqua, JS Pober, GR Majeau, W Fiers, RS Cotran, and MA Gimbrone. Recombinant Tumor Necrosis Factor Induced Pro-Coagulant Activity in Cultured Human Vascular Endothelium: Characterization and Comparison with Action of Interleukin-1. Proceedings of the National Academy of Science 83: 4533-4537, 1986. |  | 10 to 14 days |  | This test was performed using a kit that has not been cleared or approved by the FDA and is designated as research use only. The analytic performance characteristics of this test have been determined by Inter Science Institute. This test is not intended for diagnosis or patient management decisions without confirmation by other medically established means. | 83520 | Interleukin 1-Beta | 13629-1 | Z0943 | Interleukin 1-Beta | 13629-1
FIL2M | Interleukin 2 |  | Quantitative Multiplex Bead Assay | Yes | Interleukin 2 | Varies | Serum Draw blood in a plain red-top tube(s), serum gel tube(s) is acceptable. Spin down and send 1 mL of serum frozen in a plastic vial. Separate specimens must be submitted when multiple tests are ordered. Note: Cytokine levels may demonstrate diurnal variation. For longitudinal comparison, it is recommended that cytokine levels be determined at the same time of day. | 0.4 mL |  | 2.1 pg/mL or less | Interpretive Information:Cytokines Results are to be used for research purposes or in attempts to understand the pathophysiology of immune, infectious, or inflammatory disorders. |  |  |  | 1 to 12 days |  | This test was developed and its performance characteristics determined by ARUP Laboratories. | 83520 | Interleukin 2 | 33939-0 | FIL2M | Interleukin 2 | 33939-0
FIL2S | Interleukin 2 Receptor, Soluble |  | Quantitative Multiplex Bead Assay | Yes | IL 2 Receptor, Soluble | Varies | Specimen Type: Serum Container/Tube: Red Specimen Volume: 1 mL Serum: Collection Instructions: Draw blood in a plain red-top tube(s), serum gel tube is acceptable. Spin down within 2 hours of collection and freeze immediately. Send 1 mL of serum frozen in a plastic vial. Separate specimens must be submitted when multiple test are ordered. Note: Cytokine levels may demonstrate diurnal variation. For longitudinal comparison, it is recommended that cytokine levels be determined at the same time of day. | 0.4 mL |  | 175.3 pg/mL - 858.2 pg/mL | Interpretive Information: Cytokines Results are used to understand the pathophysiology of immune, infectious, or inflammatory disorders or may be used for research purposes. |  |  |  | 1 to 6 days |  | This test was developed and its performance characteristics determined by ARUP Laboratories. | 83520 | IL 2 Receptor, Soluble | 76039-7 | FIL2S | IL 2 Receptor, Soluble | 76039-7
IL28Q | Interleukin 28B (IL28B) Variant (rs12979860), Varies | Predicting responsiveness of genotype 1 hepatitis C viral infections to combined pegylated-interferon and ribavirin-based therapies | Real-Time Polymerase Chain Reaction (PCR) With Allelic Discrimination Analysis | Yes | IL28B Genotype, V | Varies | Multiple genotype tests can be performed on a single specimen after a single extraction. SeeMultiple Genotype Test Listin Special Instructions for a list of tests that can be ordered together. Submit only 1 of the following specimens: Specimen Type:Whole blood Container/Tube:Lavender top (EDTA) Specimen Volume:3 mL Collection Instructions: 1. Invert several times to mix blood. 2. Send specimen in original tube. Specimen Stability Information:Ambient (preferred) 9 days/Refrigerated 30 days Specimen Type:Saliva Patient Preparation:Patient should not eat, drink, smoke, or chew gum 30 minutes prior to collection. Supplies:Saliva Swab Collection Kit (T786) Specimen Volume:1 Swab Collection Instructions:Collect and send specimen per kit instructions. Specimen Stability Information:Ambient 30 days Specimen Type:Extracted DNA Container/Tube:2 mL screw top tube Specimen Volume:100 mcL (microliters) Collection Instructions: 1. The preferred volume is 100 mcL at a concentration of 250 ng/mcL. 2. Include concentration and volume on tube. Specimen Stability Information: Frozen (preferred)/Ambient/Refrigerated | Blood: 0.4 mL Saliva: 1 swab | Individuals with hepatitis C virus (HCV) genotype 1 infections have variable responses to treatment with pegylated-interferon and ribavirin combination therapy. Some individuals will respond to treatment with sustained viral response, while other patients have poor response and fail to achieve sustained viral clearance. Response to pegylated-interferon and ribavirin combination therapy in HCV genotype 1-infected individuals has been found to be closely associated with a single-nucleotide variant (SNV), designated rs12979860, located 3 kilobases upstream from the interleukin 28B gene locus (IL28B,also known asIFNL3) present on human chromosome 19. HCV genotype 1-infected individuals with the CC genotype, as compared to either the CT or TT genotypes, of this SNP inIL28Bhave approximately 2- to 3-fold greater rates of sustained viral response to combined pegylated-interferon and ribavirin therapy.(1) Similar increases in sustained viral response rates were observed across various racial groups, including European Americans (95% CI, 1.8- to 2.3-fold), African Americans (95% CI, 1.9- to 4.7-fold), and Hispanics (95% CI, 1.4- to 3.2-fold).(1) The CC genotype has also been associated with a 3-fold increase in rate of spontaneous clearance of HCV.(2,4) The SNV inIL28Bis only one of many factors that can influence response rates to pegylated-interferon and ribavirin combination therapy in HCV genotype 1 infection, and the SNV genotype result should be interpreted in the context of other clinical factors present in a given patient. Frequency of the rs12979860 C allele varies across different racial and ethnic groups. The rs12979860 C variant is most frequently present in individuals from East Asia (allele frequency >0.9) and least common in individuals of African origin (allele frequency 0.2-0.5).(2) In a recent US-based study, the favorable CC genotype was observed in 37% of whites, 29% Hispanics, and 14% of African Americans tested. The mechanism by which theIL28Bgenotype mediates response to pegylated-interferon and ribavirin combination therapy among HCV genotype 1-infected individuals is not yet understood and is the subject of intense ongoing research. The impact of theIL28B-related alteration on response rates in patients infected with HCV genotypes other than genotype 1 is still being investigated. | An interpretive report will be provided. | An interpretative report will be provided. | Rare variants may be present that could lead to false-negative or false-positive results. If results obtained do not match the clinical findings (phenotype), additional testing should be considered. Samples may contain donor DNA if obtained from patients who received non-leukoreduced blood transfusions or allogeneic hematopoietic stem cell transplantation. Results from samples obtained under these circumstances may not accurately reflect the recipient's genotype. For individuals who have received blood transfusions, the genotype usually reverts to that of the recipient within 6 weeks. For individuals who have received allogeneic hematopoietic stem cell transplantation, a pretransplant DNA specimen is recommended for testing. For liver transplant patients, theIL28Bgenotype of the recipient and the donor are independent predictors of sustained virologic response with combined pegylated-interferon and ribavirin therapy.(3) This test does not detect variants other than the rs12979860 single-nucleotide variant. | 1. Ge D, Fellay J, Thompson AJ, et al: Genetic variation in IL28B predicts hepatitis C treatment-induced viral clearance. Nature. 2009 Aug;461(7262):399-401 2. Thomas DL, Thio CL, Martin MP, et al: Genetic variation in IL28B and spontaneous clearance of hepatitis C virus. Nature. 2009 Oct;461(7265):798-801 3. Charlton MR, Thompson A, Veldt BJ, et al: Interleukin-28B polymorphisms are associated with histological recurrence and treatment response following liver transplantation in patients with hepatitis C virus infection. Hepatology. 2011 Jan;53(1):317-324 4. Thompson AJ, Muir AJ, Sulkowski MS, et al: Interleukin-28B polymorphism improves viral kinetics and is the strongest pretreatment predictor of sustained virologic response in genotype 1 hepatitis C virus. Gastroenterology. 2010 Jul;139(1):120-9.e18. doi: 10.1053/j.gastro.2010.04.013 | Genomic DNA is extracted from whole blood or saliva. Genotyping for theIL28Bsingle nucleotide variant is performed using a polymerase chain reaction (PCR)-based 5'-nuclease assay. Fluorescently labeled detection probes anneal to the target DNA. PCR is used to amplify the section of DNA that contains the variant. If the detection probe is an exact match to the target DNA, the 5'-nuclease polymerase degrades the probe, the reporter dye is released from the effects of the quencher dye, and a fluorescent signal is detected. Genotypes are assigned based on the allele-specific fluorescent signals that are detected.(Unpublished Mayo method) | 3 to 7 days | Whole Blood/Saliva swab: 2 weeks; Extracted DNA: 2 months | This test was developed and its performance characteristics determined by Mayo Clinic in a manner consistent with CLIA requirements. It has not been cleared or approved by the US Food and Drug Administration. | 81283 | IL28B Genotype, V | 60279-7 | 610151 | Reviewed by | 18771-6
IL5P | Interleukin 5, Plasma | Evaluation of patients with disorders known to be associated with hypereosinophilia | Electrochemiluminescence (ECL) | Yes | Interleukin 5, P | Plasma EDTA | Supplies:Sarstedt Aliquot Tube, 5 mL (T914) Collection Container/Tube:Lavender top (EDTA) Submission Container/Tube:Plastic vial Specimen Volume:0.5 mL Collection Instructions: 1. Immediately after specimen collection, place the tube on wet ice. 2. Centrifuge at 4 degrees C, 1500 xgfor 10 minutes. 3. Aliquot plasma into plastic vial. 4. Freeze specimen within 2 hours of collection. 5. Specimens received at ambient temperature will be canceled. | 0.3 mL | Interleukin-5 (IL-5), a homodimer composed of two 20-kDa subunits, is expressed primarily by CD4+ Th2 (helper T cells, subset 2) cells and, to a lesser extent, by activated mast cells.(1,2) IL-5 acts on mature eosinophils, leading to proliferation, activation, differentiation, and survival. IL-5 plays a critical role in the host immune response to helminthic infections and has been implicated in the pathology of certain allergic diseases, asthma, and vasculitis.(1-3) In these diseases, it is associated with significant increase in levels of eosinophils, a condition referred to as hypereosinophilia. IL-5 is known to activate eosinophils, which interact through their Fc receptors to bind helminths that have been opsonized by IgG or IgA specific antibodies.(1) Of the other diseases associated with IL-5 and hypereosinophilia, those of the skin and airways (urticaria, asthma, allergic bronchopulmonary aspergillosis, and eosinophilic granulomatosis with polyangiitis [EGPA]) have received considerable attention recently due to availability of therapies that target the IL-5 pathways.(4) In EPGA, increased levels of IL-5 have been seen in a subset of patients with implications for disease management.(4,5) The IL-5 pathway-directed therapies have been approved for use in patients with severe eosinophilic asthma. With availability of these therapies, it is likely that IL-5 cytokine testing may be used to identify patients at-risk for disease. | < or =1.0 pg/mL | Elevated concentrations of interleukin-5 (IL-5) may indicate an expanded Th2 (helper T cells, subset 2)-immune response, which may be associated with hypereosinophilia. | Interleukin-5 (IL-5) is a nonspecific marker associated with a Th2 (helper T cells, subset 2)-immune response and is not diagnostic for any specific disease or disease process. Elevated concentrations of IL-5 must be interpreted within the clinical context of the patient. Normal concentrations of IL-5 do not exclude the possibility of a Th2-immune response or hypereosinophilia. IL-5 has limited stability. Following centrifugation, plasma must be either immediately frozen or refrigerated. Samples can only be stored at refrigerated temperatures for 24 hours, after which time samples must be frozen. Storage of plasma for any length of time at room temperature is not acceptable. | 1. Nakayama T, Hirahara K, Onodera A, et al. Th2 cells in health and disease. Annu Rev Immunol. 2017;35:53-84 2. Yanagibashi T, Satoh M, Nagai Y, Koike M, Takatsu K. Allergic diseases: From bench to clinic - Contribution of the discovery of interleukin-5. Cytokine. 2017;98:59-70 3. Kandikattu HK, Venkateshaiah SU, Mishra A. Synergy of interleukin (IL)-5 and IL-18 in eosinophil mediated pathogenesis of allergic diseases. Cytokine Growth Factor Rev. 2019;47:83-98 4. Harish A, Schwartz SA: Targeted anti-IL-5 therapies and future therapeutics for hypereosinophilic syndrome and rare eosinophilic conditions. Clin Rev Allergy Immunol. 2020;59(2):231-247 5. Nishi R, Koike H, Ohyama K, et al. Association between IL-5 levels and the clinicopathologic features of eosinophilic granulomatosis with polyangiitis. Neurology. 2021;96(5):226-229 6. Melo JT Jr, Tunstall T, Pizzichini MMM, et al: IL-5 levels in nasosorption and sputosorption correlate with sputum eosinophilia in allergic asthma. Am J Respir Crit Care Med. 2019;199(2):240-243 7. Guntur VP, Manka LA, Denson JL, et al: Benralizumab as a steroid-sparing treatment option in eosinophilic granulomatosis with polyangiitis. J Allergy Clin Immunol Pract. 2021;9(3):1186-1193 8. Hillas G, Fouka E, Papaioannou AI: Antibodies targeting the interleukin-5 signaling pathway used as add-on therapy for patients with severe eosinophilic asthma: a review of the mechanism of action, efficacy, and safety of the subcutaneously administered agents, mepolizumab and benralizumab. Expert Rev Respir Med.2020;14(4):353-365 | The interleukin-5 (IL-5) cytokine assay measures human cytokines in a 96-well spotted plate. The assay employs a sandwich immunoassay format where capture antibodies are coated on a single spot on the bottom of each well. Diluted samples, calibrators, and controls are added and to the plate. If present, IL-5 will bind to the capture antibodies. After incubation, a solution containing detection antibodies conjugated with electrochemiluminescent labels is added. After a final incubation, a buffer is added that creates the appropriate chemical environment for electrochemiluminescence. The plate is then read on the MSD QuickPlex SQ120. The machine applies a voltage that causes bound labels to emit measurable light. The MSD QuickPlex SQ120 measures the intensity of emitted light and correlates it to a set of standards of known quantity via a 4-point logistics curve fitting method.(Unpublished Mayo method) | 2 to 8 days | 14 days | This test was developed and its performance characteristics determined by Mayo Clinic in a manner consistent with CLIA requirements. It has not been cleared or approved by the US Food and Drug Administration. | 83520 | Interleukin 5, P | 33938-2 | 36519 | Interleukin 5, P | 33938-2
FIL4S | Interleukin-4 (IL-4) Serum |  | Multiplex array electrochemiluminescence | Yes | IL-4, Serum | Serum | Specimen Type:Serum Collection Container/Tube:Red or SST Submission Container/Tube:Plastic vial Specimen Volume:1 mL Collection Instructions:Draw blood in a plain red-top tube(s), serum gel tube(s) is acceptable. Spin down and send 1 mL of serum frozen in a plastic vial. | 1 mL |  | <0.5 pg/mL |  |  |  |  | 5 to 11 days |  | This test was developed and its performance characteristics determined by Viracor Eurofins. It has not been cleared or approved by the U.S. Food and Drug Administration. | 83520 | IL-4, Serum | 27161-9 | FIL4S | IL-4, Serum | 27161-9
IL6DX | Interleukin-6, Serum | Evaluating patients with suspected chronic inflammatory disorders, such as rheumatoid arthritis, systemic lupus erythematosus, ankylosing spondylitis, or inflammatory bowel disease Evaluating patients with Castleman disease Evaluating patients with suspected systemic infection Evaluating patients with suspected localized infection, specifically prosthetic joint infection Assisting in identifying severe inflammatory response in patients with confirmed COVID-19 illness to aid in determining the risk of intubation with mechanical ventilation, in conjunction with clinical findings and the results of other laboratory testing | Immunoenzymatic | Yes | Interleukin-6, S | Serum | Collection Container/Tube:Serum gel Submission Container/Tube:Plastic vial Specimen Volume:1 mL Collection Instructions:Centrifuge and aliquot serum into plastic vial | 0.5 mL | Interleukin 6 (IL-6) has important roles in both innate and adaptive immunity.(1) IL-6 can be produced by a variety of different cell types, including macrophages, endothelial cells, and T cells. This production can be initiated in response to microbial invasion or other cytokines, such as tumor necrosis factor. As part of the innate immune system, IL-6 acts on hepatocytes to induce expression of C-reactive protein (CRP), fibrinogen, and serum amyloid A, also known as the acute phase response. Within the adaptive immune response, IL-6 plays a key role in activating antibody-producing B cells to proliferate, leading to an enhanced antibody response. Concentrations of IL-6 are elevated in patients with infection, sepsis, and septicemia. During inflammatory conditions, the concentration of IL-6 can increase severalfold, highlighting its clinical relevance as a major alarm signal in response to infections (sepsis/septicemia), inflammation, autoimmunity, and cancer, including Castleman disease. In addition, IL-6 concentrations appear to correlate with the severity of sepsis, as defined by clinical and laboratory parameters.(2) Elevations in IL-6 also appear to be associated with more localized infections, such as prosthetic joint infections (PJI).(3) A recent meta-analysis demonstrated that IL-6 had improved diagnostic accuracy for PJI compared to CRP, erythrocyte sedimentation rate, and white blood cell counts. IL-6 is also elevated in numerous chronic inflammatory disorders, including rheumatoid arthritis (RA), systemic lupus erythematosus, ankylosing spondylitis, and inflammatory bowel disease.(4) There is evidence that IL-6 is involved in the pathogenesis of certain chronic inflammatory disorders. Tocilizumab, an antibody that blocks IL-6 function by binding to the IL-6 receptor, has been approved for the treatment of RA. In a randomized trial, 50% to 60% of patients receiving tocilizumab and methotrexate showed improvement in clinical signs and symptoms of RA, compared to only 25% of patients receiving methotrexate alone.(5) Siltuximab, a monoclonal antibody against IL-6, is also sometimes used to treat Castleman disease. However, the presence of Siltuximab may interfere with some IL-6 assays, leading to the proposed use of CRP as a surrogate marker to monitor Siltuximab efficacy.(6-8) IL-6 has also been shown to be elevated in COVID-19 patients. There is some indication that patients with more severe disease may develop elevated circulating IL-6. The significance of this finding is still being elucidated, including whether monitoring of circulating IL-6 levels can help with patient management, prognosis, or response to treatment.(9,10) | < 6.4 pg/mL | Elevated concentrations of interleukin 6 may indicate an ongoing inflammatory response and could be consistent with a systemic infection, localized infection, or chronic inflammatory disease. | Interleukin 6 (IL-6) is a nonspecific marker associated with an inflammatory response and is not diagnostic for any specific disease or disease process. Elevated concentrations of IL-6 must be interpreted within the clinical context of the patient. Normal concentrations of IL-6 do not exclude the possibility of an ongoing inflammatory process. | 1. Scheller J, Chalaris A, Schmidt-Arras D, Rose-John S: The pro- and anti-inflammatory properties of the cytokine interleukin-6. Biochim Biophys Acta. 2011 May;1813(5):878-888 2. Tsalik E, Jaggers B, Glickman SW, et al: Discriminative value of inflammatory biomarkers for suspected sepsis. J Emerg Med. 2012 Jul;43(1):97-106 3. Berbari E, Mabry T, Tsaras G, et al: Inflammatory blood laboratory levels as markers of prosthetic joint infection: a systematic review and meta-analysis. J Bone Joint Surg Am. 2010 Sep 1;92(11):2102-2109 4. Gabay C: Interleukin-6 and chronic inflammation. Arthritis Res Ther. 2006;8 Suppl 2:S3 5. Smolen JS, Beaulieu A, Rubbert-Roth A, et al: Effect of interleukin-6 receptor inhibition with tocilizumab in patients with rheumatoid arthritis (OPTION study): a double-blind, placebo-controlled, randomized trial. Lancet. 2008 Mar;371(9617):987-997 6. Yoshizaki K, Murayama S, Ito H, Koga T: The Role of interleukin-6 in Castleman disease. Hematol Oncol Clin North Am. 2018 Feb;32(1):23-36. doi: 10.1016/j.hoc.2017.09.003 7. Sarosiek S, Shah R, Munshi NC: Review of siltuximab in the treatment of multicentric Castleman's disease. Ther Adv Hematol. 2016 Dec;7(6):360-366. doi: 10.1177/2040620716653745 8. Chen F, Teachey DT, Pequignot E, et al: Measuring IL-6 and sIL-6R in serum from patients treated with tocilizumab and/or siltuximab following CAR T cell therapy. J Immunol Methods. 2016 Jul;434:1-8. doi: 10.1016/j.jim.2016.03.005 9. Gubernatororova EO, Gorshkova EA, Polinova AI, Drutskava MS: IL-6: Relevance for immunopathology of SARS-CoV-2. Cytokine Growth Factor Rev. 2020 Jun;53:13-24 10. Ashrafzadeh-Kian S, Campbell MR, Jara Aguirre JC, et al: Role of immune mediators in predicting hospitalization of SARS-CoV-2 positive patients. Cytokine. 2022 Feb;150:155790. doi: 10.1016/j.cyto.2021.155790 | The Access Interleukin-6 (IL-6) assay is a simultaneous one-step immunoenzymatic (sandwich) assay. A patient sample is added to a reaction vessel along with the paramagnetic particles coated with mouse monoclonal anti-human IL-6, blocking reagent, and the alkaline phosphatase conjugate. After incubation in a reaction vessel, materials bound to the solid phase are held in a magnetic field while unbound materials are washed away. Then, the chemiluminescent substrate is added to the vessel and light generated by the reaction is measured with a luminometer. The light production is directly proportional to the concentration of IL-6 in the sample. The amount of analyte in the sample is determined from a stored, multi-point calibration curve.(Instruction manual: Access IL-6 Instructions for Use, Beckman Coulter, Inc; 10/2020) | 1 to 3 days | 14 days | This test has received Emergency Use Authorization (EUA) by the US Food and Drug Administration and is used per manufacturer’s instructions. Performance characteristics were verified by Mayo Clinic in a manner consistent with CLIA requirements. | 83529 | Interleukin-6, S | 26881-3 | IL6DX | Interleukin-6, S | 26881-3
FIL8S | Interleukin-8 (IL-8) Serum |  | Electrochemiluminescence | Yes | IL-8, Serum | Serum | Specimen Type:Serum Collection Container/Tube:Red or SST Submission Container/Tube:Plastic vial Specimen Volume:1 mL Collection Instructions:Draw blood in a plain red-top tube(s), serum gel tube(s) is acceptable. Spin down and send 1 mL of serum frozen in a plastic vial. | 1 mL |  | <12.4 pg/mL |  |  |  |  | 5 to 11 days |  | This test was developed and its performance characteristics determined by Viracor Eurofins. It has not been cleared or approved by the U.S. Food and Drug Administration. | 83520 | IL-8, Serum | 33211-4 | FIL8S | IL-8, Serum | 33211-4
IFBA | Intrinsic Factor Blocking Antibody, Serum | Confirming the diagnosis of pernicious anemia | Immunoenzymatic Assay | Yes | Intrinsic Factor Blocking Ab, S | For more information, seeVitamin B12 Deficiency Evaluation. | Patient Preparation: 1. Patient should be fasting for 8 hours. 2. This test should not be performed on patients who have received a vitamin B12 injection or radiolabeled vitamin B12 injection within the previous 2 weeks. Collection Container/Tube: Preferred:Serum gel Acceptable:Red top Submission Container/Tube:Plastic vial Specimen Volume:1 mL Collection Instructions:Centrifuge and aliquot serum into a plastic vial. | 0.5 mL | The cobalamins, also referred to as vitamin B12, are a group of closely related enzymatic cofactors involved in the conversion of methylmalonyl-coenzyme A to succinyl-coenzyme A and in the synthesis of methionine from homocysteine. Vitamin B12 deficiency can lead to megaloblastic anemia and neurological deficits. The latter may exist without, or precede, anemia. Adequate replacement therapy will generally improve or cure cobalamin deficiency. Unfortunately, many other conditions, which require different interventions, can mimic the symptoms and signs of vitamin B12 deficiency. Moreover, even when cobalamin deficiency has been established, clinical improvement may require different dosages or routes of vitamin B12 replacement, depending on the underlying cause. In particular, patients with pernicious anemia (PA), possibly the most common type of cobalamin deficiency in developed countries, require either massive doses of oral vitamin B12 or parenteral replacement therapy. This is due to patients with PA having gastric mucosal atrophy, most likely caused by a destructive autoimmune process. This results in diminished or absent gastric acid, pepsin, and intrinsic factor (IF) production. Gastric acid and pepsin are required for liberation of cobalamin from binding proteins, while IF binds the free vitamin B12, carries it to receptors on the ileal mucosa, and facilitates its absorption. Most PA patients have autoantibodies against gastric parietal cells or IF, with the latter being very specific but only present in approximately 50% of cases. By contrast, parietal cell antibodies are found in approximately 90% of PA patients, but are also found in a significant proportion of patients with other autoimmune diseases and in approximately 2.5% (4th decade of life) to approximately 10% (8th decade of life) of healthy individuals. | Negative | The aim of the work-up of patients with suspected vitamin B12 deficiency is to first confirm the presence of deficiency and then to establish its most likely etiology. Measurement of serum vitamin B12, either preceded or followed by serum methylmalonic acid measurement, is the first step in diagnosing pernicious anemia (PA). If these tests support deficiency, then intrinsic factor blocking antibody (IFBA) testing is indicated to confirm PA as the etiology. A positive IFBA test very strongly supports a diagnosis of PA. Since the diagnostic sensitivity of IFBA testing for PA is only around 50%, an indeterminate or negative IFBA test does not exclude the diagnosis of PA. In these patients, either PA or another etiology, such as malnutrition, may be present. Measurement of serum gastrin levels will help in these cases. In patients with PA, fasting serum gastrin is elevated to more than 200 pg/mL in an attempted compensatory response to the achlorhydria seen in this condition. For a detailed overview of the optimal testing strategies in PA diagnosis, see ACASM / Pernicious Anemia Cascade, Serum and associatedVitamin B12 Deficiency Evaluation. | Patients who have received a vitamin B12 injection or radiolabeled vitamin B12 injection within the previous 2 weeks may have high serum vitamin B12 levels, which can interfere with this assay leading to falsely elevated results. Some patients with other autoimmune diseases may have positive intrinsic factor blocking antibody (IFBA) assays without suffering from pernicious anemia (PA). This is reported particularly in patients with autoimmune thyroid disease or type I diabetes mellitus. In the validation of this assay, 24 individuals with these autoimmune endocrine diseases were tested and all were IFBA negative. However, 5 of 15 of patients with rheumatoid arthritis were IFBA positive during the validation of this assay. The literature suggests such individuals may, in fact, be at risk of later development of PA. Since this is a competitive binding assay, the risk of heterophile antibody interference is low. During validation, 24 human antimouse antibody positive specimens and 25 specimens with other heterophile antibodies were tested and all were IFBA negative. However, if the clinical picture does not agree with the IFBA test result, the laboratory should be consulted for advice. | 1. Toh BH, Van Driel IR, Gleeson PA: Pernicious anemia. N Engl J Med. 1997;337:1441-1448. doi: 10.1056/NEJM199711133372007 2. Klee GG: Cobalamin and folate evaluation: measurement of methylmalonic acid and homocysteine vs vitamin B12 and folate. Clin Chem. 2000;46:1277-1283 3. Ward PC: Modern approaches to the investigation of vitamin B12 deficiency. Clin Lab Med. 2002:22;435-445. doi: 10.1016/s0272-2712(01)00003-8 4. Stabler SP, Allen RH: Vitamin B12 deficiency as a worldwide problem. Ann Rev Nutr. 2004;24:299-326. doi: 10.1146/annurev.nutr.24.012003.132440 5. Roberts NB, Taylor A, Sodi R: Vitamins and trace elements.In: Rifai N, Horvath AR, Wittwer CT, eds. Tietz Textbook of Clinical Chemistry and Molecular Diagnostics. 6th ed. Elsevier; 2018:639-718 6. Bizzaro N, Antico A: Diagnosis and classification of pernicious anemia. Autoimmun Rev. 2014;13(4-5):565-568. doi: 10.1016/j.autrev.2014.01.042 | The Access Intrinsic Factor (IF) Antibody assay is a competitive binding immunoenzymatic assay. The sample is added to a reaction vessel along with IF alkaline phosphatase conjugate and a protein blocking solution. IF antibody in the sample binds to the IF conjugate. After incubation in a reaction vessel, paramagnetic particles coated with a mouse monoclonal antibody, specific for the vitamin B12 binding site on IF, is added to the reaction. IF conjugate that has not been blocked by sample anti-IF binds to the monoclonal antibody on the solid phase. After an additional incubation, materials bound to the solid phase are held in a magnetic field, while unbound materials are washed away. Chemiluminescent substrate is added to the vessel and light generated by the reaction is measured with a luminometer. The light production is inversely proportional to the concentration of IF antibody in the sample expressed in AU/mL (antibody units/mL). The amount of analyte in the sample is determined from a stored calibration.(Package insert: Access Intrinsic Factor Ab. Beckman Coulter, Inc; 06/2020) | 1 day to 3 days | 2 weeks | This test has been cleared, approved, or is exempt by the US Food and Drug Administration and is used per manufacturer's instructions. Performance characteristics were verified by Mayo Clinic in a manner consistent with CLIA requirements. | 86340 | Intrinsic Factor Blocking Ab, S | 31444-3 | CMT31 | Comment | 48767-8
UIOD | Iodine, 24 Hour, Urine | Assessing iodine toxicity or recent exposure in a 24-hour urine collection Monitoring iodine excretion rate as index of replacement therapy | Inductively Coupled Plasma Mass Spectrometry (ICP-MS) | Yes | Iodine, 24 Hr, U | Urine | Patient Preparation: 1. High concentrations of gadolinium and iodine are known to interfere with most metal tests. If gadolinium- or iodine-containing contrast media has been administered, wait a minimum of 96 hours before starting collection. 2. If this test is used in conjunction with the (131)I uptake test, then specimen collection should begin immediately after the dose of (131)I is given (ie, the patient should void and discard urine just prior to the (131)I dose, and all subsequent urine should be collected for the next 24 hours). The last void should be included in the collection. Supplies:Urine Tubes, 10 mL (T068) Container/Tube: Plastic: 10-mL urine tube or clean, plastic aliquot container with no metal cap or glued insert Specimen Volume: 10 mL Collection Instructions: 1. Collect urine for 24 hours. 2. Refrigerate specimen within 4 hours of completion of 24-hour collection. 3. SeeTrace Metals Analysis Specimen Collection and Transportfor complete instructions. Additional Information:SeeUrine Preservatives-Collection and Transportation for 24-Hour Urine Specimensfor multiple collections. | 0.3 mL | Iodine is an essential element for thyroid hormone production. The measurement of urinary iodine is preferred for assessment of toxicity, recent exposure, and monitoring iodine excretion rate as an index of replacement therapy. | 0-17 years: Not established > or =18 years: 75-851 mcg/24 hour | Measurement of urinary iodine excretion provides the best index of dietary iodine intake and deficiency is generally indicated when the concentrations are below 100 mcg/L. World Healthcare Organization (WHO) Criteria for Assessing Iodine Status Children older than 6 years old and adults Median urinary iodine (mcg/L) Iodine intake Iodine status <20 Insufficient Severe deficiency 20-49 Insufficient Moderate deficiency 50-99 Insufficient Mild deficiency 100-199 Adequate Adequate nutrition 200-299 Above requirements May pose a slight risk of more than adequate >299 Excessive Risk of adverse health consequences Pregnant women Median urinary iodine (mcg/L) Iodine intake <150 Insufficient 150-249 Adequate 250-499 Above requirements >499 Excessive Lactating women and children younger than 2 years old Median urinary iodine (mcg/L) Iodine intake <100 Insufficient >99 Adequate | Administration of iodine-based contrast media and drugs containingiodine, such as amiodarone, will yield elevated results. | 1. Rifai N, Chiu RWK, Young I, Burnham CAD, Wittwer CT, eds. Tietz Textbook of Laboratory Medicine. 7th ed. Elsevier; 2023. 2. Knudsen N, Christiansen E, Brandt-Christensen M, et al. Age- and sex-adjusted iodine/creatinine ratio. A new standard in epidemiological surveys? Evaluation of three different estimates of iodine excretion based on casual urine samples and comparison to 24 h values. Eur J Clin Nutr. 2000;54(4):361-363 3. Liberman CS, Pino SC, Fang SL, et al. Circulating iodine concentrations during and after pregnancy. J Clin Endocrinol Metab. 1998;83(10):3545-3549 4. Pfeiffer CM, Sternberg MR, Schleicher RL, et al: CDC's Second National Report on Biochemical Indicators of Diet and Nutrition in the US Population is a valuable tool for researchers and policy makers. J Nutr. 2013;143(6):938S-947S 5. Leung AM, Braverman LE. Consequences of excess iodine. Nat Rev Endocrinol. 2014;10(3):136-142. doi:10.1038/nrendo.2013.251 6. U.S. Department of Health and Human Services, Agency for Toxic Substances and Disease Registry: Toxicological Profile for Iodine. HHS, 2004 Accessed June 29, 2023. Available at www.atsdr.cdc.gov/ToxProfiles/tp158.pdf | The metal of interest is analyzed by inductively coupled plasma mass spectrometry.(Unpublished Mayo method) | 1 to 4 days | 14 days | This test was developed and its performance characteristics determined by Mayo Clinic in a manner consistent with CLIA requirements. It has not been cleared or approved by the US Food and Drug Administration. | 83789 | Iodine, 24 Hr, U | 2492-7 | 614423 | Iodine Concentration Interpretation | 77202-0
IOD | Iodine, Serum | Determining iodine overload using serum specimens Monitoring iodine levels in individuals taking iodine-containing drugs | Inductively Coupled Plasma Mass Spectrometry (ICP-MS) | Yes | Iodine, S | Serum | Patient Preparation: 1.Disinfectants (such as Betadine) that contain iodine should not be used during venipuncture. 2. High concentrations of gadolinium and iodine are known to interfere with most metal tests. If either gadolinium- or iodine-containing contrast media has been administered, a specimen should not be collected for 96 hours. Supplies: -Metal Free B-D Tube (No Additive), 6 mL (T184) -Metal Free Specimen Vial (T173) Collection Container/Tube:Plain, royal blue-top Vacutainer plastic trace element blood collection tube Submission Container/Tube:7-mL Mayo metal-free, screw-capped, polypropylene vial Specimen Volume:1 mL Collection Instructions: 1. Allow specimen to clot for 30 minutes; then centrifuge the specimen to separate serum from the cellular fraction. 2. Remove the stopper. Carefully pour specimen into Mayo metal-free, polypropylene vial, avoiding transfer of the cellular components of blood. Do not insert a pipet into the serum to accomplish transfer, and do not ream the specimen with a wooden stick to assist with serum transfer. 3. SeeTrace Metals Analysis Specimen Collection and Transportfor complete instructions. | 0.3 mL | Iodine is an essential element required for thyroid hormone production. The measurement of iodine serves as an index of adequate dietary iodine intake and iodine overload, particularly from iodine-containing drugs, such as amiodarone. | 40-92 ng/mL | Values between 80 ng/mL and 250 ng/mL have been reported to indicate hyperthyroidism. Values above 250 ng/mL may indicate iodine overload. | There are no known analytical interferences with this procedure. Administration of iodine-containing contrast media will yieldelevated results. | 1. Allain P, Berre S, Krari N, et al. Use of plasma iodine assay for diagnosing thyroid disorders. J Clin Pathol. 1993;46(5):453-455. 2. Rifai N, Chiu RWK, Young I, Burnham CAD, Wittwer CT, eds. Tietz Textbook of Laboratory Medicine. 7th ed. Elsevier; 2023 3. Leung AM, Braverman LE, Consequences of excess iodine. Nat Rev Endocrinol. 2014;10(3):136-142. doi: 10.1038/nrendo.2013.251 4. U.S. Department of Health and Human Services, Agency for Toxic Substances and Disease Registry: Toxicological Profile for Iodine. HHS; 2004. Accessed June 29, 2023. Available at www.atsdr.cdc.gov/ToxProfiles/tp158.pdf | The metal of interest is analyzed by inductively coupled plasma mass spectrometry.(Unpublished Mayo method) | 1 to 4 days | 14 days | This test was developed and its performance characteristics determined by Mayo Clinic in a manner consistent with CLIA requirements. It has not been cleared or approved by the US Food and Drug Administration. | 83789 | Iodine, S | 2494-3 | 81574 | Iodine, S | 2494-3
IODCU | Iodine/Creatinine Ratio, Random, Urine | Assessment of iodine toxicity or recent iodine exposure using a random urine collection Monitoring iodine excretion rate as index of replacement therapy | IODC: Inductively Coupled Plasma Mass Spectrometry (ICP-MS) CRETR: Enzymatic Colorimetric Assay | Yes | Iodine/Creat Ratio, Random, U | Urine | Patient Preparation:High concentrations of gadolinium and iodine are known to interfere with most metal tests. If either gadolinium- or iodine-containing contrast media has been administered, wait a minimum of 96 hours before starting collection. Supplies:Urine Tubes, 10 mL (T068) Collection Container/Tube:Clean, plastic urine collection container Submission Container/Tube:Plastic,10-mL urine tubeor a clean, plastic aliquot container with no metal cap or glued insert Specimen Volume:3 mL Collection Instructions: 1. Collect a random urine specimen. 2. SeeMetals Analysis Specimen Collection and Transportfor complete instructions. | 2 mL | Iodine is an essential element for thyroid hormone production. The measurement of urinary iodine is preferred for assessment of toxicity, recent exposure, and monitoring iodine excretion rate as an index of replacement therapy. | 0-17 years: Not established > or =18 years: <584 mcg/g creatinine | Measurement of urinary iodine excretion provides the best index of dietary iodine intake and deficiency is generally indicated when the concentrations are below 100 mcg/L.For deficiency, 10 repeat random urines are recommended. World Healthcare Organization (WHO) Criteria for Assessing Iodine Status Children older than 6 years and adults Median urinary iodine (mcg/L) Iodine intake Iodine status <20 Insufficient Severe deficiency 20-49 Insufficient Moderate deficiency 50-99 Insufficient Mild deficiency 100-199 Adequate Adequate nutrition 200-299 Above requirements May pose a slight risk of more than adequate >299 Excessive Risk of adverse health consequences Pregnant women Median urinary iodine (mcg/L) Iodine intake <150 Insufficient 150-249 Adequate 250-499 Above requirements >499 Excessive Lactating women and children younger than 2 years Median urinary iodine (mcg/L) Iodine intake <100 Insufficient >99 Adequate | Administration of iodine-based contrast media and drugs containing iodine, such as amiodarone, will yield elevated results. | 1. Rifai N, Chiu RWK, Young I, Burnham CAD, Wittwer CT, eds. Tietz Textbook of Laboratory Medicine. 7th ed. Elsevier; 2023 2. Knudsen N, Christiansen E, Brandt-Christensen M, Nygaard B, Perrild H. Age- and sex-adjusted iodine/creatinine ratio. A new standard in epidemiological surveys? Evaluation of three different estimates of iodine excretion based on casual urine samples and comparison to 24 h values. Eur J Clin Nutr. 2000;54(4):361-363 3. Liberman CS, Pino SC, Fang SL, Braverman LE, Emerson CH. Circulating iodine concentrations during and after pregnancy. J Clin Endocrinol Metab. 1998;83(10):3545-3549 4. Pfeiffer CM, Sternberg MR, Schleicher RL, et al. CDC's Second National Report on Biochemical Indicators of Diet and Nutrition in the US Population is a valuable tool for researchers and policy makers. J Nutr. 2013;143(6):938S-947S 5. U.S. Department of Health and Human Services, Agency for Toxic Substances and Disease Registry: Toxicological Profile for Iodine. HHS; 2004. Accessed June 29, 2023. Available at www.atsdr.cdc.gov/ToxProfiles/tp158.pdf 6. Leung AM, Braverman LE. Consequences of excess iodine. Nat Rev Endocrinol. 2014;10(3):136-142. doi:10.1038/nrendo.2013.251 7. Beckford K, Grimes CA, Margerison C, et al. A systematic review and meta-analysis of 24-h urinary output of children and adolescents: impact on the assessment of iodine status using urinary biomarkers. Eur J Nutr. 2020;59(7):3113-3131. doi:10.1007/s00394-019-02151-w | The metal of interest is analyzed by inductively coupled plasma mass spectrometry.(Unpublished Mayo method) | 2 to 5 days | 14 days | This test was developed and its performance characteristics determined by Mayo Clinic in a manner consistent with CLIA requirements. It has not been cleared or approved by the US Food and Drug Administration. | 8378982570 | Iodine/Creat Ratio, Random, U | 55928-6 | 614370 | Iodine Concentration | 2495-0
HEXP | Iohexol, Plasma | Determining glomerular filtration rate in plasma specimens | Liquid Chromatography Tandem Mass Spectrometry (LC-MS/MS) | Yes | Iohexol, P | Plasma Heparin | Supplies:Sarstedt Aliquot Tube, 5 mL (T914) Collection Container/Tube:Green top (heparin) Submission Container/Tube:Plastic vial Specimen Volume:1 mL Collection Instructions:Centrifuge and aliquot plasma into a plastic vial. | 0.5 mL | The assessment of glomerular filtration rate (GFR) is an important parameter of kidney function utilized by clinicians in the care of patients with varying kidney diseases, and for clinical research when precise assessment of kidney function is necessary. The GFR is the sum of all the filtration rates of the individual nephrons within the kidney and, as such, reflects the number of functioning nephrons. Plasma concentrations of iohexol can be used for measurement of GFR through multiple plasma iohexol determinations following an intravenous bolus injection of iohexol (plasma disappearance) or following a continuous infusion (or subcutaneous injection) of iohexol when used in conjunction with urine iohexol determinations (urinary clearance; HEXU /Iohexol, Timed Collection, Urine). | Not applicable | Low glomerular filtration rate (GFR) values indicate abnormal kidney function, which may be either reversible/transient or irreversible/permanent. GFR tends to decline with age. | A theoretical complication to injection of iodinated contrast media (one that has not been observed clinically to date) is the transient suppression of thyroid function in premature and newborn infants. Therefore, a sensitive thyrotropin test is suggested approximately 2 to 3 weeks after an iohexol clearance in that age group. | 1.Brown SC, O'Reilly PH. Iohexol clearance for the determination of glomerular filtration rate in clinical practice: evidence for a new gold standard. J Urol. 1991;146:675-679 2.Gaspari F, Perico N, Ruggenenti P, et al. Plasma clearance of nonradioactive iohexol as a measure of glomerular filtration rate. J Am Soc Nephrol. 1995;6:257-263 3.Schwartz GJ, Abraham AG, Furth SL, et al. Optimizing iohexol plasma disappearance curves to measure the glomerular filtration rate in children with chronic kidney disease. Kidney Int. 2010;77:65-71 4. Schmit DJ, Carroll LJ, Eckfeldt JH, Seegmiller JC. Verification of separate measurement procedures where analytical determinations influence the clinical interpretation of GFR: Iohexol quantitation by HPLC and LC-MS/MS. Clin Biochem. 2019;67:16-23 5. Seegmiller JC, Burns BE, Schinstock CA, Lieske JC, Larson TS. Discordance between iothalamate and iohexol urinary clearances. Am J Kid Dis. 2016;67(1):49-55 | Blood specimens are obtained after subcutaneous injection of non-radiolabeled iohexol.Iohexol results are acquired via a liquid chromatography tandem mass spectrometry (LC-MS/MS) system. A ThermoFisher LX-2 Cohesive high-performance liquid chromatography system and an ABSciex 5500 MS/MS are used for analysis.(Seegmiller JC, Burns BE, Lieske JC, et al.Discordant glomerular filtration rate determinations between iothalamate and iohexol renal clearances. Poster presented at: Renal Week 2010. 43rd Annual Meeting of the American Society of Nephrology; November 16-21, 2010; Denver, CO) | 3 to 4 days | 7 days | This test was developed and its performance characteristics determined by Mayo Clinic in a manner consistent with CLIA requirements. It has not been cleared or approved by the US Food and Drug Administration. | 82542 | Iohexol, P | 93974-4 | 61713 | Iohexol, P | 93974-4
HEXU | Iohexol, Timed Collection, Urine | Determining glomerular filtration rate in urine specimens | Liquid Chromatography Tandem Mass Spectrometry (LC-MS/MS) | Yes | Iohexol, U | Urine | Supplies:Sarstedt Aliquot Tube, 5 mL (T914) Container/Tube:Plastic vial Specimen Volume:5 mL Collection Instructions:Collect a timed urine specimen. Timing may be variable and patient dependent. | 0.5 mL | The assessment of glomerular filtration rate (GFR) is an important parameter of kidney function utilized by clinicians in the care of patients with varying kidney diseases, and for clinical research when precise assessment of kidney function is necessary. The GFR is the sum of all the filtration rates of the individual nephrons within the kidney and, as such, reflects the number of functioning nephrons. Urine concentrations of iohexol can be used for measurement of GFR following a subcutaneous injection of iohexol (plasma disappearance), or during a continuous infusion of iohexol when used in conjunction with plasma iohexol determinations (HEXP / Iohexol, Plasma). The results can be used to determine the clearance of iohexol, which is a measure of GFR. | Not applicable | Low glomerular filtration rate (GFR) values indicate abnormal kidney function, which may be either reversible/transient or irreversible/permanent. GFR tends to decline with age. | A theoretical complication to injection of iodinated contrast media (one that has not been observed clinically to date) is the transient suppression of thyroid function in premature and newborn infants. Therefore, a sensitive thyrotropin test is suggested approximately 2 to 3 weeks after an iohexol clearance in that age group. | 1. Brown SC, O'Reilly PH. Iohexol clearance for the determination of glomerular filtration rate in clinical practice: evidence for a new gold standard. J Urol. 1991;146(3):675-679 2. Gaspari F, Perico N, Ruggenenti P, et al. Plasma clearance of nonradioactive iohexol as a measure of glomerular filtration rate. J Am Soc Nephrol. 1995;6(2):257-263 3. Schwartz GJ, Abraham AG, Furth SL, Warady BA, Munoz A. Optimizing iohexol plasma disappearance curves to measure the glomerular filtration rate in children with chronic kidney disease. Kidney Int. 2010;77(1):65-71 4. Schmit DJ, Carroll LJ, Eckfeldt JH, Seegmiller JC. Verification of separate measurement procedures where analytical determinations influence the clinical interpretation of GFR: Iohexol quantitation by HPLC and LC-MS/MS. Clin Biochem. 2019;67:16-23 5. Seegmiller JC, Burns BE, Schinstock CA, Lieske JC, Larson TS. Discordance between iothalamate and iohexol urinary clearances. Am J Kid Dis. 2016;67(1):49-55 | Timed urine specimens are obtained after subcutaneous injection of nonradiolabeled iohexol. Iohexol results are acquired via a liquid chromatography tandem mass spectrometry (LC-MS/MS) system. A ThermoFisher LX-2 Cohesive high-performance liquid chromatography system and an ABSciex 5500 MS/MS are used for analysis.(Seegmiller JC, Burns BE, Lieske JC, et al.Discordant glomerular filtration rate determinations between iothalamate and iohexol renal clearances. Poster presented at: Renal Week 2010. 43rd Annual Meeting of the American Society of Nephrology; November 16-21, 2010; Denver, CO) | 3 to 4 days | 7 days | This test was developed and its performance characteristics determined by Mayo Clinic in a manner consistent with CLIA requirements. It has not been cleared or approved by the US Food and Drug Administration. | 82542 | Iohexol, U | 93973-6 | 61712 | Iohexol, U | 93973-6
FET | Iron, Liver Tissue | Diagnosis of hemochromatosis using liver tissue specimens | Inductively Coupled Plasma Mass Spectrometry (ICP-MS) | Yes | Iron, Liver Ts | For more information seeHereditary Hemochromatosis Algorithm. | Supplies:Metal Free Specimen Vial (T173) Container/Tube: Preferred:Mayo metal-free specimen vial Acceptable:Paraffin block, with no more than 1 or 2 cuts previously made Specimen Volume:2 mg Collection Instructions: Two mg of liver tissue are required.This is typically a piece of tissue from a 22-gauge needle biopsy at least 2 cm long. If an 18-gauge needle is used, the tissue must be at least 1 cm in length. Additional Information:Paraffin blocks will be returned 7 days after analysis is complete. | Needle biopsy: See Specimen Required; 2 mm x 2 mm (punch): 0.3 mg by dry weight | Hemosiderosis is the condition of excessive iron accumulation in tissues. Liver is the first organ affected in iron-overload diseases. Transient increases in iron first appear in Kupffer cells. This finding is commonly related to sideroblastic anemia, excessive iron consumption, or chronic alcohol ingestion. Persistent hemosiderosis, as seen in hemochromatosis, causes iron accumulation in hepatocytes and is usually concentrated in biliary cells. Hereditary hemochromatosis is an autosomal recessive disease with estimated prevalence of 2 in 1000 in White population, with lower incidence in other races. The gene responsible for hereditary hemochromatosis (HFE) is located on chromosome 6; the majority of patients with hereditary hemochromatosis have variants in theHFEgene. Hereditary hemochromatosis is characterized by an accelerated rate of intestinal iron absorption and progressive iron deposition in various tissues that typically begins to be expressed in the third to fifth decades of life but may occur in children. The most common presentation is hepatic cirrhosis in combination with hypopituitarism, cardiomyopathy, diabetes, arthritis, or hyperpigmentation. Because of the severe sequelae of this disease, if left untreated and recognizing that treatment is relatively simple, early diagnosis before signs or symptoms appear is important. Screening for hemochromatosis is best done by measuring serum iron and transferrin saturation (FEC / Iron and Total Iron-Binding Capacity, Serum). If the serum iron concentration is above 175 mcg/dL and the transferrin saturation is above 55%, analysis of serum ferritin concentration (FERR1 / Ferritin, Serum) is indicated. A ferritin concentration above 400 ng/mL is suggestive of hemochromatosis but also can indicate other forms of hepatocyte injury, such as alcoholic or viral hepatitis, or other inflammatory disorders involving the liver.HFEanalysis (HFET / Hereditary Hemochromatosis,HFEVariant Analysis, Varies) may be used to confirm the clinical diagnosis of hemochromatosis, to diagnose hemochromatosis in asymptomatic individuals with blood tests showing increased iron stores, or for predictive testing of individuals who have a family history of hemochromatosis. The alleles evaluated byHFEgene analysis are evident in approximately 80% of patients with hemochromatosis; a negative report forHFEgene does not rule-out hemochromatosis. In a patient with negativeHFEgene testing, elevated iron status for no other obvious reason, and family history of liver disease, additional evaluation of liver iron concentration is indicated. Diagnosis of hemochromatosis may also be based on biochemical analysis and histologic examination of a liver biopsy. In this assay, results are reported as the hepatic iron index (HII) and dry weight of iron. The HII is considered the "gold standard" for diagnosis of hemochromatosis. This test is appropriate when: -Serum iron is above 160 mcg/dL -Transferrin saturation is above 55% -Ferritin is above 400 ng/mL in male patients or above 200 ng/mL in female patients -HFEgene test is negative forHFEvariants For more information seeHereditary Hemochromatosis Algorithm. | Iron Males: 200-2,400 mcg/g dry weight Females: 200-1,800 mcg/g dry weight Iron Index > or =13 years: <1.0 mcmol/g/year Reference values have not been established for patients that are younger than 13 years. | A hepatic iron concentration above 10,000 mcg/g dry weight is diagnostic for hemochromatosis. Hepatic iron concentrations above 3000 mcg/g are seen when there is iron overload without cellular injury and cirrhosis. Hepatic iron concentrations greater than the reference range are associated with hemosiderosis, thalassemia, and sideroblastic anemia. Some patients with hepatitis or cirrhosis without significant fibrosis will have hepatic iron concentrations at the top end of normal or just slightly above the normal range. Iron accumulates in the liver normally with aging. The hepatic iron index (HII) normalizes hepatic iron concentration for age. The HII is calculated from the hepatic iron concentration by converting the concentration from mcg/g to mcmol/g dry weight and dividing by years of age. The normal range for HII is less than 1.0. -Patients with homozygous hemochromatosis have an HII above 1.9. -Patients with heterozygous hemochromatosis often have an HII ranging from 1.0 to 1.9. -Patients with hepatitis and alcoholic cirrhosis usually have an HII below 1.0, although a small percentage of patients with alcoholic cirrhosis have an HII in the range of 1.0 to 1.9. -Patients with hemochromatosis who have been successfully treated with phlebotomy will have an HII below 1.0. Liver specimens collected from patients with cirrhosis containing a high degree of fibrosis have results near the low end of the reference range, even though they will show significant iron staining in hepatocytes. While it is true that iron accumulates in hepatocytes in advanced alcoholic cirrhosis with fibrosis, there are relatively few hepatocytes compared to other inert (fibrotic) tissue, so the quantitative iron determination, which is expressed as microgram of iron per gram of dry weight tissues, yields a low result. Histologic examination of all tissue specimens should be performed to facilitate correct interpretation. When structural heterogeneity is apparent histologically, variation in measured iron should be anticipated. In approximately 2% of cases, a high degree of hepatic heterogeneity has been observed that makes quantitation highly variable. | Formalin-fixed, paraffin-embedded tissue can be used when histologic examination (including iron stains) is requested in addition to the hepatic iron concentration and calculated hepatic iron index; however, fresh or frozen tissue is preferred. Paraffin blocks from which many slides have been previously cut often appear to contain sufficient quantity of tissue, however, the specimen is often very thin and less than 2 mg in weight. | 1. Brandhagen DJ, Fairbanks VF, Baldus W. Recognition and management of hereditary hemochromatosis. Am Fam Physician. 2002;65:853-860, 865-866 2. Summers KM, Halliday JW, Powell LW. Identification of homozygous hemochromatosis subjects by measurement of hepatic iron index. Hepatology. 1990;12:20-25 3. Ludwig J, Batts KP, Moyer TP, et al. Liver biopsy diagnosis of homozygous hemochromatosis: a diagnostic algorithm. Mayo Clin Proc. 1993;68:263-267 4. Pietrangelo A. Hemochromatosis: an endocrine liver disease.Hepatology. 2007;46:1291-1301 5. Ashley EA, Butte AJ, Wheeler MT, et al. Clinical assessment incorporating a personal genome. Lancet. 2010;375:1525-1535 6. McLaren CE, Barton JC, Eckfeldt JH, et al. Heritability of serum iron measures in the hemochromatosis and iron overload screening (HEIRS) family study. Am J Hematol. 2010;85:101-105 7. Radford-Smith DE, Powell EE, Powell LW. Haemochromatosis: a clinical update for the practising physician. Intern Med J. 2018;48(5):509-516. doi:10.1111/imj.13784 | The metal of interest is analyzed by inductively coupled plasma mass spectrometry.(Unpublished Mayo method) | 3 to 6 days | 60 days | This test was developed and its performance characteristics determined by Mayo Clinic in a manner consistent with CLIA requirements. It has not been cleared or approved by the US Food and Drug Administration. | 83540 | Iron, Liver Ts | 57028-3 | 7770 | Hepatic Iron Index | 49061-5
FIVCZ | Isavuconazole (CRESEMBA) LC-MS/MS |  | Reversed-phase UPLC-MS/MS | Yes | Isavuconazole | Serum | Specimen Type:Serum Container/Tube:Red Specimen Volume:1 mL Collection Instructions:Draw blood in a plain red-top tube(s), serum gel tube is not acceptable. Allow to clot for 30 to 60 minutes, spin down and send 1 mL of serum Frozen in a sterile, screw top tube. | 0.5 mL |  | The analytical measuring range is 0.1-10 mcg/mL. The therapeutic range has not yet been established. | [6 empty] | This test was developed and its performance characteristics determined by Eurofins Viracor. It has not been cleared or approved by the U.S. Food and Drug Administration. | 80299 | Isavuconazole | Not Provided | FIVCZ | Isavuconazole | Not Provided
FISST | Isavuconazole Susceptibility Testing |  | CLSI Broth dilution | Yes | Isavuconazole Susceptibility Test | Varies | Container/Tube:Agar slant or other appropriate media Specimen volume:Organism in pure culture Complete and submit with specimen: 1.Fungus Testing Lab request form Collection Instructions: 1. Organism must be in pure culture, actively growing. 2. Place specimen in a large infectious container (T146) and label as etiologic agent/infectious substance. | [7 empty] | 7 to 21 days |  |  | 87999-Unlisted Microbiology Procedure (Refer to patient report to apply the appropriate CPT code in place of this unlisted CPT code based on specimen organism.)87188 x 4 for mould MIC microdilution or agar dilution (if appropriate)87186 x 4 for yeast MIC microdilution or agar dilution (if appropriate) | Isavuconazole Susceptibility Test | Not Provided | FISST | Isavuconazole Susceptibility Test | Not Provided
ISPCA | ISH Additional (Bill Only) |  | This test is for billing purposes only. This is not an orderable test. | Yes | ISH Additional | Varies | This test is for billing purposes only. This is not an orderable test. |  |  | This test is for billing purposes only. This is not an orderable test. | [6 empty] | Not Applicable | 88364
0849T | ISH Additional Digitize (Bill Only) |  | This test is for tracking purposes only. This is not an orderable test. | Yes | ISH Additional Digitize | This test is for tracking purposes only. | This test is for tracking purposes only. This is not an orderable test. |  |  | This test is for tracking purposes only. This is not an orderable test. | [6 empty] | Not Applicable | 0849T
ISA26 | ISH Additional, Professional Only (Bill Only) |  | This test is for billing purposes only. his is not an orderable test. | Yes | ISH Additional, Professional Only | Varies | This test is for billing purposes only. This is not an orderable test. |  |  | This test is for billing purposes only. This is not an orderable test. | [6 empty] | Not Applicable | 88364-26
ISTOA | ISH Additional, Tech Only (Bill Only) |  | This test is for billing purposes only. This is not an orderable test. | Yes | ISH Additional, Tech Only | Varies | This test is for billing purposes only. This is not an orderable test. |  |  | This test is for billing purposes only. This is not an orderable test. | [6 empty] | Not Applicable | 88364-TC
ISPCI | ISH Initial (Bill Only) |  | This test is for billing purposes only. This is not an orderable test. | Yes | ISH Initial | Varies | This test is for billing purposes only. This is not an orderable test. |  |  | This test is for billing purposes only. This is not an orderable test. | [6 empty] | Not Applicable | 88365
0848T | ISH Initial Digitize (Bill Only) |  | This test is for tracking purposes only. This is not an orderable test. | Yes | ISH Initial Digitize | This test is for tracking purposes only. | This test is for tracking purposes only. This is not an orderable test. |  |  | This test is for tracking purposes only. This is not an orderable test. | [6 empty] | Not Applicable | 0848T
ISH26 | ISH Initial, Professional Only (Bill Only) |  | This test is for billing purposes only. This is not an orderable test. | Yes | ISH Initial, Professional Only | Varies | This test is for billing purposes only. This is not an orderable test. |  |  | This test is for billing purposes only. This is not an orderable test. | [6 empty] | Not Applicable | 88365-26
ISTOI | ISH Initial, Tech Only (Bill Only) |  | This test is for billing purposes only. This is not an orderable test. | Yes | ISH Initial, Tech Only | Varies | This test is for billing purposes only. This is not an orderable test. |  |  | This test is for billing purposes only. This is not an orderable test. | [6 empty] | Not Applicable | 88365-TC
ISLET | Islet 1 Immunostain, Technical Component Only | Identification of endocrine tumors | Immunohistochemistry (IHC) | Yes | Islet 1 IHC, Tech Only | For the initial technical component only immunohistochemical (IHC) stain performed, the appropriate bill-only test ID will be reflexed and charged (IHTOI). For each additional technical component only IHC stain performed, an additional bill-only test ID will be reflexed and charged (IHTOA). | Supplies:Immunostain Technical Only Envelope (T693) Specimen Type:Tissue Container/Tube:Immunostain Technical Only Envelope Preferred:2 Unstained positively charged glass slides (25- x 75- x 1-mm) per test ordered; sections 4-microns thick Acceptable:Formalin-fixed, paraffin-embedded tissue block |  | Islet 1 is a homeobox-gene-related transcription factor involved in the development of the endocrine pancreas.Islet 1 is expressed in endocrine pancreas, subsets of neurons of the adrenal medulla,and dorsal root ganglion cell layers in the retina, the pineal gland, and some areas of the brain. Islet 1 is a useful marker as it is positive in the majority of pancreatic endocrine tumors. |  | This test does not include pathologist interpretation, only technical performance of the stain. If interpretation is required, order PATHC / Pathology Consultation for a full diagnostic evaluation or second opinion of the case. The positive and negative controls are verified as showing appropriate immunoreactivity. If a control tissue is not included on the slide, a scanned image of the relevant quality control tissue is available upon request; call 855-516-8404. Interpretation of this test should be performed in the context of the patient's clinical history and other diagnostic tests by a qualified pathologist. | Age of a cut paraffin section can affect immunoreactivity. Stability thresholds vary widely among published literature and are antigen dependent. Best practice is for paraffin sections to be cut within 6 weeks. | 1. Du A, Hunter CS, Murray J, et al. Islet-1 is required for the maturation, proliferation, and survival of the endocrine pancreas. Diabetes. 2009;58:2059-2069. doi:10.2337/db08-0987 2. Schmitt AM, Riniker F, Anlauf M, et al. Islet 1 (Isl1) Expression is a reliable marker for pancreatic endocrine tumors and their metastases. Am J Surg Pathol. 2008;32(3):420-425. doi:10.1097/PAS.0b013e318158a397 3. Albarello L, Zerbi A, Capitanio V, et al. Transcription factors islet-1, Pax6, Nkx6.1, MafB and Pdx-1 in pancreatic endocrine tumors. JOP. 2008;9(6) Supplement:773 4. Koo J, Mertens R, Mirocha J, et al. Value of islet 1 and PAX8 in identifying metastatic neuroendocrine tumors of pancreatic origin. Mod Pathol. 2012;25:893-901.doi:10.1038/modpathol.2012.34 5. Magaki S, Hojat SA, Wei B, So A, Yong WH. An introduction to the performance of immunohistochemistry. Methods Mol Biol. 2019;1897:289-298. doi:10.1007/978-1-4939-8935-5_25 | Immunohistochemistry on sections of paraffin-embedded tissue.(Unpublished Mayo method) | 1 to 3 days | Until staining is complete. | This test has been cleared, approved, or is exempt by the US Food and Drug Administration and is used per manufacturer's instructions. Performance characteristics were verified by Mayo Clinic in a manner consistent with CLIA requirements. | 88342-TC, primary88341-TC, if additional IHC | Islet 1 IHC, Tech Only | Order only;no result | 70790 | Islet 1 IHC, Tech Only | Bill only; no result
IA2 | Islet Antigen 2 (IA-2) Antibody, Serum | Clinical distinction of type 1 from type 2 diabetes mellitus Identification of individuals at risk of type 1 diabetes (including high-risk relatives of patients with diabetes) Prediction of future need for insulin treatment in adult-onset diabetic patients | Radioimmunoassay (RIA) | Yes | IA-2 Ab, S | Serum | Supplies:Sarstedt Aliquot Tube, 5 mL (T914) Collection Container/Tube: Preferred:Red top Acceptable:Serum gel Submission Container/Tube:Plastic vial Specimen Volume:1.5 mL Collection Instructions:Centrifuge and aliquot serum into a plastic vial. | 1 mL | Islet cell autoantibodies have been known to be associated with type 1 diabetes mellitus for many years. In recent years, several autoantigens against which islet antibodies are directed have been identified. These include the tyrosine phosphatase-related islet antigen 2 (IA-2), glutamic acid decarboxylase 65 (GAD65), zinc transporter 8 (ZnT8), and insulin. One or more of these autoantibodies are detected in 96% of patients with type 1 diabetes and are detectable before clinical onset, as well as in symptomatic individuals. A serological study of 50 individuals with type 1 diabetes and 50 control subjects conducted simultaneously across 43 laboratories in 16 countries demonstrated a median sensitivity of 57% and a median specificity of 99% for IA-2 antibody in type 1 diabetes. Prospective studies in relatives of patients with type 1 diabetes have shown that development of 1 or more islet autoantibodies (including IA-2 antibody) provides an early marker of progression to type 1 diabetes. Autoantibody profiles identifying patients destined to develop type 1 diabetes are usually detectable before age 3 years. In one study of relatives seropositive for IA-2 antibody, the risk of developing type 1 diabetes within 5 years was 65.3%. Some patients with type 1 diabetes are initially diagnosed as having type 2 diabetes because of symptom onset in adulthood, societal obesity, and initial insulin-independence. These patients with "latent autoimmune diabetes in adulthood" may be distinguished from those patients with type 2 diabetes by detection of 1 or more islet autoantibodies (including IA-2). | < or =0.02 nmol/L Reference values apply to all ages. | Seropositivity for islet antigen 2 autoantibody (> 0.02 nmol/L) is supportive of: -A diagnosis of type 1 diabetes -A high risk for future development of diabetes -A current or future need for insulin therapy in patients with diabetes | Negative results do not exclude the diagnosis of or future risk for type 1 diabetes mellitus. The risk of developing type 1 diabetes may be stratified further by testing for antibodies targeting insulin, glutamic acid decarboxylase, and zinc transporter 8 (ZnT8) and human leukocyte antigen genetic markers. Careful monitoring of hyperglycemia is the mainstay of determining the requirement for insulin therapy. | 1. Shields BM, Shepherd M, Hudson M, et al. Population-based assessment of a biomarker-based screening pathway to aid diagnosis of monogenic diabetes in young-onset patients. Diabetes Care. 2017;40(8):1017-1025. doi:10.2337/dc17-0224 2. Bingley PJ. Clinical applications of diabetes antibody testing. J Clin Endocrinol Metab. 2010;95(1):25-33 3. Bingley PJ, Bonifacio E, Mueller PW. Diabetes Antibody Standardization Program: first assay proficiency evaluation. Diabetes 2003;52(5):1128-1136 4. Christie MR, Roll U, Payton MA, et al. Validity of screening for individuals at risk for type I diabetes by combined analysis of antibodies to recombinant proteins. Diabetes Care. 1997;20(6):965-970 5. Lampasona V, Petrone A, Tiberti C, et al: Zinc transporter 8 antibodies complement GAD and IA-2 antibodies in the identification and characterization of adult-onset autoimmune diabetes: Non insulin requiring autoimmune diabetes (NIRAD) 4. Diabetes Care. 2010;33(1):104-108 | (125)I-labeled recombinant human IA-2 is incubated with patient sample. Anti-human IgG is then added to form an immunoprecipitate. After washing the immunoprecipitate, the amount of (125)I-labeled antigen in the immunoprecipitate is measured using a gamma-counter. The amount of gamma emission in the precipitate is proportional to the amount of IA2-IgG in the sample. Results are reported as units of precipitated antigen (nMol) per L of patient sample.(Masuda M, Powell M, Chen S, et al: Autoantibodies to IA-2 in insulin-dependent diabetes mellitus. Measurements with a new immunoprecipitation assay. Clin Chim Acta 2000;291:53-66) | 3 to 9 days | 28 days | This test was developed and its performance characteristics determined by Mayo Clinic in a manner consistent with CLIA requirements. It has not been cleared or approved by the US Food and Drug Administration. | 86341 | IA-2 Ab, S | 81155-4 | 89588 | IA-2 Ab, S | 81155-4
ATR | Isoagglutinin Titer, Anti-A, Serum | Evaluation of individuals with possible hypogammaglobulinemia Investigation of suspected roundworm infections | Hemagglutination | Yes | Isoagglutinin Titer, Anti-A | Serum Red | Supplies:Sarstedt 5 mL Aliquot Tube (T914) Collection Container/Tube:Red top Submission Container/Tube:Plastic vial Specimen Volume:2.5 mL Pediatric Volume:2 mL Collection Instructions:Centrifuge and aliquot serum into plastic vial. | 1 mL | Isoagglutinins are antibodies produced by an individual that cause agglutination of red blood cells (RBC) in other individuals. People possess isoagglutinins directed toward the A or B antigen absent from their own RBC. For example, type B or O individuals will usually possess anti-A. The anti-A is formed in response to exposure to A-like antigenic structures found in ubiquitous non-red blood cell biologic entities (eg, bacteria). Isoagglutinins present in the newborn are passively acquired from maternal circulation. Such passively acquired isoagglutinins will gradually disappear, and the infant will begin to produce isoagglutinins at 3 to 6 months of age. Isoagglutinin production may vary in patients with certain pathologic conditions. Decreased levels of isoagglutinins may be seen in patients with acquired and congenital hypogammaglobulinemia and agammaglobulinemia. Some individuals with roundworm infections will have elevated levels of anti-A. | Interpretation depends on clinical setting. No defined reference values. | The result is reported as antiglobulin phase, in general representing IgG antibody. The result is the reciprocal of the highest dilution up to 1:1024 at which macroscopic agglutination (1+) is observed. Dilutions above 1:1024 are reported as greater than 1024. | Decreased isoagglutinin titers may be seen in normal elderly individuals and in children 12 months and younger. This test will not be performed for individuals with blood type A or AB. | Fung MK, Eder AF, Spitalnik SL, Westhoff CM: Technical Manual. 19th ed. AABB; 2017 | Two-fold serial dilutions of patient's serum are tested with appropriate type A and B erythrocytes. Antiglobulin phase of reactivity is examined. The result is the reciprocal of the highest dilution at which macroscopic agglutination (1+) is observed up to greater than 1024. Parallel titration of control antiserum is used for standardization.(Fung MK, Eder AF, Spitalnik SL, Westhoff CM: Technical Manual. 19th ed. AABB; 2017) | 1 to 4 days | 14 days | This test has been cleared, approved, or is exempt by the US Food and Drug Administration and is used per manufacturer's instructions. Performance characteristics were verified by Mayo Clinic in a manner consistent with CLIA requirements. | 86886 | Isoagglutinin Titer, Anti-A | 38358-8 | ATR | Isoagglutinin Titer, Anti-A | In Process
BTR | Isoagglutinin Titer, Anti-B, Serum | Evaluation of individuals with possible hypogammaglobulinemia | Hemagglutination | Yes | Isoagglutinin Titer, Anti-B | Serum Red | Supplies:Sarstedt 5 mL Aliquot Tube (T914) Collection Container/Tube:Red top Submission Container/Tube:Plastic vial Specimen Volume:2.5 mL Pediatric Volume:2 mL Collection Instructions:Centrifuge and aliquot serum into plastic vial. | 1 mL | Isoagglutinins are antibodies produced by an individual that cause agglutination of red blood cells (RBC) in other individuals. People possess isoagglutinins directed toward the A or B antigen absent from their own RBC. For example, type A or O individuals will usually possess anti-B. The anti-B is formed in response to exposure to B-like antigenic structures found in ubiquitous non-red blood cell biologic entities (eg, bacteria). Isoagglutinins present in the newborn are passively acquired from maternal circulation. Such passively acquired isoagglutinins will gradually disappear, and the infant will begin to produce isoagglutinins at 3 to 6 months of age. Isoagglutinin production may vary in patients with certain pathologic conditions. Decreased levels of isoagglutinins may be seen in patients with acquired and congenital hypogammaglobulinemia and agammaglobulinemia. | Interpretation depends on clinical setting. No defined reference values. | The result is reported as antiglobulin phase, in general representing IgG antibody. The result is the reciprocal of the highest dilution up to 1:1024 at which macroscopic agglutination (1+) is observed. Dilutions above 1:1024 are reported as greater than 1024. | Decreased isoagglutinin titers may be seen in normal elderly individuals and in children 12 months or younger. This test will not be performed for individuals with blood type B or AB. | Fung MK, Eder AF, Spitalnik SL, Westhoff CM: Technical Manual. 19th ed. AABB; 2017 | Two-fold serial dilutions of patient's serum are tested with appropriate type A and B erythrocytes. Antiglobulin phase of reactivity is examined. The result is the reciprocal of the highest dilution at which macroscopic agglutination (1+) is observed up to greater than 1024. Parallel titration of control antiserum is used for standardization.(Fung MK, Eder AF, Spitalnik SL, Westhoff CM: Technical Manual. 19th ed. AABB; 2017) | 1 to 4 days | 14 days | This test has been cleared, approved, or is exempt by the US Food and Drug Administration and is used per manufacturer's instructions. Performance characteristics were verified by Mayo Clinic in a manner consistent with CLIA requirements. | 86886 | Isoagglutinin Titer, Anti-B | 34464-8 | BTR | Isoagglutinin Titer, Anti-B | 34464-8
IHDI | Isocyanate HDI, IgE, Serum | Establishing a diagnosis of an allergy to isocyanate HDI Defining the allergen responsible for eliciting signs and symptoms Identifying allergens: -Responsible for allergic response and/or anaphylactic episode -To confirm sensitization prior to beginning immunotherapy -To investigate the specificity of allergic reactions to insect venom allergens, drugs, or chemical allergens | Fluorescence Enzyme Immunoassay (FEIA) | Yes | Isocyanate HDI, IgE | Serum | Collection Container/Tube: Preferred:Serum gel Acceptable:Red top Submission Container/Tube:Plastic vial Specimen Volume:0.5 mL for every 5 allergens requested Collection Instructions:Centrifuge and aliquot serum into a plastic vial. | For 1 allergen: 0.3 mL For more than 1 allergen: (0.05 mL x number of allergens) + 0.25 mL deadspace | Clinical manifestations of immediate hypersensitivity (allergic) diseases are caused by the release of proinflammatory mediators (histamine, leukotrienes, and prostaglandins) from IgE-sensitized effector cells (mast cells and basophils) when cell-bound IgE antibodies interact with an allergen. In vitro serum testing for IgE antibodies provides an indication of the immune response to allergens that may be associated with allergic disease. The allergens chosen for testing often depend upon the age of the patient, history of allergen exposure, season of the year, and clinical manifestations. In individuals predisposed to develop allergic disease, the sequence of sensitization and clinical manifestations proceed as follows: eczema and respiratory disease (rhinitis and bronchospasm) in infants and children less than 5 years due to food sensitivity (milk, egg, soy, and wheat proteins) followed by respiratory disease (rhinitis and asthma) in older children and adults due to sensitivity to inhalant allergens (dust mite, mold, and pollen inhalants). | Class,IgE kU/L,Interpretation, 0,<0.10,Negative, 0/1,0.10-0.34,Borderline/equivocal, 1,0.35-0.69,Equivocal, 2,0.70-3.49,Positive, 3,3.50-17.4,Positive, 4,17.5-49.9,Strongly positive, 5,50.0-99.9,Strongly positive, 6,> or =100,Strongly positive, | Detection of IgE antibodies in serum (class 1 or greater) indicates an increased likelihood of allergic disease as opposed to other etiologies and defines the allergens that may be responsible for eliciting signs and symptoms. The level of IgE antibodies in serum varies directly with the concentration of IgE antibodies expressed as a class score or kU/L. | Testing for IgE antibodies is not useful in patients previously treated with immunotherapy to determine if residual clinical sensitivity exists or in patients in whom the medical management does not depend upon identification of allergen specificity. Some individuals with clinically insignificant sensitivity to allergens may have measurable levels of IgE antibodies in serum, and test results must be interpreted in the clinical context. False-positive results for IgE antibodies may occur in patients with markedly elevated serum IgE (>2500 kU/L) due to nonspecific binding to allergen solid phases. | Homburger HA, Hamilton RG: Allergic diseases. In: McPherson RA, Pincus MR, eds. Henry's Clinical Diagnosis and Management by Laboratory Methods. 23rd ed.Elsevier; 2017:1057-1070 | Specific IgE from the patient's serum reacts with the allergen of interest, which is covalently coupled to an ImmunoCAP. After washing away nonspecific IgE, enzyme-labeled anti-IgE antibody is added to form a complex. After incubation, unbound anti-IgE is washed away, and the bound complex incubated with a developing agent. After stopping the reaction, the fluorescence of the eluate is measured. Fluorescence is proportional to the amount of specific IgE present in the patient's sample (ie, the higher the fluorescence value, the more IgE antibody is present).(Package insert: ImmunoCAP System Specific IgE FEIA. Phadia; Rev 06/2020) | Same day/1 day to 3 days | 14 days | This test has been cleared, approved, or is exempt by the US Food and Drug Administration and is used per manufacturer's instructions. Performance characteristics were verified by Mayo Clinic in a manner consistent with CLIA requirements. | 86003 | Isocyanate HDI, IgE | 7429-4 | IHDI | Isocyanate HDI, IgE | 7429-4
IMDI | Isocyanate MDI, IgE, Serum | Establishing a diagnosis of an allergy to isocyanate MDI Defining the allergen responsible for eliciting signs and symptoms Identifying allergens: -Responsible for allergic response and/or anaphylactic episode -To confirm sensitization prior to beginning immunotherapy -To investigate the specificity of allergic reactions to insect venom allergens, drugs, or chemical allergens | Fluorescence Enzyme Immunoassay (FEIA) | Yes | Isocyanate MDI, IgE | Serum | Collection Container/Tube: Preferred:Serum gel Acceptable:Red top Submission Container/Tube:Plastic vial Specimen Volume:0.5 mL for every 5 allergens requested Collection Instructions:Centrifuge and aliquot serum into a plastic vial. | For 1 allergen: 0.3 mL For more than 1 allergen: (0.05 mL x number of allergens) + 0.25 mL deadspace | Clinical manifestations of immediate hypersensitivity (allergic) diseases are caused by the release of proinflammatory mediators (histamine, leukotrienes, and prostaglandins) from IgE-sensitized effector cells (mast cells and basophils) when cell-bound IgE antibodies interact with an allergen. In vitro serum testing for IgE antibodies provides an indication of the immune response to allergens that may be associated with allergic disease. The allergens chosen for testing often depend upon the age of the patient, history of allergen exposure, season of the year, and clinical manifestations. In individuals predisposed to develop allergic disease, the sequence of sensitization and clinical manifestations proceed as follows: eczema and respiratory disease (rhinitis and bronchospasm) in infants and children less than 5 years due to food sensitivity (milk, egg, soy, and wheat proteins) followed by respiratory disease (rhinitis and asthma) in older children and adults due to sensitivity to inhalant allergens (dust mite, mold, and pollen inhalants). | Class,IgE kU/L,Interpretation, 0,<0.10,Negative, 0/1,0.10-0.34,Borderline/equivocal, 1,0.35-0.69,Equivocal, 2,0.70-3.49,Positive, 3,3.50-17.4,Positive, 4,17.5-49.9,Strongly positive, 5,50.0-99.9,Strongly positive, 6,> or =100,Strongly positive, | Detection of IgE antibodies in serum (class 1 or greater) indicates an increased likelihood of allergic disease as opposed to other etiologies and defines the allergens that may be responsible for eliciting signs and symptoms. The level of IgE antibodies in serum varies directly with the concentration of IgE antibodies expressed as a class score or kU/L. | Testing for IgE antibodies is not useful in patients previously treated with immunotherapy to determine if residual clinical sensitivity exists or in patients in whom the medical management does not depend upon identification of allergen specificity. Some individuals with clinically insignificant sensitivity to allergens may have measurable levels of IgE antibodies in serum, and test results must be interpreted in the clinical context. False-positive results for IgE antibodies may occur in patients with markedly elevated serum IgE (>2500 kU/L) due to nonspecific binding to allergen solid phases. | Homburger HA, Hamilton RG: Allergic diseases. In: McPherson RA, Pincus MR, eds. Henry's Clinical Diagnosis and Management by Laboratory Methods. 23rd ed.Elsevier; 2017:1057-1070 | Specific IgE from the patient's serum reacts with the allergen of interest, which is covalently coupled to an ImmunoCAP. After washing away nonspecific IgE, enzyme-labeled anti-IgE antibody is added to form a complex. After incubation, unbound anti-IgE is washed away, and the bound complex incubated with a developing agent. After stopping the reaction, the fluorescence of the eluate is measured. Fluorescence is proportional to the amount of specific IgE present in the patient's sample (ie, the higher the fluorescence value, the more IgE antibody is present).(Package insert: ImmunoCAP System Specific IgE FEIA. Phadia; Rev 06/2020) | Same day/1 day to 3 days | 14 days | This test has been cleared, approved, or is exempt by the US Food and Drug Administration and is used per manufacturer's instructions. Performance characteristics were verified by Mayo Clinic in a manner consistent with CLIA requirements. | 86003 | Isocyanate MDI, IgE | 7430-2 | IMDI | Isocyanate MDI, IgE | 7430-2
ITDT | Isocyanate TDI, IgE, Serum | Establishing a diagnosis of an allergy to isocyanate TDI Defining the allergen responsible for eliciting signs and symptoms Identifying allergens: -Responsible for allergic response and/or anaphylactic episode -To confirm sensitization prior to beginning immunotherapy -To investigate the specificity of allergic reactions to insect venom allergens, drugs, or chemical allergens | Fluorescence Enzyme Immunoassay (FEIA) | Yes | Isocyanate TDI, IgE | Serum | Collection Container/Tube: Preferred:Serum gel Acceptable:Red top Submission Container/Tube:Plastic vial Specimen Volume:0.5 mL for every 5 allergens requested Collection Instructions:Centrifuge and aliquot serum into a plastic vial. | For 1 allergen: 0.3 mL For more than 1 allergen: (0.05 mL x number of allergens) + 0.25 mL deadspace | Clinical manifestations of immediate hypersensitivity (allergic) diseases are caused by the release of proinflammatory mediators (histamine, leukotrienes, and prostaglandins) from IgE-sensitized effector cells (mast cells and basophils) when cell-bound IgE antibodies interact with an allergen. In vitro serum testing for IgE antibodies provides an indication of the immune response to allergens that may be associated with allergic disease. The allergens chosen for testing often depend upon the age of the patient, history of allergen exposure, season of the year, and clinical manifestations. In individuals predisposed to develop allergic disease, the sequence of sensitization and clinical manifestations proceed as follows: eczema and respiratory disease (rhinitis and bronchospasm) in infants and children less than 5 years due to food sensitivity (milk, egg, soy, and wheat proteins) followed by respiratory disease (rhinitis and asthma) in older children and adults due to sensitivity to inhalant allergens (dust mite, mold, and pollen inhalants). | Class,IgE kU/L,Interpretation, 0,<0.10,Negative, 0/1,0.10-0.34,Borderline/equivocal, 1,0.35-0.69,Equivocal, 2,0.70-3.49,Positive, 3,3.50-17.4,Positive, 4,17.5-49.9,Strongly positive, 5,50.0-99.9,Strongly positive, 6,> or =100,Strongly positive, | Detection of IgE antibodies in serum (class 1 or greater) indicates an increased likelihood of allergic disease as opposed to other etiologies and defines the allergens that may be responsible for eliciting signs and symptoms. The level of IgE antibodies in serum varies directly with the concentration of IgE antibodies expressed as a class score or kU/L. | Testing for IgE antibodies is not useful in patients previously treated with immunotherapy to determine if residual clinical sensitivity exists or in patients in whom the medical management does not depend upon identification of allergen specificity. Some individuals with clinically insignificant sensitivity to allergens may have measurable levels of IgE antibodies in serum, and test results must be interpreted in the clinical context. False-positive results for IgE antibodies may occur in patients with markedly elevated serum IgE (>2500 kU/L) due to nonspecific binding to allergen solid phases. | Homburger HA, Hamilton RG: Allergic diseases. In: McPherson RA, Pincus MR, eds. Henry's Clinical Diagnosis and Management by Laboratory Methods. 23rd ed.Elsevier; 2017:1057-1070 | Specific IgE from the patient's serum reacts with the allergen of interest, which is covalently coupled to an ImmunoCAP. After washing away nonspecific IgE, enzyme-labeled anti-IgE antibody is added to form a complex. After incubation, unbound anti-IgE is washed away, and the bound complex incubated with a developing agent. After stopping the reaction, the fluorescence of the eluate is measured. Fluorescence is proportional to the amount of specific IgE present in the patient's sample (ie, the higher the fluorescence value, the more IgE antibody is present).(Package insert: ImmunoCAP System Specific IgE FEIA. Phadia; Rev 06/2020) | Same day/1 day to 3 days | 14 days | This test has been cleared, approved, or is exempt by the US Food and Drug Administration and is used per manufacturer's instructions. Performance characteristics were verified by Mayo Clinic in a manner consistent with CLIA requirements. | 86003 | Isocyanate TDI, IgE | 7431-0 | ITDT | Isocyanate TDI, IgE | 7431-0
FISON | Isoniazid (INH) |  | High-Performance Liquid chromatography with Ultraviolet Detection (HPLC-UV) | Yes | Isoniazid (INH), S | Serum Red | Specimen Type:Serum Container/Tube:Red-top Specimen Volume:2 mL Collection Instructions: Draw blood in a plain red-top tube(s), serum gel tube is not acceptable. Spin down and send 2 mL of serum refrigerated in a plastic vial. | 0.5 mL |  | Units:ug/mL The effective concentration range of isoniazid is dependent upon the minimum inhibitory concentration of the pathogen being treated. Toxic range: greater than 20 ug/mL |  |  |  |  | 5 to 9 days | 2 weeks | This test was developed and its performance characteristics determined by LabCorp. It has not been cleared or approved by the Food and Drug Administration. | 80299 | Isoniazid (INH), S | 3697-0 | Z1207 | Isoniazid (INH), S | 3697-0
ISPG | Ispaghula, IgE, Serum | Establishing a diagnosis of an allergy to ispaghula Defining the allergen responsible for eliciting signs and symptoms Identifying allergens: -Responsible for allergic response and/or anaphylactic episode -To confirm sensitization prior to beginning immunotherapy -To investigate the specificity of allergic reactions to insect venom allergens, drugs, or chemical allergens | Fluorescence Enzyme Immunoassay (FEIA) | Yes | Ispaghula, IgE | Serum | Collection Container/Tube: Preferred:Serum gel Acceptable:Red top Submission Container/Tube:Plastic vial Specimen Volume:0.5 mL for every 5 allergens requested Collection Instructions:Centrifuge and aliquot serum into a plastic vial. | For 1 allergen: 0.3 mL For more than 1 allergen: (0.05 mL x number of allergens) + 0.25 mL deadspace | Clinical manifestations of immediate hypersensitivity (allergic) diseases are caused by the release of proinflammatory mediators (histamine, leukotrienes, and prostaglandins) from IgE-sensitized effector cells (mast cells and basophils) when cell-bound IgE antibodies interact with an allergen. In vitro serum testing for IgE antibodies provides an indication of the immune response to allergens that may be associated with allergic disease. The allergens chosen for testing often depend upon the age of the patient, history of allergen exposure, season of the year, and clinical manifestations. In individuals predisposed to develop allergic disease, the sequence of sensitization and clinical manifestations proceed as follows: eczema and respiratory disease (rhinitis and bronchospasm) in infants and children less than 5 years due to food sensitivity (milk, egg, soy, and wheat proteins) followed by respiratory disease (rhinitis and asthma) in older children and adults due to sensitivity to inhalant allergens (dust mite, mold, and pollen inhalants). | Class,IgE kU/L,Interpretation, 0,<0.10,Negative, 0/1,0.10-0.34,Borderline/equivocal, 1,0.35-0.69,Equivocal, 2,0.70-3.49,Positive, 3,3.50-17.4,Positive, 4,17.5-49.9,Strongly positive, 5,50.0-99.9,Strongly positive, 6,> or =100,Strongly positive, | Detection of IgE antibodies in serum (class 1 or greater) indicates an increased likelihood of allergic disease as opposed to other etiologies and defines the allergens that may be responsible for eliciting signs and symptoms. The level of IgE antibodies in serum varies directly with the concentration of IgE antibodies expressed as a class score or kU/L. | Testing for IgE antibodies is not useful in patients previously treated with immunotherapy to determine if residual clinical sensitivity exists or in patients in whom the medical management does not depend upon identification of allergen specificity. Some individuals with clinically insignificant sensitivity to allergens may have measurable levels of IgE antibodies in serum, and test results must be interpreted in the clinical context. False-positive results for IgE antibodies may occur in patients with markedly elevated serum IgE (>2500 kU/L) due to nonspecific binding to allergen solid phases. | Homburger HA, Hamilton RG: Allergic diseases. In: McPherson RA, Pincus MR, eds. Henry's Clinical Diagnosis and Management by Laboratory Methods. 23rd ed.Elsevier; 2017:1057-1070 | Specific IgE from the patient's serum reacts with the allergen of interest, which is covalently coupled to an ImmunoCAP. After washing away nonspecific IgE, enzyme-labeled anti-IgE antibody is added to form a complex. After incubation, unbound anti-IgE is washed away, and the bound complex incubated with a developing agent. After stopping the reaction, the fluorescence of the eluate is measured. Fluorescence is proportional to the amount of specific IgE present in the patient's sample (ie, the higher the fluorescence value, the more IgE antibody is present).(Package insert: ImmunoCAP System Specific IgE FEIA. Phadia; Rev 06/2020) | Same day/1 day to 3 days | 14 days | This test has been cleared, approved, or is exempt by the US Food and Drug Administration and is used per manufacturer's instructions. Performance characteristics were verified by Mayo Clinic in a manner consistent with CLIA requirements. | 86003 | Ispaghula, IgE | 6150-7 | ISPG | Ispaghula, IgE | 6150-7
FITZS | Itraconazole Susceptibility Testing |  | CLSI Broth dilution | Yes | Itraconazole Susceptibility Testing | Varies | Container/Tube: Agar slant or other appropriate media Specimen Volume:Organism in pure culture Complete and submit with specimen: 1. Fungus Testing Lab request form Collection Instructions: 1. Organism must be in pure culture, actively growing. 2. Place specimen in a large infectious container (T146) and label as etiologic agent/infectious substance. | [7 empty] | 6 to 21 days |  |  | 87999-Unlisted Microbiology Procedure (Refer to patient report to apply the appropriate CPT code in place of this unlisted CPT code based on specimen organism.)87188 - mould - MIC microdilution or agar dilution (if appropriate)87186 - yeast - MIC microdilution or agar dilution (if appropriate) | Itraconazole Susceptibility Testing | Not Provided | FITZS | Itraconazole Susceptibility Testing | Not Provided
ITCON | Itraconazole, Serum | Verifying systemic absorption of orally administered itraconazole Patients with life-threatening fungal infections Patients considered at risk for poor absorption or rapid clearance of itraconazole | Liquid Chromatography Tandem Mass Spectrometry (LC-MS/MS) | Yes | Itraconazole, S | Serum Red | Supplies:Sarstedt Aliquot Tube, 5 mL (T914) Collection Container/Tube:Red top (serum gel/SST arenotacceptable) Submission Container/Tube:Plastic vial Specimen Volume:1 mL Collection Instructions: Centrifuge and aliquot serum into a plastic vial within 2 hours of collection. | 0.18 mL | Itraconazole is a synthetic triazole antifungal drug approved for treatment and prophylaxis of a variety of fungal infections. Its activity results from inhibition of fungal synthesis of ergosterol, an integral component of fungal cell membranes. Concerns about adequate absorption and drug interactions are some of the major indications for therapeutic drug monitoring. Mean oral bioavailability approximates 55% but is highly variable; absorption can be enhanced by food or acidic drinks. Hepatic enzyme inducers can cause low serum itraconazole levels, and coadministration of these drugs has been associated with itraconazole therapeutic failure. Itraconazole therapeutic efficacy is greatest when serum concentrations exceed 0.5 mcg/mL for localized infections or 1.0 mcg/mL for systemic infections. An active metabolite, hydroxyitraconazole, is present in serum at roughly twice the level of the parent drug. These concentrations refer to analysis by high-performance liquid chromatography; quantitation by bioassay generates considerably higher apparent drug measurements due to reactivity with the active metabolite. | ITRACONAZOLE (TROUGH): >0.5 mcg/mL (localized infection) >1 mcg/mL (systemic infection) HYDROXYITRACONAZOLE: No therapeutic range established; activity and serum concentration are similar to parent drug. | A lower cutoff concentration has not been defined that applies in all cases. The serum concentration must be interpreted in association with other variables, such as the nature of the infection, the specific microorganism, and minimal inhibitory concentration results, if available. Localized infections are more likely to respond when serum itraconazole is more than 0.5 mcg/mL (by high-performance liquid chromatography); systemic infections generally require drug concentrations more than 1.0 mcg/mL. Consider target of more than 1.5 mcg/mL for itraconazole plus hydroxyitraconazole. Therapeutic drug monitoring should be done at steady state, which usually occurs in about 7 days. Timing of the serum collection is not as critical due to the drug's long half-life, but trough collections are recommended. | Enteropathy, H2-histamine receptor blockers, hepatic enzyme inducers, and other variables can result in low to non-detectable serum levels with concomitant high risk of therapeutic failure. Patients with AIDS and organ transplant recipients receiving immunosuppressive therapy tend to have lower serum itraconazole levels on standard doses and are thus at high risk of therapeutic failure. | 1. Andes D, Pascual A, Marchetti O. Antifungal therapeutic drug monitoring: established and emerging indications. Antimicrob Agents Chemother. 2009;53(1):24-34. doi:10.1128/AAC.00705-08 2. Hope WW, Billaud EM, Lestner J, Denning DW. Therapeutic drug monitoring for triazoles. Curr Opin Infect Dis. 2008;21(6):580-586. doi:10.1097/QCO.0b013e3283184611 3. Milone MC, Shaw LM. Therapeutic drugs and their management. In: Rifai N, Chiu RWK, Young I, Burnham CAD, Wittwer CT, eds. Tietz Textbook of Laboratory Medicine. 7th ed. Elsevier; 2023:420-453 | Itraconazole and hydroxyitraconazole are extracted by mixing serum samples with acetonitrile to precipitate proteins. The supernatant is removed and analyzed by an in-house developed liquid chromatography-tandem mass spectrometry method.(Unpublished Mayo method) | 1 to 3 days | 2 weeks | This test was developed and its performance characteristics determined by Mayo Clinic in a manner consistent with CLIA requirements. It has not been cleared or approved by the US Food and Drug Administration. | 80189 | Itraconazole, S | 10989-2 | 5122 | Hydroxyitraconazole | 18337-6
JCHAI | J-Chain Immunostain, Technical Component Only | Classification of lymphomas | Immunohistochemistry (IHC) | Yes | J-Chain IHC, Tech Only | For the initial technical component only immunohistochemical (IHC) stain performed, the appropriate bill-only test ID will be reflexed and charged (IHTOI). For each additional technical component only IHC stain performed, an additional bill-only test ID will be reflexed and charged (IHTOA). | Supplies:Immunostain Technical Only Envelope (T693) Specimen Type:Tissue Container/Tube:Immunostain Technical Only Envelope Preferred:2 Unstained positively charged glass slides (25- x 75- x 1-mm) per test ordered; sections 4-microns thick Acceptable:Formalin-fixed, paraffin-embedded tissue block |  | J chain is a small, glycopeptide of 15 kDa that is structurally unrelated to heavy or light chains. It serves to structurally link the immunoglobulin components of polymeric immunoglobulins IgA and IgM, and it appears to play a role in secretion of antibodies at mucosal sites. B cells in the germinal center express J chain at an early stage of differentiation, with the expression persisting in the plasma cells destined to produce IgA or IgM. |  | This test does not include pathologist interpretation, only technical performance of the stain. If interpretation is required, order PATHC / Pathology Consultation for a full diagnostic evaluation or second opinion of the case. The positive and negative controls are verified as showing appropriate immunoreactivity. If a control tissue is not included on the slide, a scanned image of the relevant quality control tissue is available upon request; call 855-516-8404. Interpretation of this test should be performed in the context of the patient's clinical history and other diagnostic tests by a qualified pathologist. | Age of a cut paraffin section can affect immunoreactivity. Stability thresholds vary widely among published literature and are antigen dependent. Best practice is for paraffin sections to be cut within 6 weeks. | 1. Roberts C, Jack F, Angus B, Reid A, Thompson WD. Immunohistochemical detection of CD30 remains negative in nodular lymphocyte-predominant Hodgkin's disease using enhanced antigen retrieval. Histopathology. 2002;40(2):166-170. doi:10.1046/j.1365-2559.2002.01338.x 2. Isaacson P. Immunochemical demonstration of J chain: a marker of B-cell malignancy. J Clin Pathol. 1979;32(8):802-807. doi:10.1136/jcp.32.8.802 3. Rudigar T, Ott G, Ott MM, Muller-Deubert SM, Muller-Hermelink HK. Differential diagnosis between classic Hodgkin's lymphoma, T-cell-rich B-cell lymphoma, and paragranuloma by paraffin immunohistochemistry. Am J Surg Pathol. 1998;22(10):1184-1191. doi:10.1097/00000478-199810000-00003 4. Mestecky J, Preud'homme JL, Crago SS, Mihaesco E, Prchal JT, Okos AJ. Presence of J chain in human lymphoid cells. Clin Exp Immunol. 1980;39(2):371-385 5. Moore E, Swerdlow S, Gibson S. J chain and myocyte enhancer factor 2B are useful in differentiating classical Hodgkin lymphoma from nodular lymphocyte predominant Hodgkin lymphoma and primary mediastinal large B-cell lymphoma. Hum Pathol. 2017;68:47-53. doi:10.1016/j.humpath.2017.08.015 6. Magaki S, Hojat SA, Wei B, So A, Yong WH. An introduction to the performance of immunohistochemistry. Methods Mol Biol. 2019;1897:289-298. doi:10.1007/978-1-4939-8935-5_25 | Immunohistochemistry on sections of paraffin-embedded tissue.(Unpublished Mayo method) | 1 to 3 days | Until staining is complete | This test has been cleared, approved, or is exempt by the US Food and Drug Administration and is used per manufacturer's instructions. Performance characteristics were verified by Mayo Clinic in a manner consistent with CLIA requirements. | 88342-TC, primary88341-TC, if additional IHC | J-Chain IHC, Tech Only | Order only;no result | 70791 | J-Chain IHC, Tech Only | Bill only; no result
JMACK | Jack Mackerel, IgE, Serum | Establishing a diagnosis of an allergy to Jack mackerel Defining the allergen responsible for eliciting signs and symptoms Identifying allergens: -Responsible for allergic response and/or anaphylactic episode -To confirm sensitization prior to beginning immunotherapy -To investigate the specificity of allergic reactions to insect venom allergens, drugs, or chemical allergens | Fluorescence Enzyme Immunoassay (FEIA) | Yes | Jack Mackerel, IgE | Serum | Collection Container/Tube: Preferred:Serum gel Acceptable:Red top Submission Container/Tube:Plastic vial Specimen Volume:0.5 mL for every 5 allergens requested Collection Instructions:Centrifuge and aliquot serum into a plastic vial. | For 1 allergen: 0.3 mL For more than 1 allergen: (0.05 mL x number of allergens) + 0.25 mL deadspace | Clinical manifestations of immediate hypersensitivity (allergic) diseases are caused by the release of proinflammatory mediators (histamine, leukotrienes, and prostaglandins) from IgE-sensitized effector cells (mast cells and basophils) when cell-bound IgE antibodies interact with an allergen. In vitro serum testing for IgE antibodies provides an indication of the immune response to allergens that may be associated with allergic disease. The allergens chosen for testing often depend upon the age of the patient, history of allergen exposure, season of the year, and clinical manifestations. In individuals predisposed to develop allergic disease, the sequence of sensitization and clinical manifestations proceed as follows: eczema and respiratory disease (rhinitis and bronchospasm) in infants and children less than 5 years due to food sensitivity (milk, egg, soy, and wheat proteins) followed by respiratory disease (rhinitis and asthma) in older children and adults due to sensitivity to inhalant allergens (dust mite, mold, and pollen inhalants). | Class,IgE kU/L,Interpretation, 0,<0.10,Negative, 0/1,0.10-0.34,Borderline/equivocal, 1,0.35-0.69,Equivocal, 2,0.70-3.49,Positive, 3,3.50-17.4,Positive, 4,17.5-49.9,Strongly positive, 5,50.0-99.9,Strongly positive, 6,> or =100,Strongly positive, | Detection of IgE antibodies in serum (class 1 or greater) indicates an increased likelihood of allergic disease as opposed to other etiologies and defines the allergens that may be responsible for eliciting signs and symptoms. The level of IgE antibodies in serum varies directly with the concentration of IgE antibodies expressed as a class score or kU/L. | Testing for IgE antibodies is not useful in patients previously treated with immunotherapy to determine if residual clinical sensitivity exists or in patients in whom the medical management does not depend upon identification of allergen specificity. Some individuals with clinically insignificant sensitivity to allergens may have measurable levels of IgE antibodies in serum, and test results must be interpreted in the clinical context. False-positive results for IgE antibodies may occur in patients with markedly elevated serum IgE (>2500 kU/L) due to nonspecific binding to allergen solid phases. | Homburger HA, Hamilton RG: Allergic diseases. In: McPherson RA, Pincus MR, eds. Henry's Clinical Diagnosis and Management by Laboratory Methods. 23rd ed. Elsevier; 2017:1057-1070 | Specific IgE from the patient's serum reacts with the allergen of interest, which is covalently coupled to an ImmunoCAP. After washing away nonspecific IgE, enzyme-labeled anti-IgE antibody is added to form a complex. After incubation, unbound anti-IgE is washed away, and the bound complex incubated with a developing agent. After stopping the reaction, the fluorescence of the eluate is measured. Fluorescence is proportional to the amount of specific IgE present in the patient's sample (ie, the higher the fluorescence value, the more IgE antibody is present).(Package insert: ImmunoCAP System Specific IgE FEIA. Phadia; Rev 06/2020) | Same day/1 to 3 days | 14 days | This test has been cleared, approved, or is exempt by the US Food and Drug Administration and is used per manufacturer's instructions. Performance characteristics were verified by Mayo Clinic in a manner consistent with CLIA requirements. | 86003 | Jack Mackerel, IgE | 11184-9 | JMACK | Jack Mackerel, IgE | 11184-9
JAK2P | JAK2 (9p24.1) Rearrangement, Hematologic Disorders, FISH, Tissue | Providing diagnostic information for hematologic malignancies Aiding in the determination of whether a targetedJAK2inhibitor could be useful for therapy | Fluorescence In Situ Hybridization (FISH) | Yes | JAK2 (9p24.1) Rearrangement,FISH,Ts | This test does not include a pathology consult. If a pathology consultation is requested, PATHC / Pathology Consultation should be ordered, and the appropriate fluorescence in situ hybridization (FISH) test will be performed at an additional charge. | Submit only 1 of the following specimens: Specimen Type:Tissue Preferred:Tissue block Collection Instructions:Submit a formalin-fixed, paraffin-embedded (FFPE) tumor tissue block. Blocks prepared with alternative fixation methods may be acceptable; provide fixation method used. Acceptable:Slides Collection Instructions:Four consecutive, unstained, 5 micron-thick sections placed on positively charged slides, and 1 hematoxylin and eosin-stained slide. | Two consecutive, unstained, 5- micron- thick sections placed on positively charged slides, and 1 hematoxylin and eosin-stained slide. | TheJAK2gene codes for a protein tyrosine kinase involved in cytokine signaling. Chromosomal translocations involvingJAK2can lead to the formation of chimeric oncoproteins in hematologic malignancies. Rearrangements involving 9p24.1 are rare abnormalities seen in various hematologic diseases and are typically aggressive. Identification of opportunities to apply targeted therapy withJAK2inhibitors can be helpful for patients withJAK2rearrangements. | An interpretive report will be provided. | A positive result is detected when the percent of cells with an abnormality exceeds the normal cutoff for the probe set. A positive result suggests rearrangement of theJAK2locus. A negative result suggests no rearrangement of theJAK2gene region at 9p24.1. | This test is not approved by the US Food and Drug Administration, and it is best used as an adjunct to existing clinical and pathologic information. Fixatives other than formalin (eg, Prefer, Bouin) may not be successful for fluorescence in situ hybridization (FISH) assays, however nonformalin-fixed samples will not be rejected. Paraffin-embedded tissues that have been decalcified are generally unsuccessful for FISH analysis. The pathologist reviewing the hematoxylin and eosin-stained slide may find it necessary to cancel testing. | 1. Chase A, Bryant C, Score J, et al: Ruxolitinib as potential targeted therapy for patients with JAK2 rearrangements. Haematologica. 2013;98(3):404-408 2. Van Roosbroeck K, Cox L, Tousseyn T, et al:JAK2rearrangements, including the novelSEC31A-JAK2fusion, are recurrent in classical Hodgkin lymphoma. Blood. 2011;117(15):4056-4064 3. Roberts K, Li Y, Payne-Turner D, et al: Targetable kinase-activating lesions in Ph-like acute lymphoblastic leukemia. N Engl J Med. 2014;371:1005-101 4. Springuel L, Renauld JC, Knoops L: JAK kinase targeting in hematologic malignancies: a sinuous pathway from identification of genetic alteration towards clinical indications. Haematologica. 2015;100:1240-1253 5. Reshmi SC, Harvey RC, Roberts KG, et al: Targetable kinase gene fusions in high-risk B-ALL: A study from the Children's Oncology Group. Blood. 2017;129:3352-3361 | The test is performed using a laboratory-developedJAK2(9p24.1) dual-color break-apart strategy probe (BAP). The probe set is hybridized to the appropriate target areas and 2 technologists each analyze 50 interphase nuclei (100 total) with the results expressed as the percent of abnormal nuclei.(Unpublished Mayo method) | 7 to 10 days | Slides and H and E: Indefinitely. Client provided paraffin blocks and extra unstained slides (if provided) will be returned after testing is complete. | This test was developed and its performance characteristics determined by Mayo Clinic in a manner consistent with CLIA requirements. It has not been cleared or approved by the US Food and Drug Administration. | 88271 x 2, 88291-DNA probe, each (first probe set), Interpretation and report88271 x 2-DNA probe, each; each additional probe set (if appropriate)88271 x 1-DNA probe, each; coverage for sets containing 3 probes (if appropriate)88271 x 2-DNA probe, each; coverage for sets containing 4 probes (if appropriate)88271 x 3-DNA probe, each; coverage for sets containing 5 probes (if appropriate)88274-w/modifier 52-Interphase in situ hybridization, <25 cells, each probe set (if appropriate)88274-Interphase in situ hybridization, 25 to 99 cells, each probe set (if appropriate)88275-Interphase in situ hybridization, 100 to 300 cells, each probe set (if appropriate) | JAK2 (9p24.1) Rearrangement,FISH,Ts | In Process | 606831 | Released By | 18771-6
JAKXB | JAK2 Exon 12 and Other Non-V617F Mutation Detection, Blood | Second-order testing to aid in the distinction between a reactive cytosis and a myeloproliferative neoplasm, particularly when a diagnosis of polycythemia is being considered, using blood specimens | Sanger Sequencing | Yes | JAK2 Exon 12 Mutation Detection, B | This is a second-order test that should be used when the test for the JAK2B /JAK2V617F Mutation Detection, Blood test is negative. The sensitivity of this assay is much less than that of the JAK2B test. This is because the sequencing technique is required to evaluate for many potential mutations. The sensitive JAK2B test should always be performed first, as theJAK2mutation burden may be very low in some specimens. If the JAK2B test is negative, then this assay should be performed for detection of non-V617FJAK2mutations. | Container/Tube: Preferred:Lavender top (EDTA) Acceptable:Yellow top (ACD) Specimen Volume:10 mL Collection Instructions: 1. Invert several times to mix blood. 2. Send whole blood specimen in original tube.Do not aliquot. | 8 mL | DNA sequence mutations in the Janus kinase 2 gene (JAK2) are found in the hematopoietic cells of several myeloproliferative neoplasms (MPN), most frequently polycythemia vera (close to 100%), essential thrombocythemia (approximately 50%), and primary myelofibrosis (approximately 50%). Mutations inJAK2have been reported at much lower frequency in other MPN, chronic myelomonocytic leukemia and mixed MPN/myelodysplastic syndromes, but essentially never in chronic myeloid leukemia (CML), reactive cytoses, or normal patients. Mutations are believed to cause constitutive activation of the JAK2 protein, which is an intracellular tyrosine kinase important for signal transduction in many hematopoietic cells. Since it is often difficult to distinguish reactive conditions from the non-CML MPN, identification of aJAK2mutation has diagnostic value. Potential prognostic significance ofJAK2mutation detection in chronic myeloid disorders has yet to be clearly established. The vast majority ofJAK2mutations occur at base pair 1849 in the gene, resulting in aJAK2V617F protein change. In all cases being evaluated forJAK2mutation status, the initial test that should be ordered is JAK2B /JAK2V617F Mutation Detection, Blood, a sensitive assay for detection of the mutation. However, if noJAK2V617F mutation is found, further evaluation ofJAK2may be clinically indicated. Over 50 different mutations have now been reported within exons 12 through 15 ofJAK2and essentially all of the non-V617F mutations have been identified in polycythemia vera. These mutations include point alterations and small insertions or deletions. Several of the exon 12 mutations have been shown to have biologic effects similar to those caused by the V617F mutation such that it is currently assumed other nonpolymorphic mutations have similar clinical effects. However, research in this area is ongoing. This assay for non-V617F/alternativeJAK2mutations is designed to obtain the sequence forJAK2exons 12 through the first 90% of exon 15, which spans the region containing all mutations reported to date. | An interpretive report will be provided. | The results will be reported as 1 of 2 states: 1. Negative forJAK2mutation 2. Positive forJAK2mutation If the result is positive, a description of the mutation at the nucleotide level and the altered protein sequence is reported. Positive mutation status is highly suggestive of a myeloproliferative neoplasm but must be correlated with clinical and other laboratory features for a definitive diagnosis. Negative mutation status does not exclude the presence of a myeloproliferative or other neoplasm. | A positive result is not specific for a particular diagnosis and clinicopathologic correlation is necessary in all cases. A negative result does not exclude the presence of a myeloproliferative or other neoplasm. If this test is ordered in the setting of erythrocytosis and suspicion of polycythemia vera, interpretation requires correlation with a concurrent or recent prior bone marrow evaluation. | 1. Ma W, Kantarjian H, Zhang X, et al: Mutation profile ofJAK2transcripts in patients with chronic myeloid neoplasias. J Mol Diagn. 2009;11:49-53 2. Kilpivaara O, Levine RL:JAK2andMPLmutations in myeloproliferative neoplasms: discovery and science. Leukemia. 2008;22:1813-1817 3. Kravolics R: Genetic complexity of myeloproliferative neoplasms. Leukemia. 2008;22:1841-1848 4. Tefferi A: The classic myeloproliferative neoplasms: Chronic myelogenous leukemia, polycythemia vera, essential thrombocythemia, and primary myelofibrosis. In: Valle DL, Antonarakis S, Ballabio A, Beaudet AL, Mitchell GA, eds. The Online Metabolic and Molecular Bases of Inherited Disease. McGraw-Hill; 2019, Accessed March 16, 2022. Available at https://ommbid.mhmedical.com/content.aspx?sectionid=225078035&bookid=2709 | Total RNA is extracted from whole blood and complementary DNA synthesized fromJAK2messenger RNA. A fragment spanning exons 12 through 15 is then amplified using standard polymerase chain reaction and the sequence is obtained using Sanger sequencing with analysis on an automated genetic analyzer.(Unpublished Mayo method) | 5 to 8 days | Blood/Bone marrow: 2 weeks; Extracted RNA: 3 months | This test was developed and its performance characteristics determined by Mayo Clinic in a manner consistent with CLIA requirements. It has not been cleared or approved by the US Food and Drug Administration. | 0027U-JAK2(Janus kinase 2) (eg, myeloproliferative disorder), exon 12 sequence and exon 13 sequence, if performed | JAK2 Exon 12 Mutation Detection, B | 55300-8 | 39467 | JAK2 Sequencing Result | 55300-8
JAKXM | JAK2 Exon 12 and Other Non-V617F Mutation Detection, Bone Marrow | Second-order testing to aid in the distinction between a reactive cytosis and a myeloproliferative neoplasm, particularly when a diagnosis of polycythemia is being entertained; for use with bone marrow specimens | Mutation Detection in cDNA Using Sanger Sequencing | Yes | JAK2 Exon 12 Mutation Detection, BM | This is a second-order test that should be used when the test for the JAK2M /JAK2V617F Mutation Detection, Bone Marrow test is negative. | Container/Tube: Preferred:EDTA (lavender top) Acceptable:ACD (yellow top) Specimen Volume:4 mL Collection Instructions: 1. Invert several times to mix bone marrow. 2. Send specimen in original tube. | 2 mL | DNA sequence mutations in the Janus kinase 2 (JAK2) gene are found in the hematopoietic cells of several myeloproliferative neoplasms (MPN), most frequently polycythemia vera (close to 100%), essential thrombocythemia (approximately 50%), and primary myelofibrosis (approximately 50%). Mutations inJAK2have been reported at much lower frequency in other MPN, chronic myelomonocytic leukemia and mixed MPN/myelodysplastic syndromes, but essentially never in chronic myelogenous leukemia (CML), reactive cytoses, or normal patients. Mutations are believed to cause constitutive activation of the JAK2 protein, which is an intracellular tyrosine kinase important for signal transduction in many hematopoietic cells. Since it is often difficult to distinguish reactive conditions from the non-CML MPN, identification of aJAK2mutation has diagnostic value. Potential prognostic significance ofJAK2mutation detection in chronic myeloid disorders has yet to be clearly established. The vast majority ofJAK2mutations occur as base pair 1849 in the gene, resulting in aJAK2V617F protein change. In all cases being evaluated forJAK2mutation status, the initial test that should be ordered is JAK2M /JAK2V617F Mutation Detection, Bone Marrow, a sensitive assay for detection of the mutation. However, if noJAK2V617F mutation is found, further evaluation ofJAK2may be clinically indicated. Over 50 different mutations have now been reported within exons 12 through 15 ofJAK2and essentially all of the non-V617F mutations have been identified in polycythemia vera. These mutations include point mutations and small insertions or deletions. Several of the exon 12 mutations have been shown to have biologic effects similar to those caused by the V617F mutation such that it is currently assumed other nonpolymorphic mutations have similar clinical effects. However, research in this area is ongoing. This assay for non-V617F/alternativeJAK2mutations is designed to obtain the sequence forJAK2exons 12 through the first 90% of exon 15, which spans the region containing all mutations reported to date. | An interpretive report will be provided. | The results will be reported as 1 of 2 states: 1. Negative forJAK2mutation 2. Positive forJAK2mutation If the result is positive, a description of the mutation at the nucleotidelevel and the altered protein sequence is reported. Positive mutation status is highly suggestive of a myeloproliferativeneoplasm, but must be correlated with clinical and other laboratoryfeatures for a definitive diagnosis. Negative mutation status does notexclude the presence of a myeloproliferative or other neoplasm. | A positive result is not specific for a particular diagnosis and clinico-pathologic correlation is necessary in all cases. A negative result does not exclude the presence of a myeloproliferative or other neoplasm. If this test is ordered in the setting of erythrocytosis and suspicion of polycythemia vera, interpretation requires correlation with a concurrent or recent prior bone marrow evaluation. | 1. Ma W, Kantarjian H, Zhang X, et al: Mutation profile ofJAK2transcripts in patients with chronic myeloid neoplasias.J Mol Diagn 2009;11:49-53 2. Kilpivaara O, Levine RL:JAK2andMPLmutations inmyeloproliferative neoplasms: discovery and science.Leukemia 2008;22:1813-1817 3. Kravolics R: Genetic complexity of myeloproliferativeneoplasms. Leukemia 2008;22:1841-1848 | Total RNA is extracted from bone marrow and cDNA synthesized fromJAK2mRNA. A fragment spanning exons 12 through 15 is then amplified using standard PCR and the sequence is obtained using Sanger sequencing with analysis on an automated genetic analyzer.(Unpublished Mayo method) | 5 to 8 days | RNA 3 months | This test was developed and its performance characteristics determined by Mayo Clinic in a manner consistent with CLIA requirements. It has not been cleared or approved by the US Food and Drug Administration. | 0027U-JAK2(Janus kinase 2) (eg, myeloproliferative disorder), exon 12 sequence and exon 13 sequence, if performed | JAK2 Exon 12 Mutation Detection, BM | 80186-0 | 39468 | JAK2 Sequencing Result | 80186-0
JAKXR | JAK2 Exon 12-15 Sequencing, Polycythemia Vera Reflex, Varies | Aiding in the distinction between the myeloproliferative neoplasm polycythemia vera (PV) and other secondary erythrocytosis Evaluating for mutations within exons 12 to 15 ofJAK2in an algorithmic process as part ofPVJAK / Polycythemia Vera,JAK2V617F with Reflex toJAK2Exon 12-15, Sequencing for Erythrocytosis, Varies | Only orderable as a reflex. For more information, see PVJAK / Polycythemia Vera, JAK2 V617F with Reflex to JAK2 Exon 12-15, Sequencing for Erythrocytosis, Varies. Sanger Sequencing | Yes | JAK2 Exon 12-15 Sequencing, Reflex | Varies | Only orderable as a reflex. For more information, seePVJAK / Polycythemia Vera,JAK2V617F with Reflex toJAK2Exon 12-15, Sequencing for Erythrocytosis, Varies. | Blood: 8 mL Bone marrow: 2 mL | The Janus kinase 2 (JAK2) gene codes for a tyrosine kinase (JAK2) that is associated with the cytoplasmic portion of a variety of transmembrane cytokine and growth factor receptors important for signal transduction in hematopoietic cells. Signaling via JAK2 activation causes phosphorylation of downstream signal transducers and activators of transcription (STAT) proteins (eg, STAT5) ultimately leading to cell growth and differentiation. TheJAK2V617F is located in exon 14 and present in 50% to 60% of primary myelofibrosis and essential thrombocythemia, and 95% to 98% of polycythemia vera (PV). In the rest of the PV cases, over 50 different mutations have been reported within exons 12 through 15 ofJAK2and essentially all of the non-V617FJAK2mutations have been identified in PV. These mutations include point alterations and small insertions or deletions. Several of the exon 12 mutations have been shown to have biologic effects similar to those caused by the V617F mutation such that it is currently assumed other nonpolymorphic mutations have similar clinical effects. However, some mutations may not be well characterized and require further clinical and research evaluation. | Only orderable as a reflex. For more information, seePVJAK / Polycythemia Vera,JAK2V617F with Reflex toJAK2Exon 12-15, Sequencing for Erythrocytosis, Varies. An interpretive report will be provided. | The results will be reported as 1 of the 3 following states: -Positive forJAK2V617F mutation -Positive forJAK2mutation (other than V617F) -Negative forJAK2mutations If the result is positive, a description of the mutation at the nucleotide level and the altered protein sequence are reported. A positive mutation status is highly suggestive of a myeloid neoplasm and may support a diagnosis of polycythemia vera in the appropriate clinical setting. Correlation with clinicopathologic findings and other laboratory results is necessary in all cases. A negative mutation status makes a diagnosis of polycythemia vera highly unlikely, although it does not completely exclude this possibility, other myeloproliferative neoplasms, or other neoplasms. | A positive result is not specific for a particular diagnosis. Correlation with clinicopathologic findings and other laboratory results is necessary in all cases. If this test is ordered in the setting of erythrocytosis and suspicion of polycythemia vera, interpretation requires correlation with a concurrent or recent prior bone marrow evaluation. | 1. Baxter EJ, Scott LM, Campbell PJ, et al: Acquired mutation of the tyrosine kinase JAK2 in human myeloproliferative disorders. Lancet. 2005 March 16;365(9464):1054-1061 2. James C, Ugo V, Le Couedic JP, et al: A unique clonalJAK2mutation leading to constitutive signaling causes polycythaemia vera. Nature. 2005 April 28;434(7037):1144-1148 3. Kralovics R, Passamonti F, Buser AS, et al: A gain-of-function mutation ofJAK2in myeloproliferative disorders. N Engl J Med. 2005;352:1779-1790 4. Steensma DP, Dewald GW, Lasho TL, et al: TheJAK2V617F activating tyrosine kinase mutation is an infrequent event in both "atypical" myeloproliferative disorders and the myelodysplastic syndrome. Blood. 2005;106:1207-1209 5. Ma W, Kantarjian H, Zhang X, et al: Mutation profile ofJAK2transcripts in patients with chronic myeloid neoplasias. J Mol Diagn. 2009;11:49-53 6. Kilpivaara O, Levine RL:JAK2andMPLmutations in myeloproliferative neoplasms: discovery and science. Leukemia. 2008;22:1813-1817 7. Kravolics R: Genetic complexity of myeloproliferative neoplasms. Leukemia. 2008;22:1841-1848 8. Defour JP, Chachoua I, Pecquet C, Constantinescu SN: Oncogenic activation of MPL/thrombopoietin receptor by 17 mutations at W515: implications for myeloproliferative neoplasms. Leukemia. 2016; 30:1214-1216. doi: 10.1038/leu.2015.271 9. Tefferi A: The classic myeloproliferative neoplasms: Chronic myelogenous leukemia, polycythemia vera, essential thrombocythemia, and primary myelofibrosis. In: Valle DL, Antonarakis S, Ballabio A, Beaudet AL, Mitchell GA, eds. The Online Metabolic and Molecular Bases of Inherited Disease. McGraw-Hill; 2019, Accessed March 16, 2022. Available at https://ommbid.mhmedical.com/content.aspx?sectionid=225078035&bookid=2709 | For the Sanger sequencing, total RNA is extracted from whole blood/bone marrow and complementary DNA synthesized fromJAK2messenger RNA. A fragment spanning exons 12 through 15 is then amplified using standard polymerase chain reaction and the sequence is obtained using Sanger sequencing with analysis on an automated genetic analyzer.(Unpublished Mayo method) | 7 to 10 days | Blood/Bone marrow: 2 weeks; Extracted RNA: 3 months | This test was developed and its performance characteristics determined by Mayo Clinic in a manner consistent with CLIA requirements. It has not been cleared or approved by the US Food and Drug Administration. | 0027U-JAK2(Janus kinase 2) (eg, myeloproliferative disorder), exon 12 sequence and exon 13 sequence, if performed
JAK2B | JAK2 V617F Mutation Detection, Blood | Aiding in the distinction between a reactive blood cytosis and a chronic myeloproliferative disorder using peripheral blood specimens | Quantitative Polymerase Chain Reaction (PCR) | Yes | JAK2 V617F Mutation Detection, B | For more information see: | Container/Tube: Preferred:Lavender top (EDTA) Acceptable:Yellow top (ACD) Specimen Volume:4 mL Collection Instructions: 1.Invert several times to mix blood. 2.Send whole blood specimen in original tube.Do not aliquot. | 1 mL | The Janus kinase 2 gene (JAK2) codes for a tyrosine kinase (JAK2) that is associated with the cytoplasmic portion of a variety of transmembrane cytokine and growth factor receptors important for signal transduction in hematopoietic cells. Signaling via JAK2 activation causes phosphorylation of downstream signal transducers and activators of transcription (STAT) proteins (eg, STAT5) ultimately leading to cell growth and differentiation.BCR::ABL1-negative myeloproliferative neoplasms (MPN) frequently harbor an acquired single nucleotide variant inJAK2characterized as c.G1849T; p. Val617Phe (V617F). This variant is identified overall in approximately two-thirds of all MPN,(1-3) but the prevalence varies by MPN subtype. TheJAK2V617F variant is present in 95% to 98% of polycythemia vera patients, 50% to 60% of primary myelofibrosis patients, and 50% to 60% of essential thrombocythemia patients. It has also been described infrequently in other myeloid neoplasms, including chronic myelomonocytic leukemia and myelodysplastic syndrome.(4) This variant is not seen in chronic myelogenous leukemia or in reactive conditions with elevated blood counts. Detection of theJAK2V617F variant is useful to help establish the diagnosis of MPN. However, a negativeJAK2V617F result does not indicate absence of an MPN. Other important molecular markers inBCR::ABL1-negative MPN includeCALRexon 9 variant (20%-30% of PMF and ET) andMPLexon 10 variant (5%-10% of PMF and 3%-5% of ET).(5-9) Variants inJAK2,CALR, andMPLare essentially mutually exclusive. | An interpretive report will be provided. | The results will be reported as 1 of the 2 states: -Negative forJAK2V617F variant -Positive forJAK2V617F variant Positive variant status is highly suggestive of a myeloid neoplasm but must be correlated with clinical and other laboratory features for definitive diagnosis. Negative variant status does not exclude the presence of a myeloproliferative neoplasm or other neoplasm. Results below the laboratory cutoff for positivity are of unclear clinical significance at this time. | A positive result is not specific for a particular subtype of myeloproliferative neoplasm and clinicopathologic correlation is necessary in all cases.If this test is ordered in the setting of erythrocytosis and suspicion of polycythemia vera, interpretation requires correlation with a concurrent or recentpriorbone marrow evaluation. A negative result does not exclude the presence of a myeloproliferative neoplasm or other neoplastic process. In rare cases, a variant other thanJAK2V617F may be present in an area that interferes with primer or probe binding and cause a false-negative result. | 1. Baxter EJ, Scott LM, Campbell PJ, et al. Acquired mutation of the tyrosine kinase JAK2 in human myeloproliferative disorders. Lancet. 2005;365(9464):1054-1061 2. James C, Ugo V, Le Couedic JP, et al. A unique clonalJAK2mutation leading to constitutive signaling causes polycythaemia vera. Nature. 2005;434(7037):1144-1148 3. Kralovics R, Passamonti F, Buser AS, et al. A gain-of-function mutation ofJAK2in myeloproliferative disorders. N Engl J Med. 2005;352:1779-1790 4. Steensma DP, Dewald GW, Lasho TL, et al. TheJAK2V617F activating tyrosine kinase mutation is an infrequent event in both "atypical" myeloproliferative disorders and the myelodysplastic syndrome. Blood. 2005;106:1207-1209 5. Gong, Jerald Z, Cook, James R, et al. Laboratory practice guidelines for detecting and reporting JAK2 and MPL mutations in myeloproliferative neoplasms. J Mol Diag. 2013;15(6):733-744 6. Stuckey R, Gomez-Casares MT.Recent advances in the use of molecular analyses to inform the diagnosis and prognosis of patients with polycythaemia vera. Int J Mol Sci. 2021;22(9):5042. doi:10.3390/ijms22095042 | Genomic DNA is extracted, and 2 polymerase chain reaction (PCR) amplifications are used for each sample. In each reaction, a short fragment of genomic DNA, including the variant site, is amplified using quantitative PCR in a real-time PCR instrument. In the first reaction, the 5' terminal base of the reverse primer matches the mutated sequence, and the PCR conditions are such that it will only bind mutated DNA. In the second reaction, the 5' terminal base of the reverse primer matches the wild-type sequence, and the PCR conditions are such that it will only bind the wild-type sequence. In both reactions, the PCR is monitored using TaqMan probe chemistry. The amount of mutated DNA and the amount of wild-type DNA is measured for each sample. In each run, the amount of mutated and wild-type DNA in a calibrator DNA sample is also measured. The calibrator is a mixture of DNA from a positive cell line (HEL) and a negative cell line (HL60) that is frozen in aliquots and expected to give an identical result in each run. Deviations in the calibrator result are assumed to be due to deviations in the run conditions and the sample results are corrected accordingly. Following each reaction, Relative Quantification Software is used to calculate the normalized mutated:wild-type ratio, which is expressed as a unitless ratio following correction with the calibrator data. The formula for the normalized ratio is as follows: Normalized ratio = mutated/wild type (sample) mutated/wild type (calibrator) The final result is reported as percentJAK2V617F of totalJAK2(ie, [mutated/mutated + wild type] x 100%) calculated from the normalized mutated:wild-type ratio.(Unpublished Mayo method) | 2 to 5 days | Whole blood: 2 weeks; Extracted DNA: 3 months | This test was developed and its performance characteristics determined by Mayo Clinic in a manner consistent with CLIA requirements. It has not been cleared or approved by the US Food and Drug Administration. | 81270-JAK2(Janus kinase 2) (eg, myeloproliferative disorder) gene analysis, p.Val617Phe (V617F) variant | JAK2 V617F Mutation Detection, B | 43399-5 | 39722 | JAK2 Result | 53761-3
JAK2M | JAK2 V617F Mutation Detection, Bone Marrow | Aiding in the distinction between a reactive blood cytosis and a chronic myeloproliferative disorder using bone marrow specimens | Quantitative Polymerase Chain Reaction (PCR) | Yes | JAK2 V617F Mutation Detection, BM | For information seeMyeloproliferative Neoplasm: A Diagnostic Approach to Bone Marrow Evaluation. | Container/Tube: Preferred:Lavender top (EDTA) Acceptable:Yellow top (ACD) Specimen Volume:2 mL Collection Instructions: 1. Invert several times to mix bone marrow. 2. Send bone marrow specimen in original tube.Do not aliquot. | 1 mL | The Janus kinase 2 (JAK2) gene codes for a tyrosine kinase (JAK2) associated with the cytoplasmic portion of a variety of transmembrane cytokine and growth factor receptors important for signal transduction in hematopoietic cells. Signaling via JAK2 activation causes phosphorylation of downstream signal transducers and activators of transcription (STAT) proteins (eg, STAT5) ultimately leading to cell growth and differentiation.BCR-ABL1-negative myeloproliferative neoplasms (MPN) frequently harbor an acquired single nucleotide variant inJAK2characterized as c.G1849T; p. Val617Phe (V617F). This variant is identified overall in approximately two-thirds of all MPN,(1-3) but the prevalence varies by MPN subtype. TheJAK2V617F variant is present in 95% to 98% of polycythemia vera patients, 50% to 60% of primary myelofibrosis (PMF) patients, and 50% to 60% of essential thrombocythemia (ET) patients. It has infrequently been described in other myeloid neoplasms, including chronic myelomonocytic leukemia and myelodysplastic syndrome.(4) This variant is not seen in chronic myelogenous leukemia or reactive conditions with elevated blood counts. Detection of theJAK2V617F variant is useful to help establish the diagnosis of MPN. However, a negativeJAK2V617F result does not indicate absence of an MPN. Other important molecular markers inBCR-ABL1-negative MPN includeCALRexon 9 variant (20%-30% of PMF and ET) andMPLexon 10 variant (5%-10% of PMF and 3%-5% of ET). Variants inJAK2,CALR, andMPLare essentially mutually exclusive. | An interpretive report will be provided. | The results will be reported as 1 of the 2 states: -Negative forJAK2V617F variant -Positive forJAK2V617F variant Positive variant status is highly suggestive of a myeloid neoplasm but must be correlated with clinical and other laboratory features for definitive diagnosis. Negative variant status does not exclude the presence of a myeloproliferative neoplasm or other neoplasm. Results below the laboratory cutoff for positivity are of unclear clinical significance at this time. | A positive result is not specific for a particular subtype of myeloproliferative neoplasm and clinicopathologic correlation is necessary in all cases.If this test is ordered in the setting of erythrocytosis and suspicion of polycythemia vera, interpretation requires correlation with a concurrent or recentpriorbone marrow evaluation. A negative result does not exclude the presence of a myeloproliferative neoplasm or other neoplastic process. In rare cases, a variant other than the V617F may be present in an area that interferes with primer or probe binding and cause a false-negative result. | 1. Baxter EJ, Scott LM, Campbell PJ, et al: Acquired mutation of the tyrosine kinase JAK2 in human myeloproliferative disorders. Lancet. 2005 Mar;365(9464):1054-1061 2. James C, Ugo V, Le Couedic JP, et al: A unique clonalJAK2mutation leading to constitutive signaling causes polycythaemia vera. Nature. 2005 Apr 28;434(7037):1144-1148 3. Kralovics R, Passamonti F, Buser AS, et al: A gain-of-function mutation ofJAK2in myeloproliferative disorders. N Engl J Med. 2005 Apr 28;352(17):1779-1790 4. Steensma DP, Dewald GW, Lasho TL, et al: TheJAK2V617F activating tyrosine kinase mutation is an infrequent event in both "atypical" myeloproliferative disorders and the myelodysplastic syndromes. Blood. 2005 Aug 15;106(4):1207-1209 5. Gong JZ, Cook JR, Greiner TC, et al: Laboratory practice guidelines for detecting and reporting JAK2 and MPL mutations in myeloproliferative neoplasms: a report of the Association for Molecular Pathology.J Mol Diagn. 2013 Nov;15(6):733-744 | Genomic DNA is extracted, and 2 polymerase chain reactions (PCR) are used for each sample. In each reaction, a short fragment of genomic DNA, including the variant site, is amplified using quantitative PCR in a real-time PCR instrument. In the first reaction, the 5' terminal base of the reverse primer matches the mutated sequence, and the PCR conditions are such that it will only bind mutated DNA. In the second reaction, the 5' terminal base of the reverse primer matches the wildtype sequence, and the PCR conditions are such that it will only bind the wild-type sequence. In both reactions, the PCR is monitored using TaqMan probe chemistry. The amount of mutated DNA and the amount of wildtype DNA is measured for each sample. In each run, the amount of mutated and wild-type DNA in a calibrator DNA sample is also measured. The calibrator is a mixture of DNA from a positive cell line (HEL) and a negative cell line (HL60) that is frozen in aliquots and expected to give an identical result in each run. Deviations in the calibrator result are assumed to be due to deviations in the run conditions and the sample results are corrected accordingly. Following each reaction, Relative Quantification Software is used to calculate the normalized mutated:wildtype ratio, which is expressed as a unitless ratio following correction with the calibrator data. The formula for the normalized ratio is as follows: Normalized ratio = mutated/wildtype (sample) mutated/wildtype (calibrator) The final result is reported as percentJAK2V617F of totalJAK2(ie, [mutated/mutated + wildtype] x 100%), calculated from the normalized mutated:wildtype ratio.(Unpublished Mayo method) | 2 to 5 days | Bone marrow: 2 weeks; Extracted DNA: 3 months | This test was developed and its performance characteristics determined by Mayo Clinic in a manner consistent with CLIA requirements. It has not been cleared or approved by the US Food and Drug Administration. | 81270-JAK2(Janus kinase 2) (eg, myeloproliferative disorder) gene analysis, p.Val617Phe (V617F) variant | JAK2 V617F Mutation Detection, BM | 72333-8 | 39723 | JAK2 Result | 53761-3
JAK2V | JAK2 V617F Mutation Detection, Varies | Aiding in the distinction between a reactive blood cytosis and a chronic myeloproliferative disorder using extracted DNA specimens | Quantitative Polymerase Chain Reaction (PCR) | Yes | JAK2 V617F Mutation Detection, V | Varies | Specimen Type:Extracted DNA from blood or bone marrow Container/Tube:1.5- to 2-mL tube with indication of volume and concentration of the DNA Specimen Volume:Entire specimen Collection Instructions:Label specimen as extracted DNA from blood or bone marrow and indicate volume and concentration of the DNA. Specimen Stability Information:Refrigerated/Ambient | 50 microliter at a concentration of 20 ng/microliter | The Janus kinase 2 gene (JAK2) codes for a tyrosine kinase (JAK2) that is associated with the cytoplasmic portion of a variety of transmembrane cytokine and growth factor receptors important for signal transduction in hematopoietic cells. Signaling via JAK2 activation causes phosphorylation of downstream signal transducers and activators of transcription (STAT) proteins (eg, STAT5) ultimately leading to cell growth and differentiation.BCR::ABL1-negative myeloproliferative neoplasms (MPN) frequently harbor an acquired single nucleotide mutation inJAK2characterized as c.G1849T; p. Val617Phe (V617F). This mutation is identified overall in approximately two-thirds of all MPN,(1-3) but the prevalence varies by MPN subtype. TheJAK2V617F is present in 95% to 98% of polycythemia vera, 50% to 60% of primary myelofibrosis (PMF), and 50% to 60% of essential thrombocythemia (ET). It has also been described infrequently in other myeloid neoplasms, including chronic myelomonocytic leukemia and myelodysplastic syndrome.(4) This mutation is not seen in chronic myelogenous leukemia or in reactive conditions with elevated blood counts. Detection of the JAK2 V617F is useful to help establish the diagnosis of MPN. However, a negativeJAK2V617F result does not indicate absence of an MPN. Other important molecular markers inBCR::ABL1-negative MPN includeCALRexon 9 mutation (20%-30% of PMF and ET) andMPLexon 10 mutation (5%-10% of PMF and 3%-5% of ET). Mutations inJAK2,CALR, andMPLare essentially mutually exclusive. | An interpretive report will be provided. | The results will be reported as 1 of the 2 states: -Negative forJAK2V617F mutation -Positive forJAK2V617F mutation Positive mutation status is highly suggestive of a myeloid neoplasm but must be correlated with clinical and other laboratory features for a definitive diagnosis. Negative mutation status does not exclude the presence of a myeloproliferative neoplasm or other neoplasm. Results below the laboratory cutoff for positivity are of unclear clinical significance at this time. | A positive result is not specific for a particular subtype of myeloproliferative neoplasm and clinicopathologic correlation is necessary in all cases.If this test is ordered in the setting of erythrocytosis and suspicion of polycythemia vera, interpretation requires correlation with a concurrent or recentpriorbone marrow evaluation. A negative result does not exclude the presence of a myeloproliferative neoplasm or other neoplastic process. In rare cases, a mutation other thanJAK2V617F may be present in an area that interferes with primer or probe binding and cause a false-negative result. | 1. Baxter EJ, Scott LM, Campbell PJ, et al. Acquired mutation of the tyrosine kinase JAK2 in human myeloproliferative disorders. Lancet. 2005;365(9464):1054-1061 2. James C, Ugo V, Le Couedic JP, et al. A unique clonalJAK2mutation leading to constitutive signaling causes polycythaemia vera. Nature. 2005;434(7037):1144-1148 3. Kralovics R, Passamonti F, Buser AS, et al. A gain-of-function mutation ofJAK2in myeloproliferative disorders. N Engl J Med. 2005;352:1779-1790 4. Steensma DP, Dewald GW, Lasho TL, et al. TheJAK2V617F activating tyrosine kinase mutation is an infrequent event in both "atypical" myeloproliferative disorders and the myelodysplastic syndrome. Blood. 2005;106:1207-1209 5. Stuckey R, Gomez-Casares MT. Recent advances in the use of molecular analyses to inform the diagnosis and prognosis of patients with polycythaemia vera. Int J Mol Sci. 2021;22(9):5042. doi:10.3390/ijms22095042 | Genomic DNA is extracted and 2 polymerase chain reaction (PCR) amplifications are used for each sample. In each reaction, a short fragment of genomic DNA, including the mutation site, is amplified using quantitative PCR in a real-time PCR instrument (LightCycler 480, Roche). In the first reaction, the 5' terminal base of the reverse primer matches the mutated sequence, and the PCR conditions are such that it will only bind mutated DNA. In the second reaction, the 5' terminal base of the reverse primer matches the wild-type sequence, and the PCR conditions are such that it will only bind the wild-type sequence. In both reactions, the PCR is monitored using TaqMan probe chemistry. The amount of mutated DNA and the amount of wild-type DNA is measured for each sample. In each run, the amount of mutated and wild-type DNA in a calibrator DNA sample is also measured. The calibrator is a mixture of DNA from a positive cell line (HEL) and a negative cell line (HL60) that is frozen in aliquots and expected to give an identical result in each run. Deviations in the calibrator result are assumed to be due to deviations in the run conditions and the sample results are corrected accordingly. Following each reaction, LightCycler 480 Relative Quantification Software is used to calculate the normalized mutated:wild-type ratio, which is expressed as a unitless ratio following correction with the calibrator data. The formula for the normalized ratio is as follows: Normalized ratio = mutated/wild type (sample) mutated/wild type (calibrator) The final result is reported as percentJAK2V617F of totalJAK2, ie [mutated/mutated + wild type] x 100%, calculated from the normalized mutated:wild-type ratio.(Instruction manual: Roche Applied Science Technical Note No. LC 13/2001. Relative Quantification; LightCycler 480, 2006) | 2 to 5 days | 3 months | This test was developed and its performance characteristics determined by Mayo Clinic in a manner consistent with CLIA requirements. It has not been cleared or approved by the US Food and Drug Administration. | 81270-JAK2(Janus kinase 2) (eg, myeloproliferative disorder) gene analysis, p.Val617Phe (V617F) variant | JAK2 V617F Mutation Detection, V | 43399-5 | 39724 | JAK2 Result | 53761-3
FJPE | Jalapeno/Chipotle (Capsicum annuum) IgE |  | Enzyme Immunoassay (EIA) | Yes | Jalapeno/Chipotle IgE | Serum | Draw blood in a plain red-top tube(s), serum gel tube(s) is acceptable. Spin down and send 0.5 mL of serum refrigerate in a plastic vial. | 0.5 mL |  | <0.35kU/L | Class IgE (kU/L) Comment 0 <0.35 Below Detection 1 0.35-0.69 Low Positive 2 0.70-3.49 Moderate Positive 3 3.50-17.49 Positive 4 17.50-49.99 Strong Positive 5 >=50 Very Strong Positive |  |  | The conventional EIA uses allergen-coated discs from several suppliers and an enzyme-labeled anti-IgE. | 2 to 7 days |  | This test was developed and its performance characteristics determined by Viracor Eurofins. It has not been cleared or approved by the U.S. Food and Drug Administration. | 86003 | Jalapeno/Chipotle IgE | 11189-8 | Z3881 | CLASS | 102792-9
JCEDR | Japanese Cedar, IgE, Serum | Establishing a diagnosis of an allergy to Japanese cedar Defining the allergen responsible for eliciting signs and symptoms Identifying allergens: -Responsible for allergic response and/or anaphylactic episode -To confirm sensitization prior to beginning immunotherapy -To investigate the specificity of allergic reactions to insect venom allergens, drugs, or chemical allergens | Fluorescence Enzyme Immunoassay (FEIA) | Yes | Japanese Cedar, IgE | Serum | Collection Container/Tube: Preferred:Serum gel Acceptable:Red top Submission Container/Tube:Plastic vial Specimen Volume:0.5 mL for every 5 allergens requested Collection Instructions:Centrifuge and aliquot serum into a plastic vial. | For 1 allergen: 0.3 mL For more than 1 allergen: (0.05 mL x number of allergens) + 0.25 mL deadspace | Clinical manifestations of immediate hypersensitivity (allergic) diseases are caused by the release of proinflammatory mediators (histamine, leukotrienes, and prostaglandins) from IgE-sensitized effector cells (mast cells and basophils) when cell-bound IgE antibodies interact with an allergen. In vitro serum testing for IgE antibodies provides an indication of the immune response to allergens that may be associated with allergic disease. The allergens chosen for testing often depend upon the age of the patient, history of allergen exposure, season of the year, and clinical manifestations. In individuals predisposed to develop allergic disease, the sequence of sensitization and clinical manifestations proceed as follows: eczema and respiratory disease (rhinitis and bronchospasm) in infants and children less than 5 years due to food sensitivity (milk, egg, soy, and wheat proteins) followed by respiratory disease (rhinitis and asthma) in older children and adults due to sensitivity to inhalant allergens (dust mite, mold, and pollen inhalants). | Class,IgE kU/L,Interpretation, 0,<0.10,Negative, 0/1,0.10-0.34,Borderline/equivocal, 1,0.35-0.69,Equivocal, 2,0.70-3.49,Positive, 3,3.50-17.4,Positive, 4,17.5-49.9,Strongly positive, 5,50.0-99.9,Strongly positive, 6,> or =100,Strongly positive, | Detection of IgE antibodies in serum (class 1 or greater) indicates an increased likelihood of allergic disease as opposed to other etiologies and defines the allergens that may be responsible for eliciting signs and symptoms. The level of IgE antibodies in serum varies directly with the concentration of IgE antibodies expressed as a class score or kU/L. | Testing for IgE antibodies is not useful in patients previously treated with immunotherapy to determine if residual clinical sensitivity exists or in patients in whom the medical management does not depend upon identification of allergen specificity. Some individuals with clinically insignificant sensitivity to allergens may have measurable levels of IgE antibodies in serum, and test results must be interpreted in the clinical context. False-positive results for IgE antibodies may occur in patients with markedly elevated serum IgE (>2500 kU/L) due to nonspecific binding to allergen solid phases. | Homburger HA, Hamilton RG: Allergic diseases. In: McPherson RA, Pincus MR, eds. Henry's Clinical Diagnosis and Management by Laboratory Methods. 23rd ed. Elsevier; 2017:1057-1070 | Specific IgE from the patient's serum reacts with the allergen of interest, which is covalently coupled to an ImmunoCAP. After washing away nonspecific IgE, enzyme-labeled anti-IgE antibody is added to form a complex. After incubation, unbound anti-IgE is washed away, and the bound complex incubated with a developing agent. After stopping the reaction, the fluorescence of the eluate is measured. Fluorescence is proportional to the amount of specific IgE present in the patient's sample (ie, the higher the fluorescence value, the more IgE antibody is present).(Package insert: ImmunoCAP System Specific IgE FEIA. Phadia; Rev 06/2020) | Same day/1 day to 3 days | 14 days | This test has been cleared, approved, or is exempt by the US Food and Drug Administration and is used per manufacturer's instructions. Performance characteristics were verified by Mayo Clinic in a manner consistent with CLIA requirements. | 86003 | Japanese Cedar, IgE | 14035-0 | JCEDR | Japanese Cedar, IgE | 14035-0
FJCQP | JC Polyoma Virus DNA, Quantitative Real-Time PCR, Plasma |  | Real-Time Polymerase Chain Reaction (RT-PCR) | Yes | JC Virus DNA, QN PCR | Plasma EDTA | Specimen Type: Plasma (Preferred) Collection Container/Tube:Lavender-top (EDTA) tube or, yellow-top (ACD-A) or white top (PPT) tube(s). Specimen Volume:0.7 mL Submission Container/Tube:Plastic vial Collection Instructions: 1. Draw blood in a lavender-top (EDTA), yellow-top (ACD-A) or white top (PPT) tube(s). 2. Centrifuge and transfer 0.7 mL EDTA, or ACD-A or PPT plasma to a screw-cap plastic vial. Submit frozen. | 0.3 mL | JC Polyoma Virus DNA, Quantitative Real-Time PCR, Serum/Plasma – JC Polyoma Virus is the cause ofProgressive Multifocal Leukoencephalopathy (PML), a severe demyelinating disease of the central nervous system. PML is a particular concern for individuals infected with the human immunodeficiency virus. Quantification of JC virus DNA is based upon the real-time PCR amplification and detection of JCV genomic DNA. Reportable range is 50 to 50,000,000 IU/mL (1.70 to 7.70 Log IU/mL). | JC Virus DNA, QN PCR:Not Detected (IU/mL) JC Virus DNA, QN PCR: Not Detected (LogIU/mL) |  |  |  |  | 3 to 5 days |  | This test was developed and its analytical performance characteristics have been determined by Quest Diagnostics. It has not been cleared or approved by the U.S. Food and Drug Administration. This assay has been validated pursuant to the CLIA regulations and is used for clinical purposes. | 87799 | JC Virus DNA, QN PCR | Not Provided | Z6087 | JC Virus DNA, QN PCR | 101731-8
JCV | JC Virus Detection by In Situ Hybridization | Confirming a clinical and histopathologic diagnosis of progressive multifocal leukoencephalopathy | In Situ Hybridization (ISH) | Yes | JC Virus ISH | Special | Specimen Type:Formalin-fixed, paraffin-embedded tissue block Supplies:Pathology Packaging Kit (T554) Specimen Volume:Entire block Specimen Type:Slides Slides:4 Unstained glass, positively-charged slides with 5 (+ or - 1)-microns formalin-fixed, paraffin-embedded tissue |  | JC virus is the etiologic agent of progressive multifocal leukoencephalopathy (PML), a rare, demyelinating, fatal disorder of the central nervous system that occurs on a background of immune deficiency. PML is an infrequent complication of a wide variety of conditions, including lymphoproliferative disorders (Hodgkin disease, chronic lymphocytic leukemia), sarcoidosis, tuberculosis, and AIDS. |  | This test, when not accompanied by a pathology consultation request, will be answered as either positive or negative. If additional interpretation or analysis is needed, request PATHC / Pathology Consultation along with this test. | Studies have shown potential cross reactivity between polyoma (BK) and JC virusin situ hybridization (ISH) testing.(1) Age of a cut paraffin section can affect staining quality. Stability thresholds vary widely among published literature. Best practice is for paraffin sections to be cut within 6 weeks. | 1. Fritzsche FR, Pianca S, Gaspert A, et al: Silver-enhanced in situ hybridization for detection of polyomavirus DNA in patients with BK virus nephropathy. Diagn Mol Pathol. 2011 Jun;20(2):105-110 2. Aksamit AJ, Mourrain P, Sever JL, Major EO: Progressive multifocal leukoencephalopathy: investigation of 3 cases using in situ hybridization with JC virus biotinylated DNA probe. Ann Neurol. 1985 Oct;18(4):490-496 3. Aksamit AJ: Nonradioactive in situ hybridization in progressive multifocal leukoencephalopathy. Mayo Clin Proc. 1993 Sept;68(9):899-910 4. Muaoz-Marmol AM, Mola G, Fernandez-Vasalo A, et al: JC virus early protein detection by immunohistochemistry in progressive multifocal leukoencephalopathy: a comparative study with in situ hybridization and polymerase chain reaction. J Neuropathol Exp Neurol. 2004 Nov;63(11):1124-1130 5. Vago L, Cinque P, Sala E, et al: JCV-DNA and BKV-DNA in the CNS tissue and CSF of AIDS patients and normal subjects. Study of 41 cases and review of the literature. J Acquir Immune Defic Syndr Hum Retrovirol. 1996 Jun 1;12(2):139-146 6.Chen H, Chen XZ, Waterboer T, et al: Viral infections and colorectal cancer: a systematic review of epidemiological studies. Int J Cancer. 2015 Jul 1:137(1)12-24 | In situ hybridization on sections of paraffin-embedded tissue.(Unpublished Mayo method) | 5 to 7 days | Until staining is complete. | This test was developed and its performance characteristics determined by Mayo Clinic in a manner consistent with CLIA requirements. It has not been cleared or approved by the US Food and Drug Administration. | 88365-Primary88364-If additional ISH | JC Virus ISH | In Process | 72115 | Case Number | 80398-1
JCPCR | JC Virus, Molecular Detection, PCR, Spinal Fluid | Aiding in diagnosing progressive multifocal leukoencephalopathy due to JC virus This test isnot to be usedas a diagnostic tool for Creutzfeldt-Jakob disease This test isnot recommended forscreening asymptomatic patients | Real-Time Polymerase Chain Reaction (PCR)/DNA Probe Hybridization | Yes | JC Virus, PCR, CSF | For more information seeMeningitis/Encephalitis Panel Algorithm. | Supplies:Sarstedt Aliquot Tube, 5 mL (T914) Preferred:12 x 75-mm screw cap vial Acceptable:Sterile screw cap vial Container/Tube:Sterile vial Specimen Volume:0.5 mL Collection Instructions:Do not centrifuge. | 0.3 mL | JC virus (JCV), a member of the genusPolyomavirus,is a small nonenveloped DNA-containing virus. Primary infection occurs in early childhood, with a prevalence of greater than 80%.(1) The virus is latent but can reactivate in immunosuppressed patients, especially those with AIDS. JCV is recognized as the etiologic agent of progressive multifocal leukoencephalopathy (PML), a fatal demyelinating disease of the central nervous system.(2,3) Histologic examination of brain biopsy tissue may reveal characteristic pathologic changes localized mainly in oligodendrocytes and astrocytes. Detection of JCV DNA bypolymerase chain reaction (PCR) (target gene, large T antigen) in the cerebrospinal fluid specimens of patients with suspected PML infection has replaced the need for biopsy tissue for laboratory diagnosis.(4) Importantly, the PCR test is specific with no cross-reaction with BK virus, a closely related polyomavirus. | Negative | Detection of JC virus (JCV) DNA supports theclinical diagnosis of progressive multifocal leukoencephalopathy due to JCV. | A negative result does not rule out the possibility of JC virus (JCV) infection. The reference value in cerebrospinal fluid is "negative" for this assay, although JCV DNA may be detectable in the absence of clinical symptoms in certain patient populations.(5,6) However, this assay is only to be used for patients with appropriate neurological and neuroradiological features ofprogressive multifocal leukoencephalopathyand is not indicated for screening asymptomatic patients. | 1. Safak M, Khalili K. An overview: human polyomavirus JC virus and its associated disorders. J Neurovirol. 2003;9 Suppl 1:3-9 2. Khalili K, White MK. Human demyelinating disease and the polyomavirus JCV. Mult Scler. 2006;12(2):133-142 3. Ahsan N, Shah KV. Polyomaviruses and human diseases. Adv Exp Med Biol. 2006;577:1-18 4. Romero JR, Kimberlin DW. Molecular diagnosis of viral infections of the central nervous system. Clin Lab Med. 2003;23(4):843-865 5. Chen Y, Bord E, Tompkins T, et al. Asymptomatic reactivation of JC virus in patients treated with natalizumab. N Engl J Med. 2009;361(11):1067-1074 6. Egli A, Infanti L, Dumoulin A, et al. Prevalence of polyomavirus BK and JC infection and replication in 400 healthy donors. J Infect Dis. 2009;199(6):837-846 7. Kartau M, Auvinen E, Verkkoniemi-Ahola A, et al. JC polyomavirus DNA detection in clinical practice. J Clin Virol. 2022;146:105051. doi:10.1016/j.jcv.2021.105051 | Viral nucleic acid is extracted from the specimen using the MagNA Pure automated instrument (Roche Applied Science). Primers are directed to the large T antigen gene, which is a conserved sequence specific for JC virus (JCV). This assay detects only JCV; it does not detect BK virus or Simian virus 40 (SV40) (other polyomaviruses). The LightCycler instrument (Roche Applied Science) amplifies and monitors the development of target nucleic acid sequences after the annealing step duringpolymerase chain reaction(PCR) cycling. This automated PCR system can rapidly detect amplicon development through stringent air-controlled temperature cycling in capillary cuvettes. The detection of amplified products is based on the fluorescence resonance energy transfer (FRET) principle. For FRET product detection, a hybridization probe with a donor fluorophore, fluorescein, on the 3'-end is excited by an external light source and emits light that is absorbed by a second hybridization probe with an acceptor fluorophore, LC-Red 640, at the 5'-end. The acceptor fluorophore then emits a light of a different wavelength that can be measured with a signal that is proportional to the amount of specific PCR product.(Unpublished Mayo method) | Same day/ 1 to 4 days | 7 days | This test was developed and its performance characteristics determined by Mayo Clinic in a manner consistent with CLIA requirements. It has not been cleared or approved by the US Food and Drug Administration. | 87798 | JC Virus, PCR, CSF | 33295-7 | 618305 | JC Virus, PCR, CSF | 33295-7
JO1 | Jo 1 Antibodies, IgG, Serum | Evaluating patients with clinical features of idiopathic inflammatory myositis, especially those with clinical features suggestive of anti-synthetase syndrome or interstitial lung disease | Multiplex Flow Immunoassay | Yes | Jo 1 Ab, IgG, S | For more information seeConnective Tissue Disease Cascade. | CollectionContainer/Tube: Preferred:Serum gel Acceptable:Red top Submission Container/Tube:Plastic vial Specimen Volume:0.5 mL Collection Instructions:Centrifuge and aliquot serum into a plastic vial. | 0.35 mL | Based on their specificity, autoantibodies in idiopathic inflammatory myopathies (IIM) are grouped into myositis specific (MSA) and myositis associated autoantibodies (MAA).(1-3) Among the MSA, autoantibodies against aminoacyl-tRNA synthetases (aaRSs) represent the most common antibodies and can be detected in 25% to 35% of patients with mainly anti-synthetase syndrome (ASSD).(1-4) ASSD is an autoimmune disease characterized by the presence of autoantibodies targeting one of several aaRSs along with clinical features including interstitial lung disease, myositis, Raynaud's phenomenon, arthritis, mechanic's hands, and fever.(3,4) The family of aaRSs consists of highly conserved cytoplasmic and mitochondrial enzymes, one for each amino acid, which are essential for the RNA translation machinery and protein synthesis. Along with their main functions, aaRSs are involved in the development of immune responses, regulation of transcription, and gene-specific silencing of translation.(4) Anti-Jo-1 autoantibody is the most frequently detected anti-aaRS antibody in ASSD and targets the histidyl tRNA synthetase which catalyses the binding of the histidine to its cognate tRNA during protein synthesis.(4,5). Other described anti-aaRSs reported in ASSD include PL-7 (threonyl), PL-12 (alanyl), OJ (isoleucyl), EJ (glycyl), KS (asparaginyl), Zo (phenylalanyl) and Ha (tyrosyl).(4) The presence these autoantibodies has become a key feature for classification and diagnosis of IIM and is increasingly used to define clinically distinguishable IIM subsets. Each anti-ARS antibody seems to define a distinctive clinical phenotype.(3) In addition to the characteristic features associated with the presence of anti-Jo-1 antibodies in patients with ASSD, testing for anti-aaRS autoantibodies including anti-Jo-1 antibody maybe indicated with cytoplasmic speckled pattern using HEp-2 substrate by indirect immunofluorescence assay.(6,7) In the context of ASSD, their presence may be associated with positivity for anti-Ro52 antibodies which is an MAA.(8) In routine clinical testing, anti-Jo-1 antibody testing maybe performed using a variety of solid-phase immunoassays such as the enzyme-linked immunosorbent assay, line immunoassay, chemiluminescence immunoassay, fluorescent enzyme immunoassay, and multiplex immunoassay such as the BioPlex.(6,9,10) The performance characteristics of these assays for the detection of anti-Jo-1 antibody have not been extensively investigated to establish comparability.(9,10) For more information seeConnective Tissue Disease Cascade. | <1.0 U (negative) > or =1.0 U (positive) Reference values apply to all ages. | A positive result for anti-Jo 1 antibody is suggestive of anti- synthetase syndrome or may indicate a risk for myositis with or without interstitial lung disease. | A negative test for Jo 1 antibodies does not exclude the diagnosis of idiopathic inflammatory myositis. | 1. Satoh M, Tanaka S, Ceribelli A, Calise SJ, Chan EK. A comprehensive overview on myositis-specific antibodies: New and old biomarkers in idiopathic inflammatory myopathy. Clin Rev Allergy Immunol. 2017;52(1):1-19 2. Mariampillai K, Granger B, Amelin D, et al. Development of a new classification system for idiopathic inflammatory myopathies based on clinical manifestations and myositis-specific autoantibodies. JAMA Neurol. 2018;75(12):1528-1537 3. Cavagna L, Nuno L, Scire CA, et al. Clinical spectrum time course in anti Jo-1 positive antisynthetase syndrome: Results from an international retrospective multicenter study. Medicine (Baltimore). 2015;94(32):e1144 4. Galindo-Feria AS, Notarnicola A, Lundberg IE, Horuluoglu B. Aminoacyl-tRNA synthetases: On anti-synthetase syndrome and beyond. Front Immunol. 2022;13:866087 5. Freist W, Verhey JF, Ruhlmann A, Gauss DH, Arnez JG. Histidyl-tRNA synthetase. Biol Chem. 1999;380(6):623-646 6. Damoiseaux J, Andrade LEC, Carballo OG, et al. Clinical relevance of HEp-2 indirect immunofluorescent patterns: the International Consensus on ANA patterns (ICAP) perspective. Ann Rheum Dis. 2019;78(7):879-889 7. Tebo AE. Autoantibody testing in idiopathic inflammatory myopathies. J Appl Lab Med. 2022;7(1):387-390 8. Rutjes SA, Vree Egberts WT, Jongen P, et al. Anti-Ro52 antibodies frequently co-occur with anti-Jo-1 antibodies in sera from patients with idiopathic inflammatory myopathy. Clin Exp Immunol. 1997;109(1):32-40 9. Cavazzana I, Fredi M, Ceribelli A, et al. Testing for myositis specific autoantibodies: Comparison between line blot and immunoprecipitation assays in 57 myositis sera. J Immunol Methods. 2016;433:1-5 10. Espinosa-Ortega F, Holmqvist M, Alexanderson H, et al. Comparison of autoantibody specificities tested by a line blot assay and immunoprecipitation-based algorithm in patients with idiopathic inflammatory myopathies. Ann Rheum Dis. 2019;78(6):858-860 | Recombinant Jo 1 antigen is coupled covalently to polystyrene microspheres, which are impregnated with fluorescent dyes to create a unique fluorescent signature. Jo 1 antibodies, if present in diluted serum, bind to the Jo 1 antigen on the microspheres. The microspheres are washed to remove extraneous serum proteins. Phycoerythrin (PE)-conjugated antihuman IgG antibody is then added to detect IgG anti-Jo 1 bound to the microspheres. The microspheres are washed to remove unbound conjugate, and bound conjugate is detected by laser photometry. A primary laser reveals the fluorescent signature of each microsphere to distinguish it from microspheres that are labeled with other antigens, and a secondary laser reveals the level of PE fluorescence associated with each microsphere. Results are calculated by comparing the median fluorescence response for Jo 1 microspheres to a 4-point calibration curve.(Package insert: Bioplex 2200 ANA Screen. Bio-Rad Laboratories, 02/2019) | 1 to 3 days | 14 days | This test has been cleared, approved, or is exempt by the US Food and Drug Administration and is used per manufacturer's instructions. Performance characteristics were verified by Mayo Clinic in a manner consistent with CLIA requirements. | 86235 | Jo 1 Ab, IgG, S | 33571-1 | JO1 | Jo 1 Ab, IgG, S | 33571-1
JOHN | Johnson Grass, IgE, Serum | Establishing a diagnosis of an allergy to Johnson grass Defining the allergen responsible for eliciting signs and symptoms Identifying allergens: -Responsible for allergic response and/or anaphylactic episode -To confirm sensitization prior to beginning immunotherapy -To investigate the specificity of allergic reactions to insect venom allergens, drugs, or chemical allergens | Fluorescence Enzyme Immunoassay (FEIA) | Yes | Johnson Grass, IgE | Serum | Collection Container/Tube: Preferred:Serum gel Acceptable:Red top Submission Container/Tube:Plastic vial Specimen Volume:0.5 mL for every 5 allergens requested Collection Instructions:Centrifuge and aliquot serum into a plastic vial. | For 1 allergen: 0.3 mL For more than 1 allergen: (0.05 mL x number of allergens) + 0.25 mL deadspace | Clinical manifestations of immediate hypersensitivity (allergic) diseases are caused by the release of proinflammatory mediators (histamine, leukotrienes, and prostaglandins) from IgE-sensitized effector cells (mast cells and basophils) when cell-bound IgE antibodies interact with an allergen. In vitro serum testing for IgE antibodies provides an indication of the immune response to allergens that may be associated with allergic disease. The allergens chosen for testing often depend upon the age of the patient, history of allergen exposure, season of the year, and clinical manifestations. In individuals predisposed to develop allergic disease, the sequence of sensitization and clinical manifestations proceed as follows: eczema and respiratory disease (rhinitis and bronchospasm) in infants and children less than 5 years due to food sensitivity (milk, egg, soy, and wheat proteins) followed by respiratory disease (rhinitis and asthma) in older children and adults due to sensitivity to inhalant allergens (dust mite, mold, and pollen inhalants). | Class,IgE kU/L,Interpretation, 0,<0.10,Negative, 0/1,0.10-0.34,Borderline/equivocal, 1,0.35-0.69,Equivocal, 2,0.70-3.49,Positive, 3,3.50-17.4,Positive, 4,17.5-49.9,Strongly positive, 5,50.0-99.9,Strongly positive, 6,> or =100,Strongly positive, | Detection of IgE antibodies in serum (class 1 or greater) indicates an increased likelihood of allergic disease as opposed to other etiologies and defines the allergens that may be responsible for eliciting signs and symptoms. The level of IgE antibodies in serum varies directly with the concentration of IgE antibodies expressed as a class score or kU/L. | Testing for IgE antibodies is not useful in patients previously treated with immunotherapy to determine if residual clinical sensitivity exists or in patients in whom the medical management does not depend upon identification of allergen specificity. Some individuals with clinically insignificant sensitivity to allergens may have measurable levels of IgE antibodies in serum, and test results must be interpreted in the clinical context. False-positive results for IgE antibodies may occur in patients with markedly elevated serum IgE (>2500 kU/L) due to nonspecific binding to allergen solid phases. | Homburger HA, Hamilton RG: Allergic diseases. In: McPherson RA, Pincus MR, eds. Henry's Clinical Diagnosis and Management by Laboratory Methods. 23rd ed. Elsevier; 2017:1057-1070 | Specific IgE from the patient's serum reacts with the allergen of interest, which is covalently coupled to an ImmunoCAP. After washing away nonspecific IgE, enzyme-labeled anti-IgE antibody is added to form a complex. After incubation, unbound anti-IgE is washed away, and the bound complex incubated with a developing agent. After stopping the reaction, the fluorescence of the eluate is measured. Fluorescence is proportional to the amount of specific IgE present in the patient's sample (ie, the higher the fluorescence value, the more IgE antibody is present).(Package insert: ImmunoCAP System Specific IgE FEIA. Phadia; Rev 06/2020) | Same day/1 to 3 days | 14 days | This test has been cleared, approved, or is exempt by the US Food and Drug Administration and is used per manufacturer's instructions. Performance characteristics were verified by Mayo Clinic in a manner consistent with CLIA requirements. | 86003 | Johnson Grass, IgE | 6152-3 | JOHN | Johnson Grass, IgE | 6152-3
JUNE | June Grass, IgE, Serum | Establishing a diagnosis of an allergy to June grass Defining the allergen responsible for eliciting signs and symptoms Identifying allergens: -Responsible for allergic response and/or anaphylactic episode -To confirm sensitization prior to beginning immunotherapy -To investigate the specificity of allergic reactions to insect venom allergens, drugs, or chemical allergens | Fluorescence Enzyme Immunoassay (FEIA) | Yes | June Grass, IgE | Serum | Collection Container/Tube: Preferred:Serum gel Acceptable:Red top Submission Container/Tube:Plastic vial Specimen Volume:0.5 mL for every 5 allergens requested Collection Instructions:Centrifuge and aliquot serum into a plastic vial. | For 1 allergen: 0.3 mL For more than 1 allergen: (0.05 mL x number of allergens) + 0.25 mL deadspace | Clinical manifestations of immediate hypersensitivity (allergic) diseases are caused by the release of proinflammatory mediators (histamine, leukotrienes, and prostaglandins) from IgE-sensitized effector cells (mast cells and basophils) when cell-bound IgE antibodies interact with an allergen. In vitro serum testing for IgE antibodies provides an indication of the immune response to allergens that may be associated with allergic disease. The allergens chosen for testing often depend upon the age of the patient, history of allergen exposure, season of the year, and clinical manifestations. In individuals predisposed to develop allergic disease, the sequence of sensitization and clinical manifestations proceed as follows: eczema and respiratory disease (rhinitis and bronchospasm) in infants and children less than 5 years due to food sensitivity (milk, egg, soy, and wheat proteins) followed by respiratory disease (rhinitis and asthma) in older children and adults due to sensitivity to inhalant allergens (dust mite, mold, and pollen inhalants). | Class,IgE kU/L,Interpretation, 0,<0.10,Negative, 0/1,0.10-0.34,Borderline/equivocal, 1,0.35-0.69,Equivocal, 2,0.70-3.49,Positive, 3,3.50-17.4,Positive, 4,17.5-49.9,Strongly positive, 5,50.0-99.9,Strongly positive, 6,> or =100,Strongly positive, | Detection of IgE antibodies in serum (class 1 or greater) indicates an increased likelihood of allergic disease as opposed to other etiologies and defines the allergens that may be responsible for eliciting signs and symptoms. The level of IgE antibodies in serum varies directly with the concentration of IgE antibodies expressed as a class score or kU/L. | Testing for IgE antibodies is not useful in patients previously treated with immunotherapy to determine if residual clinical sensitivity exists or in patients in whom the medical management does not depend upon identification of allergen specificity. Some individuals with clinically insignificant sensitivity to allergens may have measurable levels of IgE antibodies in serum, and test results must be interpreted in the clinical context. False-positive results for IgE antibodies may occur in patients with markedly elevated serum IgE (>2500 kU/L) due to nonspecific binding to allergen solid phases. | Homburger HA, Hamilton RG: Allergic diseases. In: McPherson RA, Pincus MR, eds. Henry's Clinical Diagnosis and Management by Laboratory Methods. 23rd ed. Elsevier; 2017:1057-1070 | Specific IgE from the patient's serum reacts with the allergen of interest, which is covalently coupled to an ImmunoCAP. After washing away nonspecific IgE, enzyme-labeled anti-IgE antibody is added to form a complex. After incubation, unbound anti-IgE is washed away, and the bound complex incubated with a developing agent. After stopping the reaction, the fluorescence of the eluate is measured. Fluorescence is proportional to the amount of specific IgE present in the patient's sample (ie, the higher the fluorescence value, the more IgE antibody is present).(Package insert: ImmunoCAP System Specific IgE FEIA. Phadia; Rev 06/2020) | Same day/1 to 3 days | 14 days | This test has been cleared, approved, or is exempt by the US Food and Drug Administration and is used per manufacturer's instructions. Performance characteristics were verified by Mayo Clinic in a manner consistent with CLIA requirements. | 86003 | June Grass, IgE | 6153-1 | JUNE | June Grass, IgE | 6153-1
FWJR | Juniper Western (Juniperus occidentalis) IgE |  | Enzyme Immunoassay (EIA) | Yes | Juniper Western IgE | Serum | Specimen Type:Serum Container/Tube:Red or SST Specimen Volume:0.5 mL Collection Instructions:Draw blood in a plain red-top tube(s), serum gel tube(s) is acceptable. Spin down and send 0.5 mL of serum refrigerated in a plastic vial. | 0.5 mL |  | <0.35 kU/L | Class IgE (kU/L) Comment 0 <0.35 Below Detection 1 0.35-0.69 Low Positive 2 0.70-3.49 Moderate Positive 3 3.50-17.49 Positive 4 17.50-49.99 Strong Positive 5 >49.99 Very Strong Positive |  |  |  | 4 to 7 days |  | This test was developed and its performance characteristics determined by Eurofins Viracor . It has not been cleared or approved by the U.S. Food and Drug Administration. | 86003 | Juniper Western IgE | 7435-1 | Z4025 | CLASS | 102756-4
KLISH | Kappa and Lambda Light Chain mRNA, In Situ Hybridization (ISH) Technical Component Only | Aids in diagnosing plasma cell neoplasms | In Situ Hybridization (ISH) | Yes | Kappa/Lambda ISH, Tech Only | For the initial technical component only in situ hybridization (ISH) stain performed, the appropriate bill only test ID will be reflexed and charged (ISTOI). For each additional technical component only ISH stain performed, an additional bill only test ID will be reflexed and charged (ISTOA). | Supplies:Immunostain Technical Only Envelope (T693) Specimen Type:Tissue Container/Tube:Immunostain Technical Only Envelope Preferred:5 Unstained positively charged glass slides (25- x 75- x 1-mm) per test ordered; sections 4-microns thick. Acceptable:Formalin-fixed, paraffin-embedded tissue block |  | Restricted expression of immunoglobulin light chains can help support a diagnosis of a plasmacytic neoplasm. |  | This test does not include pathologist interpretation, only technical performance of the stain. If interpretation is required, order PATHC / Pathology Consultation for a full diagnostic evaluation or second opinion of the case. The positive and negative controls are verified as showing appropriate immunoreactivity. If a control tissue is not included on the slide, a scanned image of the relevant quality control tissue is available upon request; call 855-516-8404. Interpretation of this test should be performed in the context of the patient’s clinical history and other diagnostic tests by a qualified pathologist. | Age of a cut paraffin section can affect staining quality. Stability thresholds vary widely among published literature. Best practice is for paraffin sections to be cut within 6 weeks. | 1. Akhtar N, Ruprai A, Pringle JH, et al. In situ hybridization detection of light chain mRNA in routine bone marrow trephines from patients with suspected myeloma. Br J Haematol. 1989;73:296-301 2. Weiss LM, Movahed LA, Chen YY, et al. Detection of immunoglobulin light-chain mRNA in lymphoid tissues using a practical in-situ hybridization method. Am J Pathol. 1990;137:979-988 3. Hristov AC, Comfere NI, Vidal CI, Sundram U. Kappa and lambda immunohistochemistry and in situ hybridization in the evaluation of atypical cutaneous lymphoid infiltrates. J Cutan Pathol. 2020;47(11):1103-1110. doi:10.1111/cup.13858 4. Magaki S, Hojat SA, Wei B, So A, Yong WH. An introduction to the performance of immunohistochemistry. Methods Mol Biol. 2019;1897:289-298. doi:10.1007/978-1-4939-8935-5_25 | In situ hybridization on sections of paraffin-embedded tissue.(Unpublished Mayo method) | 1 to 3 days | Until staining is complete | This test was developed using an analyte specific reagent. Its performance characteristics were determined by Mayo Clinic in a manner consistent with CLIA requirements. This test has not been cleared or approved by the US Food and Drug Administration. | 88365-TC, primary88364-TC, if additional ISH | Kappa/Lambda ISH, Tech Only | Order only;no result | 70792 | Kappa/Lambda ISH, Tech Only | Bill only; no result
KAIHC | Kappa Light Chain Immunostain, Technical Component Only | A marker of clonality and B-cell lineage | Immunohistochemistry (IHC) | Yes | Kappa IHC, Tech Only | For the initial technical component only immunohistochemical (IHC) stain performed, the appropriate bill-only test ID will be reflexed and charged (IHTOI). For each additional technical component only IHC stain performed, an additional bill-only test ID will be reflexed and charged (IHTOA). | Supplies:Immunostain Technical Only Envelope (T693) Specimen Type:Tissue Container/Tube:Immunostain Technical Only Envelope Preferred:2 Unstained positively charged glass slides (25- x 75- x 1-mm) per test ordered; sections 4-microns thick. Acceptable:Formalin-fixed, paraffin-embedded tissue block |  | Kappa or lambda immunoglobulin light chains pair with immunoglobulin heavy chains to form complete immunoglobulin molecules. These proteins serve as receptors for antigens in B lymphocytes and are secretory products of plasma cells, forming the humoral arm of the immune system. Because individual B cells or plasma cells synthesize immunoglobulin containing either kappa or lambda light chains, but not both, immunoperoxidase stains for light chains can be applied to lymphocyte and plasma cell populations as a marker of clonality and B-cell lineage. |  | This test does not include pathologist interpretation, only technical performance of the stain. If interpretation is required, order PATHC / Pathology Consultation for a full diagnostic evaluation or second opinion of the case. The positive and negative controls are verified as showing appropriate immunoreactivity. If a control tissue is not included on the slide, a scanned image of the relevant quality control tissue is available upon request; call 855-516-8404. Interpretation of this test should be performed in the context of the patient's clinical history and other diagnostic tests by a qualified pathologist. | Age of a cut paraffin section can affect immunoreactivity. Stability thresholds vary widely among published literature and are antigen dependent. Best practice is for paraffin sections to be cut within 6 weeks. | 1. Peterson LC, Brown BA, Crosson JT, Mladenovic J. Application of the immunoperoxidase technique to bone marrow trephine biopsies in the classification of patients with monoclonal gammopathies. Am J Clin Pathol. 1986;85:688-693 2. Taylor CR, Burns J. The demonstration of plasma cells and other immunoglobulin-containing cells in formalin-fixed, paraffin-embedded tissues using peroxidase labeled antibody. J Clin Pathol. 1974;27(1):14-20 3. Magaki S, Hojat SA, Wei B, So A, Yong WH. An introduction to the performance of immunohistochemistry. Methods Mol Biol. 2019;1897:289-298. doi:10.1007/978-1-4939-8935-5_25 | Immunohistochemistry on sections of paraffin-embedded tissue.(Unpublished Mayo method) | 1 to 3 days | Until staining is complete | This test has been cleared, approved, or is exempt by the US Food and Drug Administration and is used per manufacturer's instructions. Performance characteristics were verified by Mayo Clinic in a manner consistent with CLIA requirements. | 88342-TC, primary88341-TC, if additional IHC | Kappa IHC, Tech Only | Order only;no result | 70794 | Kappa IHC, Tech Only | Bill only; no result
KAIPC | KappaLambda IHC (Bill Only) |  | This test is for billing purposes only. This is not an orderable test. | Yes | KappaLambda IHC | Varies | This test is for billing purposes only. This is not an orderable test. |  |  | This test is for billing purposes only. This is not an orderable test. |  | Age of a cut paraffin section can affect immunoreactivity. Stability thresholds vary widely among published literature and are antigen-dependent. Best practice is for paraffin sections to be cut within 6 weeks. |  |  |  |  | Not Applicable | 88342
K11CS | Kelch-Like Protein 11 Antibody, Cell Binding Assay, Serum | Evaluating patients with paraneoplastic or autoimmune encephalitis (brainstem encephalitis or limbic encephalitis or cerebellar ataxia) using serum specimens | Cell-Binding Assay (CBA) | Yes | KLHL11 Ab CBA, S | If the cell binding antibody result is reactive, then the immunofluorescence titer assay will be performed at an additional charge. | CollectionContainer/Tube: Preferred:Red top Acceptable:Serum gel Submission Container/Tube:Plastic vial Specimen Volume:1 mL Collection Instructions:Centrifuge and aliquot serum into a plastic vial. | 0.5 mL | Kelch-like protein 11 (KLHL11 or Kelch-like family member 11) IgG is a biomarker of paraneoplastic encephalitis, KLHL11 encephalitis is a unique paraneoplastic syndrome commonly associated with testicular germ cell tumors mainly seminoma. Ataxia, diplopia, dysarthria, and vertigo are common presenting features of the rhombencephalitis phenotype. Hearing loss and tinnitus may precede other neurological signs and symptoms by weeks to months. A subset of patients also has clinical and magnetic resonance imaging (MRI) presentations consistent with limbic encephalitis. Most patients with this syndrome have inflammatory spinal fluid profiles, especially elevated oligoclonal bands. MRI brain demonstrates T2 fluid attenuated inversion recovery (T2/FLAIR) abnormalities involving the brainstem or limbic system. The accompanying neurological disorder is usually severe. Clinical improvement following treatment of cancer or immunotherapy has been reported. | Negative | Evaluating patients with paraneoplastic or autoimmune encephalitis (brainstem encephalitis or limbic encephalitis or cerebellar ataxia) using serum specimens | A negative Kelch-like protein 11 (KLHL11) antibody test result does not exclude autoimmune neurological disease or cancer. | 1. Mandel-Brehm C, Dubey D, Kryzer TJ, et al: Kelch-like protein 11 antibodies in seminoma-associated paraneoplastic encephalitis. N Engl J Med. 2019;381:47-54 2. Dubey D, Wilson MR, Clarkson B, et al: Expanded clinical phenotype, oncological associations, and immunopathologic insights of paraneoplastic Kelch-like protein-11 encephalitis. JAMA Neurol. 2020 Aug 3;77(11):1-10 | Cell Binding Assay: Methodology for detecting Kelch-like protein 11 (KLHL11)-IgG uses a cell binding assay (CBA) with confirmation by tissue immunofluorescence (IFA). The CBA utilizes HEK293 cells that are stably transfected with DNA encoding the KLHL11 protein that has been tagged with green fluorescent protein (GFP). Since KLHL11 is localized to cytoplasmic vesicles when ectopically expressed, cells will be fixed and permeabilized prior to exposure to patient sample. Patients that are positive for KLHL11-IgG will have human IgG bound to the transfected cells. Binding will colocalize with the GFP-tagged KLHL11 protein in cytoplasmic vesicles. Patient IgG will be detected using a tetramethylrhodamine (TRITC)-conjugated anti-human secondary antibody. The negative samples will not bind to KLHL11-GFP in transfected cells. Performed in a 96 well plate format, the plates are scanned, and the images saved using the ImageXpress Micro Confocal High-Content Imaging System (Molecular Devices). Images will be scored positive or negative.(Unpublished Mayo method) Indirect Immunofluorescence Assay: Tissue IFA utilizes mouse composite slides including brain, kidney, and stomach tissue sections, which are commercially purchased. After tissue sections are fixed and permeabilized, patient sample is added to the well. After washing with phosphate buffer saline, bound human IgG is detected with a fluorescent conjugated secondary antibody targeting human IgG. Slides are read under a fluorescent microscope for the unique tissue-specific staining pattern characteristic of KLHL11-IgG.(Unpublished Mayo method) | 3 to 5 days | 28 days | This test was developed and its performance characteristics determined by Mayo Clinic in a manner consistent with CLIA requirements. It has not been cleared or approved by the US Food and Drug Administration. | 0432U | KLHL11 Ab CBA, S | 99072-1 | 610581 | KLHL11 Ab CBA, S | 99072-1
K11CC | Kelch-Like Protein 11 Antibody, Cell Binding Assay, Spinal Fluid | Evaluating patients with paraneoplastic or autoimmune encephalitis (brainstem encephalitis or limbic encephalitis or cerebellar ataxia) using spinal fluid specimens | Cell-Binding Assay (CBA) | Yes | KLHL11 Ab CBA, CSF | If the cell binding antibody result is reactive, then the immunofluorescence titer assay will be performed at an additional charge. | Container/Tube:Sterile vial Specimen Volume:2 mL | 1 mL | Kelch-like protein 11 (KLHL11, or Kelch-like family member 11) IgG is a biomarker of paraneoplastic encephalitis KLHL11 encephalitis is a unique paraneoplastic syndrome commonly associated with testicular germ cell tumors, mainly seminoma. Ataxia, diplopia, dysarthria, and vertigo are common presenting features of the rhombencephalitis phenotype. Hearing loss and tinnitus may precede other neurological signs and symptoms by weeks to months. A subset of patients also has clinical and magnetic resonance imaging (MRI) presentations consistent with limbic encephalitis. Most patients with this syndrome have inflammatory spinal fluid profiles (especially elevated oligoclonal bands). MRI brain demonstrates T2 fluid attenuated inversion recovery (T2/FLAIR) abnormalities involving the brainstem or limbic system. The accompanying neurological disorder is usually severe. Clinical improvement following treatment of cancer or immunotherapy has been reported. | Negative | Positivity for Kelch-like protein 11 (KLHL11)-IgG is indicative of a paraneoplastic neurological syndrome. Positivity indicates a high likelihood of finding a testicular cancer. A rigorous search for cancer should be initiated after KLHL11 autoimmunity is confirmed. | A negative Kelch-like protein 11 (KLHL11) antibody test result does not exclude autoimmune neurological disease or cancer. | 1. Mandel-Brehm C, Dubey D, Kryzer TJ, et al: Kelch-like protein 11 antibodies in seminoma-associated paraneoplastic encephalitis. N Engl J Med. 2019;381:47-54 2. Dubey D, Wilson MR, Clarkson B, et al: Expanded clinical phenotype, oncological associations, and immunopathologic insights of paraneoplastic Kelch-like protein-11 encephalitis. JAMA Neurol. 2020 Aug 3;77(11):1-10 | Cell-Binding Assay: Methodology for detecting Kelch-like protein 11 (KLHL11)-IgG uses a cell binding assay (CBA) with confirmation by tissue immunofluorescence (IFA). The CBA utilizes HEK293 cells that are stably transfected with DNA encoding the KLHL11 protein that has been tagged with green fluorescent protein (GFP). Since KLHL11 is localized to cytoplasmic vesicles when ectopically expressed, cells will be fixed and permeabilized prior to exposure to patient sample. Patients that are positive for KLHL11-IgG will have human IgG bound to the transfected cells. Binding will colocalize with the GFP-tagged KLHL11 protein in cytoplasmic vesicles. Patient IgG will be detected using a tetramethylrhodamine (TRITC)-conjugated anti-human secondary antibody. The negative patients will not bind to KLHL11-GFP in transfected cells. Performed in a 96 well plate format, the plates are scanned, and images saved using the ImageXpress Micro Confocal High-Content Imaging System (Molecular Devices). Images will be scored positive or negative.(Unpublished Mayo method) Indirect Immunofluorescence Assay: Tissue IFA utilizes mouse composite slides including brain, kidney, and stomach tissue sections, which are commercially purchased. After tissue sections are fixed and permeabilized, patient sample is added to the well. After washing with phosphate buffer saline (PBS), bound human IgG is detected with a fluorescent conjugated secondary antibody targeting human IgG. Slides are read under a fluorescent microscope for the unique tissue-specific staining pattern characteristic of KLHL11-IgG.(Unpublished Mayo method) | 3 to 5 days | 28 days | This test was developed and its performance characteristics determined by Mayo Clinic in a manner consistent with CLIA requirements. It has not been cleared or approved by the US Food and Drug Administration. | 0432U | KLHL11 Ab CBA, CSF | 99073-9 | 610580 | KLHL11 Ab CBA, CSF | 99073-9
KRT34 | Keratin (34BE12) Immunostain, Technical Component Only | Identification of cells expressing high-molecular-weight cytokeratin | Immunohistochemistry (IHC) | Yes | Keratin (34BE12) IHC, Tech Only | For the initial technical component only immunohistochemical (IHC) stain performed, the appropriate bill-only test ID will be reflexed and charged (IHTOI). For each additional technical component only IHC stain performed, an additional bill-only test ID will be reflexed and charged (IHTOA). | Supplies:Immunostain Technical Only Envelope (T693) Specimen Type:Tissue Container/Tube:Immunostain Technical Only Envelope Preferred:2 Unstained positively charged glass slide (25- x 75- x 1-mm) per test ordered; sections 4-microns thick Acceptable:Formalin-fixed, paraffin-embedded (FFPE) tissue block |  | Keratin 34 beta E12 (sometimes referred to as Keratin 903) is a monoclonal antibody that reacts with high-molecular-weight cytokeratin. In normal prostate, reactivity for keratin 34BE12 can be seen in the basal layer of prostatic glands in a membranous/cytoplasmic pattern. It is most useful as a basal cell-specific marker in the prostate, and shows loss of staining around glands of prostate cancer, which do not have a basal cell layer. |  | This test does not include pathologist interpretation: only technical performance of the stain. If interpretation is required, order PATHC / Pathology Consultation for a full diagnostic evaluation or second opinion of the case. The positive and negative controls are verified as showing appropriate immunoreactivity and documentation is retained at Mayo Clinic Rochester. If a control tissue is not included on the slide, a scanned image of the relevant quality control tissue is available upon request; call 855-516-8404. Interpretation of this test should be performed in the context of the patient's clinical history and other diagnostic tests by a qualified pathologist. | Age of a cut paraffin section can affect immunoreactivity. Stability thresholds vary widely among published literature and are antigen dependent. Best practice is for paraffin sections to be cut within 6 weeks. | 1. Brimo F, Epstein JI: Immunohistochemical pitfalls in prostate pathology. Hum Pathol. 2012 Mar;43(3):313-324 2. Hameed O, Humphrey PA: Immunohistochemistry in the diagnosis of minimal prostate cancer. Current Diagn Pathol. 2006 Aug;12(4):279-2913. Martens MB, Keller JH: Routine immunohistochemical staining for high-molecular weight cytokeratin 34-beta and alpha-methylacyl CoA racemase (P504S) in postirradiation prostate biopsies. Mod Pathol. 2006 Feb;19(2):287-2904. Varma M, Morgan M, Amin MB, Wozniak S, Jasani B: High molecular weight cytokeratin antibody (clone 34beta12): a sensitive marker for differentiation of high-grade invasive urothelial carcinoma from prostate cancer. Histopathology. 2003 Feb;4292):167-172 | Immunohistochemistry on sections of paraffin-embedded tissue.(Unpublished Mayo method) | 1 to 3 days | Until staining is complete. | This test has been cleared, approved, or is exempt by the US Food and Drug Administration and is used per manufacturer's instructions. Performance characteristics were verified by Mayo Clinic in a manner consistent with CLIA requirements. | 88342-TC, primary88341-TC, if additional IHC | Keratin (34BE12) IHC, Tech Only | Order only;no result | 70804 | Keratin (34BE12) IHC, Tech Only | Bill only; no result
KRTAE | Keratin (AE1/AE3) Immunostain, Technical Component Only | Identification of cells expressing a broad spectrum of cytokeratins (low and high molecular weight keratins) | Immunohistochemistry (IHC) | Yes | Keratin (AE1/AE3) IHC, Tech Only | For the initial technical component only immunohistochemical (IHC) stain performed, the appropriate bill-only test ID will be reflexed and charged (IHTOI). For each additional technical component only IHC stain performed, an additional bill-only test ID will be reflexed and charged (IHTOA). | Supplies:Immunostain Technical Only Envelope (T693) Specimen Type:Tissue Container/Tube:Immunostain Technical Only Envelope Preferred:2 Unstained positively charged glass slide (25- x 75- x 1-mm) per test ordered; sections 4-microns thick Acceptable:Formalin-fixed, paraffin-embedded tissue block |  | Keratin clone AE1/AE3 is a broad-spectrum cytokeratin antibody that reacts with many low and high molecular weight keratins in a filamentous or membrane pattern in the epithelium of most organs. Diagnostically, antikeratin antibodies are usually applied as part of a panel to determine cell lineage of poorly differentiated malignant tumors. |  | This test does not include pathologist interpretation, only technical performance of the stain. If interpretation is required, order PATHC / Pathology Consultation for a full diagnostic evaluation or second opinion of the case. The positive and negative controls are verified as showing appropriate immunoreactivity. If a control tissue is not included on the slide, a scanned image of the relevant quality control tissue is available upon request; call 855-516-8404. Interpretation of this test should be performed in the context of the patient's clinical history and other diagnostic tests by a qualified pathologist. | Age of a cut paraffin section can affect immunoreactivity. Stability thresholds vary widely among published literature and are antigen dependent. Best practice is for paraffin sections to be cut within 6 weeks. | 1. Cserni G, Bianchi S, Vezzosi V, et al. The value of cytokeratin immunohistochemistry in the evaluation of axillary sentinel lymph nodes in patients with lobular breast carcinoma. J Clin Pathol. 2006;59(5):518-522 2. Khan NR, Khan AN, Waris E, Suleman BA, Khan AA. Ck AE1/AE3 tumor marker expression in SCC of head and neck. Cell Biol Res.Ther. 2014;3:1-6 3. Listrom MB, Dalton LW. Comparison of keratin monoclonal antibodies MAK-6, AE1:AE3, and CAM-5.2. Am J Clin Pathol. 1987;88(3):297-301 4. Morice WG, Ferreiro JA. Distinction of basaloid squamous cell carcinoma from adenoid cystic and small cell undifferentiated carcinoma by immunohistochemistry. Hum Pathol. 1998;29(6):609-612 5. Pinkus GS, Etheridge CL, O'Connor EM. Are keratin proteins a better tumor marker than epithelial membrane antigen? A comparative immunohistochemical study of various paraffin-embedded neoplasms using monoclonal and polyclonal antibodies. Am J Clin Pathol. 1986;85(3):269-277 6. Badzio A, Czapiewski P, Gorczynski A, et al. Prognostic value of broad-spectrum keratin clones AE1/AE3 and CAM5. 2 in small cell lung cancer patients undergoing pulmonary resection. Acta Biochim Pol. 2019;66(1):111-1114 7. Magaki S, Hojat SA, Wei B, So A, Yong WH. An introduction to the performance of immunohistochemistry. Methods Mol Biol. 2019;1897:289-298. doi:10.1007/978-1-4939-8935-5_25 | Immunohistochemistry on sections of paraffin-embedded tissue.(Unpublished Mayo method) | 1 to 3 days | Until staining is complete. | This test has been cleared, approved, or is exempt by the US Food and Drug Administration and is used per manufacturer's instructions. Performance characteristics were verified by Mayo Clinic in a manner consistent with CLIA requirements. | 88342-TC, primary88341-TC, if additional IHC | Keratin (AE1/AE3) IHC, Tech Only | Order only;no result | 70805 | Keratin (AE1/AE3) IHC, Tech Only | Bill only; no result
KRTCA | Keratin (CAM 5.2) Immunostain, Technical Component Only | Aiding in the identification of cells expressing low-molecular-weight cytokeratins (CK7 and CK8) | Immunohistochemistry (IHC) | Yes | Keratin (CAM 5.2) IHC, Tech Only | For the initial technical component only immunohistochemical (IHC) stain performed, the appropriate bill-only test ID will be reflexed and charged (IHTOI). For each additional technical component only IHC stain performed, an additional bill-only test ID will be reflexed and charged (IHTOA). | Supplies:Immunostain Technical Only Envelope (T693) Specimen Type:Tissue Container/Tube:Immunostain Technical Only Envelope Preferred:2 Unstained positively charged glass slide (25- x 75- x 1-mm) per test ordered; sections 4-microns thick. Acceptable:Formalin-fixed, paraffin-embedded tissue block |  | The keratin antibody clone CAM 5.2 reacts with the low molecular weight (LMW) cytokeratins CK8 and CK7. All simple (one-layered, polar) epithelial cells contain the paired CK8 and CK18, representing the primary (constitutive) CKs of simple epithelia. These LMW CKs are the only ones found in some simple epithelium (hepatocytes, pancreatic acini, most endocrine cells, and proximal renal tubules). CAM 5.2 reacts with cells in a filamentous pattern within the cytoplasm. |  | This test does not include pathologist interpretation, only technical performance of the stain. If interpretation is required, order PATHC / Pathology Consultation for a full diagnostic evaluation or second opinion of the case. The positive and negative controls are verified as showing appropriate immunoreactivity. If a control tissue is not included on the slide, a scanned image of the relevant quality control tissue is available upon request; call 855-516-8404. Interpretation of this test should be performed in the context of the patient's clinical history and other diagnostic tests by a qualified pathologist. | Age of a cut paraffin section can affect immunoreactivity. Stability thresholds vary widely among published literature and are antigen dependent. Best practice is for paraffin sections to be cut within 6 weeks. | 1. Listrom MB, Dalton LW. Comparison of keratin monoclonal antibodies MAK-6, AE1:AE3, and CAM-5.2. Am J Clin Pathol. 1987;88(3):297-301 2. Morice WG, Ferreiro JA. Distinction of basaloid squamous cell carcinoma from adenoid cystic and small cell undifferentiated carcinoma by immunohistochemistry. Hum Pathol. 1998;29(6):609-612 3. Poston RN, Sidhu YS. Diagnosing tumours on routine surgical sections by immunohistochemistry: Use of cytokeratin, common leucocyte, and other markers. J Clin Pathol. 1986;39(5):514-523 4. Magaki S, Hojat SA, Wei B, So A, Yong WH. An introduction to the performance of immunohistochemistry. Methods Mol Biol. 2019;1897:289-298. doi:10.1007/978-1-4939-8935-5_25 | Immunohistochemistry on sections of paraffin-embedded tissue.(Unpublished Mayo method) | 1 to 3 days | Until staining is complete. | This test has been cleared, approved, or is exempt by the US Food and Drug Administration and is used per manufacturer's instructions. Performance characteristics were verified by Mayo Clinic in a manner consistent with CLIA requirements. | 88342-TC, primary88341-TC, if additional IHC | Keratin (CAM 5.2) IHC, Tech Only | Order only;no result | 70806 | Keratin (CAM 5.2) IHC, Tech Only | Bill only; no result
KRTOS | Keratin (OSCAR) Immunostain, Technical Component Only | Aids in determining primary site in carcinomas of unknown origin | Immunohistochemistry | Yes | Keratin (OSCAR) IHC, Tech Only | For the initial technical component only immunohistochemical (IHC) stain performed, the appropriate bill-only test ID will be reflexed and charged (IHTOI). For each additional technical component only IHC stain performed, an additional bill-only test ID will be reflexed and charged (IHTOA). | Supplies:Immunostain Technical Only Envelope (T693) Specimen Type:Tissue Container/Tube:Immunostains Technical Only Envelope Preferred:2 Unstained positively charged glass slide (25- x 75- x 1-mm) per test ordered; sections 4-microns thick. Acceptable:Formalin-fixed, paraffin-embedded tissue block |  | The OSCAR cytokeratin antibody covers a wide spectrum of molecular weights; similar in expression pattern to CAM5.2, with greater coverage of high molecular weight range (eg, squamous epithelium). In normal tonsil, the squamous epithelium shows strong staining, and fibroblastic reticulum cells in interfollicular regions show weaker staining. Diagnostically, antikeratin antibodies are usually applied as part of a panel to determine cell lineage of poorly differentiated malignant tumors. |  | This test does not include pathologist interpretation, only technical performance of the stain. If interpretation is required, order PATHC / Pathology Consultation for a full diagnostic evaluation or second opinion of the case. The positive and negative controls are verified as showing appropriate immunoreactivity. If a control tissue is not included on the slide, a scanned image of the relevant quality control tissue is available upon request; call 855-516-8404. Interpretation of this test should be performed in the context of the patient's clinical history and other diagnostic tests by a qualified pathologist. | Age of a cut paraffin section can affect immunoreactivity. Stability thresholds vary widely among published literature and are antigen-dependent. Best practice is for paraffin sections to be cut within 6 weeks. | 1. Gown AM, Yaziji H, Barry TS, et al. OACAR, a novel broad anti-cytokeratin monoclonal antibody optimized for diagnostic immunohistochemistry. Poster, United States and Canadian Academy of Pathology Annual Meeting 2003 2. Magaki S, Hojat SA, Wei B, So A, Yong WH. An introduction to the performance of immunohistochemistry. Methods Mol Biol. 2019;1897:289-298. doi:10.1007/978-1-4939-8935-5_25 | Immunohistochemistry on sections of paraffin-embedded tissue.(Unpublished Mayo method) | 1 to 3 days | Until staining is complete. | This test has been cleared, approved, or is exempt by the US Food and Drug Administration and is used per manufacturer's instructions. Performance characteristics were verified by Mayo Clinic in a manner consistent with CLIA requirements. | 88342-TC, primary88341-TC, if additional IHC | Keratin (OSCAR) IHC, Tech Only | Order only;no result | 70807 | Keratin (OSCAR) IHC, Tech Only | Bill only; no result
KRT19 | Keratin 19 (KRT19) Immunostain, Technical Component Only | Aids in the identification of cells expressing low molecular weight cytokeratin (KRT19) | Immunohistochemistry (IHC) | Yes | Keratin 19 IHC, Tech Only | For the initial technical component only immunohistochemical (IHC) stain performed, the appropriate bill-only test ID will be reflexed and charged (IHTOI). For each additional technical component only IHC stain performed, an additional bill-only test ID will be reflexed and charged (IHTOA). | Supplies:Immunostain Technical Only Envelope (T693) Specimen Type:Tissue Container/Tube:Immunostains Technical Only Envelope Preferred:2 Unstained positively charged glass slides (25- x 75- x 1-mm) per test ordered; sections 4-microns thick. Acceptable:Formalin-fixed, paraffin-embedded tissue block |  | Cytokeratin19 (KRT19) is a low molecular weight cytoskeletal protein expressed in simple epithelium, transitional epithelium, and a few complex epithelia (myoepithelium, basal epithelium). Anti-KRT19 is useful in carcinomas with ductal or glandular differentiation. |  | This test does not include pathologist interpretation, only technical performance of the stain. If interpretation is required, order PATHC / Pathology Consultation for a full diagnostic evaluation or second opinion of the case. The positive and negative controls are verified as showing appropriate immunoreactivity. If a control tissue is not included on the slide, a scanned image of the relevant quality control tissue is available upon request; call 855-516-8404. Interpretation of this test should be performed in the context of the patient's clinical history and other diagnostic tests by a qualified pathologist. | Age of a cut paraffin section can affect immunoreactivity. Stability thresholds vary widely among published literature and are antigen dependent. Best practice is for paraffin sections to be cut within 6 weeks. | 1. Jain R, Fischer S, Serra S, Chetty R. The use of cytokeratin 19 (CK19) immunohistochemistry in lesions of the pancreas, gastrointestinal tract, and liver. Appl Immunohistochem Mol Morphol. 2010;18(1):9-152. Nasr MR, Mukhopadhyay S, Zhang S, Katzenstein AL. Immunohistochemical markers in diagnosis of papillary thyroid carcinoma: Utility of HBME1 combined with CK19 immunostaining. Mod Pathol. 2006;19:1631-16373. Prasad ML, Pellegata NS, Huang Y, et al. Galectin-3, fibronectin-1, CITED-1, HBME1 and cytokeratin-19 immunohistochemistry is useful for the differential diagnosis of thyroid tumors. Mod Pathol. 2005;18(1):48-574. Van Eyken P, Sciot R, Paterson A, et al. Cytokeratin expression in hepatocellular carcinoma: an immunohistochemical study. Hum Pathol. 1988;19(5):562-568 5. Magaki S, Hojat SA, Wei B, So A, Yong WH. An introduction to the performance of immunohistochemistry. Methods Mol Biol. 2019;1897:289-298. doi:10.1007/978-1-4939-8935-5_25 | Immunohistochemistry on sections of paraffin-embedded tissue.(Unpublished Mayo method) | 1 to 3 days | Until staining is complete. | This test has been cleared, approved, or is exempt by the US Food and Drug Administration and is used per manufacturer's instructions. Performance characteristics were verified by Mayo Clinic in a manner consistent with CLIA requirements. | 88342-TC, primary88341-TC, if additional IHC | Keratin 19 IHC, Tech Only | Order only;no result | 70802 | Keratin 19 IHC, Tech Only | Bill only; no result
KRT20 | Keratin 20 (KRT20) Immunostain, Technical Component Only | Aids in determining the primary site in carcinomas of unknown origin | Immunohistochemistry (IHC) | Yes | Keratin 20 IHC, Tech Only | For the initial technical component only immunohistochemical (IHC) stain performed, the appropriate bill-only test ID will be reflexed and charged (IHTOI). For each additional technical component only IHC stain performed, an additional bill-only test ID will be reflexed and charged (IHTOA). | Supplies:Immunostain Technical Only Envelope (T693) Specimen Type:Tissue Container/Tube:Immunostains Technical Only Envelope Preferred:2 Unstained positively charged glass slides (25- x 75- x 1-mm) per test ordered; sections 4-microns thick. Acceptable:Formalin-fixed, paraffin-embedded tissue block |  | Cytokeratin 20 stains the cytoplasm of epithelial cells in a granular or filamentous pattern or may appear membrane associated (cytoskeletal) with expression primarily restricted to the epithelium of the lower gastrointestinal tract, urothelium, and Merkel-cells. When used together, cytokeratin 7 and cytokeratin 20 may be useful as an aid in determining primary site in carcinomas of unknown origin. Cytokeratin 20 is usually positive in colon carcinomas. |  | This test does not include pathologist interpretation, only technical performance of the stain. If interpretation is required, order PATHC / Pathology Consultation for a full diagnostic evaluation or second opinion of the case. The positive and negative controls are verified as showing appropriate immunoreactivity. If a control tissue is not included on the slide, a scanned image of the relevant quality control tissue is available upon request; call 855-516-8404. Interpretation of this test should be performed in the context of the patient's clinical history and other diagnostic tests by a qualified pathologist. | Age of a cut paraffin section can affect immunoreactivity. Stability thresholds vary widely among published literature and are antigen dependent. Best practice is for paraffin sections to be cut within 6 weeks. | 1. Berezowski K, Stastny JF, Kornstein MJ. Cytokeratins 7 and 20 and carcinoembryonic antigen in ovarian and colonic carcinoma. Mod Pathol. 1996;9(4):426-429 2. Bobos M, Hytiroglou P, Kostopoulos I, et al. Immunohistochemical distinction between merkel cell carcinoma and small cell carcinoma of the lung. Am J Dermatopath. 2006;28(2):99-104 3. Campbell F, Herrington CS. Application of cytokeratin 7 and 20 immunohistochemistry to diagnostic pathology. Curr Diagn Pathol. 2001;7:113-122 4. Chan JK, Suster S, Wenig BM, et al. Cytokeratin 20 immunoreactivity distinguishes Merkel cell (primary cutaneous neuroendocrine) carcinomas and salivary gland small cell carcinomas from small cell carcinomas of various sites. Am J Surg Pathol. 1997;21(2):226-234 5. Chu P, Wu E, Weiss LM. Cytokeratin 7 and cytokeratin 20 expression in epithelial neoplasms: a survey of 435 cases. Mod Pathol. 2000;13(9):962-972 6. Magaki S, Hojat SA, Wei B, So A, Yong WH. An introduction to the performance of immunohistochemistry. Methods Mol Biol. 2019;1897:289-298. doi:10.1007/978-1-4939-8935-5_25 | Immunohistochemistry on sections of paraffin-embedded tissue.(Unpublished Mayo method) | 1 to 3 days | Until staining is complete. | This test has been cleared, approved, or is exempt by the US Food and Drug Administration and is used per manufacturer's instructions. Performance characteristics were verified by Mayo Clinic in a manner consistent with CLIA requirements. | 88342-TC, primary88341-TC, if additional IHC | Keratin 20 IHC, Tech Only | Order only;no result | 70803 | Keratin 20 IHC, Tech Only | Bill only; no result
KRT5 | Keratin 5 (KRT5) Immunostain, Technical Component Only | Differentiation of mesothelioma and squamous cell carcinoma versus adenocarcinoma | Immunohistochemistry (IHC) | Yes | KRT5 IHC, Tech Only | For the initial technical component only immunohistochemical (IHC) stain performed, the appropriate bill-only test ID will be reflexed and charged (IHTOI). For each additional technical component only IHC stain performed, an additional bill-only test ID will be reflexed and charged (IHTOA). | Supplies: Immunostain Technical Only Envelope (T693) Specimen Type: Tissue Container/Tube: Immunostains Technical Only Envelope Preferred: 2 Unstained positively charged glass slide (25- x 75- x 1-mm) per test ordered; sections 4-microns thick. Acceptable: Formalin-fixed, paraffin-embedded tissue block |  | Keratin 5 is a type II cytokeratin that dimerizes with the type I cytokeratin 14 forming intermediate filaments in the basal layer of the epidermis. Squamous epithelium of normal skin stains in a cytoplasmic pattern with keratin 5. Keratin 5 is usually positive in mesotheliomas and negative in adenocarcinomas, making it useful in separating mesotheliomas from pulmonary adenocarcinomas. |  | This test does not include pathologist interpretation, only technical performance of the stain. If interpretation is required, order PATHC / Pathology Consultation for a full diagnostic evaluation or second opinion of the case. The positive and negative controls are verified as showing appropriate immunoreactivity. If a control tissue is not included on the slide, a scanned image of the relevant quality control tissue is available upon request; call 855-516-8404. Interpretation of this test should be performed in the context of the patient's clinical history and other diagnostic tests by a qualified pathologist. | Age of a cut paraffin section can affect immunoreactivity. Stability thresholds vary widely among published literature and are antigen dependent. Best practice is for paraffin sections to be cut within 6 weeks. | 1. Boecker W, Stenman G, Loening T, et al. Squamous/epidermoid differentiation in normal breast and salivary gland tissues and their corresponding tumors originate from p63/K5/14-positive progenitor cells. Virchows Arch. 2015;466(1):21-36 2. Chu PG, Weiss LM. Expression of cytokeratin 5/6 in epithelial neoplasms: an immunohistochemical study of 509 cases. Mod Pathol. 2002;15(1):6-10 3. Kaufmann O, Fietze E, Mengs J, Dietel M. Value of p63 and cytokeratin 5/6 as immunohistochemical markers for the differential diagnosis of poorly differentiated and undifferentiated carcinomas. Am J Clin Pathol. 2001;116(6):823-830 4. Miettinen M, Sarlomo-Rikala M. Expression of calretinin, thrombomodulin, keratin 5, and mesothelin in lung carcinomas of different types: an immunohistochemical analysis of 596 tumors in comparison with epithelioid mesotheliomas of the pleura. Am J Surg Pathol. 2003;27(2):150-158 5. Magaki S, Hojat SA, Wei B, So A, Yong WH. An introduction to the performance of immunohistochemistry. Methods Mol Biol. 2019;1897:289-298. doi:10.1007/978-1-4939-8935-5_25 | Immunohistochemistry on sections of paraffin-embedded tissue.(Unpublished Mayo method) | 1 to 3 days | Until staining is complete. | This test has been cleared, approved, or is exempt by the US Food and Drug Administration and is used per manufacturer's instructions. Performance characteristics were verified by Mayo Clinic in a manner consistent with CLIA requirements. | 88342-TC, primary88341-TC, if additional IHC | KRT5 IHC, Tech Only | Order only;no result | 607000 | KRT5 IHC, Tech Only | Bill only; no result
KRT7 | Keratin 7 (KRT7) Immunostain, Technical Component Only | Aiding in determining the primary site in carcinomas of unknown origin | Immunohistochemistry (IHC) | Yes | Keratin 7 IHC, Tech Only | For the initial technical component only immunohistochemical (IHC) stain performed, the appropriate bill-only test ID will be reflexed and charged (IHTOI). For each additional technical component only IHC stain performed, an additional bill-only test ID will be reflexed and charged (IHTOA). | Supplies:Immunostain Technical Only Envelope (T693) Specimen Type:Tissue Container/Tube:Immunostains Technical Only Envelope Preferred:2 Unstained positively charged glass slides (25- x 75- x 1-mm) per test ordered; sections 4-microns thick. Acceptable:Formalin-fixed, paraffin-embedded tissue block |  | Keratin 7 (KRT7) stains the cytoplasm of epithelial cells in a granular or filamentous pattern or may appear membrane associated (cytoskeletal). In normal tissues, KRT7 is found in a large number of cell types including many ductal and glandular epithelia (biliary and pancreatic ducts, lung alveoli, breast, ovary, endometrium, renal collecting ducts, urothelium, thyroid, placental trophoblasts, and mesothelium). When used together, KRT7 and KRT20 may be useful as an aid in determining the primary site in carcinomas of unknown origin. |  | This test does not include pathologist interpretation, only technical performance of the stain. If interpretation is required, order PATHC / Pathology Consultation for a full diagnostic evaluation or second opinion of the case. The positive and negative controls are verified as showing appropriate immunoreactivity. If a control tissue is not included on the slide, a scanned image of the relevant quality control tissue is available upon request; call 855-516-8404. Interpretation of this test should be performed in the context of the patient's clinical history and other diagnostic tests by a qualified pathologist. | Age of a cut paraffin section can affect immunoreactivity. Stability thresholds vary widely among published literature and are antigen dependent. Best practice is for paraffin sections to be cut within 6 weeks. | 1. Bayrak R, Haltas H, Yenidunya S. The value of CDX2 and cytokeratins 7 and 20 expression in differentiating colorectal adenocarcinomas from extraintestinal gastrointestinal adenocarcinomas: cytokeratin 7-/20+ phenotype is more specific than CDX2 antibody. Diagn Pathol. 2012;7:9-19 2. Campbell F, Herrington CS. Application of cytokeratin 7 and 20 immunohistochemistry to diagnostic pathology. Curr Diagn Pathol. 2001;7:113-122 3.Jin L, Liu Y, Wang X, Qi X. Immunohistochemical analysis and comparison of Napsin A, TTF1, SPA and CK7 expression in primary lung adenocarcinoma. Biotech Histochem. 2018;93(5):364-372 4. Magaki S, Hojat SA, Wei B, So A, Yong WH. An introduction to the performance of immunohistochemistry. Methods Mol Biol. 2019;1897:289-298. doi:10.1007/978-1-4939-8935-5_25 | Immunohistochemistry on sections of paraffin-embedded tissue.(Unpublished Mayo method) | 1 to 3 days | Until staining is complete. | This test has been cleared, approved, or is exempt by the US Food and Drug Administration and is used per manufacturer's instructions. Performance characteristics were verified by Mayo Clinic in a manner consistent with CLIA requirements. | 88342-TC, primary88341-TC, if additional IHC | Keratin 7 IHC, Tech Only | Order only;no result | 70800 | Keratin 7 IHC, Tech Only | Bill only; no result
FKEMS | Ketamine and Metabolite Screen, Plasma |  | High Performance Liquid Chromatography/Tandem Mass Spectrometry (LC-MS/MS) | Yes | Ketamine and Metabolite Screen, P | Confirmation test, Ketamine and Metabolite Confirmation (FKETC), will be performed, if appropriate, at an additional charge. | ***Must submit one specimen per order. Specimens cannot be shared between multiple orders.*** Specimen Type:Plasma Collection Container/Tube:Lavender-top or pink top (EDTA) Submission Container/Tube:Plastic vial Specimen Volume:3 mL Collection Instructions: 1. Draw blood in an EDTA (lavender top or pink top) tube(s).Plasma gel tube is not acceptable. 2. Centrifuge and send 3 mL of plasma refrigerated in a preservative-free plastic vial. | 0.9 mL |  | Reporting limit determined each analysis Units: ng/mL Norketamine: None Detected The intravenous administration of 2 mg/kg of Ketamine followed by continuous infusion of 41 mcg/kg/minute produced an average steady-state plasma concentration of 2200 ng Ketamine/mL and an average peak Norketamine level of 1050 ng/mL which occurred near the end of the 3 hour infusion. Ketamine: None Detected Reported levels during anesthesia: 500-6500 ng/mL |  |  |  |  | 6-12 days |  | This test was developed and its performance characteristics determined by NMS Labs. It has not been cleared or approved by the U.S. Food and Drug Administration. | 80307-Screen80357-Confirmation, if appropriate | Ketamine and Metabolite Screen, P | Not Provided | Z6036 | Ketamine | 42922-5
KETGP | Ketone Disorders Gene Panel, Varies | Follow up for abnormal biochemical results suggestive of a ketone disorder Establishing a molecular diagnosis for patients with ketone disorders Identifying variants within genes known to be associated with ketone disorders, allowing for predictive testing of at-risk family members | Sequence Capture and Targeted Next-Generation Sequencing followed by Polymerase Chain Reaction (PCR) and Sanger Sequencing. | Yes | Ketone Disorders Gene Panel | For skin biopsy or cultured fibroblast specimens, fibroblast culture testing will be performed at an additional charge. If viable cells are not obtained, the client will be notified. | Patient Preparation:A previous bone marrow transplant from an allogenic donor will interfere with testing. For instructions for testing patients who have received a bone marrow transplant, call 800-533-1710. Submit only 1 of the following specimens: Specimen Type:Whole blood Container/Tube:Lavender top (EDTA) or yellow top (ACD) Specimen Volume:3 mL Collection Instructions: 1. Invert several times to mix blood. 2. Send whole blood specimen in original tube.Do not aliquot. Specimen Stability Information:Ambient (preferred) 4 days/Refrigerated 14 days Specimen Type: Skin biopsy Supplies: Fibroblast Biopsy Transport Media (T115) Container/Tube: Sterile container with any standard cell culture media (eg, minimal essential media, RPMI 1640). The solution should be supplemented with 1% penicillin and streptomycin. Specimen Volume: 4-mm punch Specimen Stability Information: Refrigerated (preferred)/Ambient Additional Information:A separate culture charge will be assessed under CULFB / Fibroblast Culture for Biochemical or Molecular Testing. An additional 3 to 4 weeks is required to culture fibroblasts before genetic testing can occur. SpecimenType: Cultured fibroblast Container/Tube: T-25 flask SpecimenVolume: 2 Flasks CollectionInstructions: Submit confluent cultured fibroblast cells from a skin biopsy from another laboratory. Cultured cells from a prenatal specimen will not be accepted. Specimen Stability Information: Ambient (preferred)/Refrigerated (<24 hours) Additional Information:A separate culture charge will be assessed under CULFB / Fibroblast Culture for Biochemical or Molecular Testing. An additional 3 to 4 weeks is required to culture fibroblasts before genetic testing can occur. Specimen Type: Blood spot Supplies:Card-Blood Spot Collection (Filter Paper) (T493) Container/Tube: Preferred: Collection card (Whatman Protein Saver 903 Paper) Acceptable: PerkinElmer 226 (formerly Ahlstrom 226) filter paper or blood spot collection card Specimen Volume: 5 Blood spots Collection Instructions: 1. An alternative blood collection option for a patient older than 1 year is a fingerstick. For detailed instructions, seeHow to Collect Dried Blood Spot Samples. 2. Let blood dry on the filter paper at ambient temperature in a horizontal position for a minimum of 3 hours. 3. Do not expose specimen to heat or direct sunlight. 4. Do not stack wet specimens. 5. Keep specimen dry. Specimen Stability Information:Ambient (preferred)/Refrigerated Additional Information: 1. Due to lower concentration of DNA yielded from blood spot, it is possible that additional specimen may be required to complete testing. 2. For collection instructions, seeBlood Spot Collection Instructions 3. For collection instructions in Spanish, seeBlood Spot Collection Card-Spanish Instructions(T777) 4. For collection instructions in Chinese, seeBlood Spot Collection Card-Chinese Instructions(T800) Specimen Type:Saliva Patient Preparation:Patient should not eat, drink, smoke, or chew gum 30 minutes prior to collection. Supplies:Saliva Swab Collection Kit (T786) Specimen Volume:1 Swab Collection Instructions:Collect and send specimen per kit instructions. Specimen Stability Information:Ambient 30 days Additional Information:Due to lower concentration of DNA yielded from saliva, it is possible that additional specimen may be required to complete testing. | See Specimen Required | Ketones are a chemical energy source used by tissues when glucose is low. Disorders of impaired ketone body metabolism include beta-ketothiolase (BKT) deficiency and succinyl-CoA:3-ketoacid CoA transferase (SCOT) deficiency. Disorders of ketogenesis are mitochondrial 3-hydroxy-3-methyglutaric acid CoA (HMG-CoA) synthase (mHS) and HMG-CoA lyase (HL) deficiencies. BKT deficiency is caused by impaired activity of the enzyme acetoacetyl-CoA thiolase. Individuals with BKT deficiency are typically asymptomatic at birth, and symptoms are likely to develop from 6 to 18 months of age with illness or fasting, which appear as episodes of decompensation and severe ketoacidosis, vomiting, dehydration, and lethargy. Children are usually asymptomatic between episodes. SCOT deficiency is a more severe ketone utilization disorder, as all experience recurrent ketoacidotic episodes, and most individuals have chronic ketosis. About 50% of infants with SCOT deficiency present in the first week of life, and the remaining 50% present between 6 to 24 months of age. mHS deficiency is due to reduced activity of a mitochondrial enzyme mHS. Infants with mHS deficiency have episodes of hypoketotic hypoglycemia, which can progress to coma. In mHS deficiency, there is no diagnostic pattern of organic acids in urine. The only biochemical diagnostic test is enzyme assay of mHS in liver. HL deficiency is due to reduced activity of mitochondrial and peroxisomal enzyme HL. Infants and children with HL deficiency also experience hypoketotic hypoglycemic episodes, and long-term impacts of these episodes can include epilepsy, intellectual disability, and white matter changes in the brain, usually due to hypoglycemia. Urine organic acids of individuals with HL are characteristic and demonstrate high levels of HMG and leucine metabolites. All 4 of these ketone disorders are inherited in an autosomal recessive manner. BKT deficiency is caused by variants inACAT1, and SCOT deficiency is caused by variants in theOCT1. HMG-CoA synthase deficiency is due to variants inHMGCS2, and HMG-CoA lyase deficiency is due to variants inHMGCL. An additional disorder that impacts ketone metabolism and is included in this panel is monocarboxylate transporter 1 deficiency, due to 2 variants inSLC16A1and resulting in severe episodes of ketoacidosis with illness or fasting. Treatment for these ketone disorders involves avoidance of fasting and provision of oral or intravenous carbohydrate to correct hypoglycemia and ketoacidosis. Long term neurologic sequelae occur in some individuals and are a consequence of hypoglycemia during ketoacidotic episodes. Urine organic acids (OAU / Organic Acids Screen, Random, Urine) and plasma acylcarnitine profile (ACRN / Acylcarnitines, Quantitative, Plasma) are the recommended first-tier tests for assessment of ketone disorders. However, as these may be normal in all but severe BKT deficiency, molecular genetic testing is a rapid and effective tool to diagnose individuals with ketone disorder. | An interpretive report will be provided. | All detected alterations are evaluated according to American College of Medical Genetics and Genomics recommendations.(1) Variants are classified based on known, predicted, or possible pathogenicity and reported with interpretive comments detailing their potential or known significance. | Clinical Correlations: Test results should be interpreted in the context of clinical findings, family history, and other laboratory data. Misinterpretation of results may occur if the information provided is inaccurate or incomplete. If testing was performed because of a clinically significant family history, it is often useful to first test an affected family member. Detection of at least one reportable variant in an affected family member would allow for more informative testing of at-risk individuals. To discuss the availability of additional testing options or for assistance in the interpretation of these results, contact the Mayo Clinic Laboratories genetic counselors at 800-533-1710. Technical Limitations: Next-generation sequencing may not detect all types of genomic variants. In rare cases, false-negative or false-positive results may occur. The depth of coverage may be variable for some target regions; assay performance below the minimum acceptable criteria or for failed regions will be noted. Given these limitations, negative results do not rule out the diagnosis of a genetic disorder. If a specific clinical disorder is suspected, evaluation by alternative methods can be considered. There may be regions of genes that cannot be effectively evaluated by sequencing or deletion and duplication analysis as a result of technical limitations of the assay, including regions of homology, high guanine-cytosine (GC) content, and repetitive sequences. Confirmation of select reportable variants will be performed by alternate methodologies based on internal laboratory criteria. This test is validated to detect 95% of deletions up to 75 base pairs (bp) and insertions up to 47 bp.Deletions-insertions (delins)of 40 or more bp, including mobile element insertions, may be less reliably detected than smallerdelins. Deletion/Duplication Analysis: This analysis targets single and multi-exon deletions/duplications; however, in some instances single exon resolution cannot be achieved due to isolated reduction in sequence coverage or inherent genomic complexity. Balanced structural rearrangements (such as translocations and inversions) may not be detected. This test is not designed to detect low levels of mosaicism or to differentiate between somatic and germline variants. If there is a possibility that any detected variant is somatic, additional testing may be necessary to clarify the significance of results. Genes may be added or removed based on updated clinical relevance. For detailed information regarding gene specific performance and technical limitations, see Method Description or contact a laboratory genetic counselor. If the patient has had an allogeneic hematopoietic stem cell transplant or a recent heterologous blood transfusion, results may be inaccurate due to the presence of donor DNA. Call Mayo Clinic Laboratories for instructions for testing patients who have received a bone marrow transplant. Reclassification of Variants: Currently, it is not standard practice for the laboratory to systematically review previously classified variants on a regular basis. The laboratory encourages healthcare providers to contact the laboratory at any time to learn how the classification of a particular variant may have changed over time. Due to broadening genetic knowledge, it is possible that the laboratory may discover new information of relevance to the patient. Should that occur, the laboratory may issue an amended report. Variant Evaluation: Evaluation and categorization of variants is performed using published American College of Medical Genetics and Genomics and the Association for Molecular Pathology recommendations as a guideline. Other gene-specific guidelines may also be considered. Variants are classified based on known, predicted, or possible pathogenicity and reported with interpretive comments detailing their potential or known significance. Variants classified as benign or likely benign are not reported. Multiple in silico evaluation tools may be used to assist in the interpretation of these results. The accuracy of predictions made by in silico evaluation tools is highly dependent upon the data available for a given gene, and periodic updates to these tools may cause predictions to change over time. Results from in silico evaluation tools should be interpreted with caution and professional clinical judgment. Rarely, incidental or secondary findings may implicate another predisposition or presence of active disease. These findings will be carefully reviewed to determine whether they will be reported. | 1. Richards S, Aziz N, Bale S, et al. Standards and guidelines for the interpretation of sequence variants: a joint consensus recommendation of the American College of Medical Genetics and Genomics and the Association for Molecular Pathology. Genet Med. 2015;17(5):405-424. 2. Mitchell GA, Fukao T: Inborn errors of ketone body metabolism. In: Valle D, Antonarakis S, Ballabio A, Beaudet A, Mitchell GA. eds. The Online Metabolic and Molecular Bases of Inherited Disease McGraw-Hill Education; 2019. Accessed March 8,2024. Available at http://ommbid.mhmedical.com/content.aspx?bookid=2709&sectionid=225087757 3. Hori T, Yamaguchi S, Shinkaku H, et al. Inborn errors of ketone body utilization. Pediatr Int. 2015;57(1):41-48 4. Fukao T, Mitchell G, Sass JO, Hori T, Orii K, Aoyama Y. Ketone body metabolism and its defects. J Inherit Metab Dis. 2014;37(4):541-551 | Next-generation sequencing (NGS) and Sanger sequencing are performed to test for the presence of variants in coding regions and intron/exon boundaries of the genes analyzed, as well as some other regions that have known disease-causing variants. The human genome reference GRCh37/hg19 build was used for sequence read alignment. At least 99% of the bases are covered at a read depth over 30X. Sensitivity is estimated to be over 99% for single nucleotide variants, over 94% for deletions/insertions (delins) less than 40 base pairs (bp), and over 95% for deletions up to 75 bp and insertions up to 47 bp. NGS and/or a polymerase chain reaction based quantitative method is performed to test for the presence of deletions and duplications in the genes analyzed. There may be regions of genes that cannot be effectively evaluated by sequencing or deletion and duplication analysis as a result of technical limitations of the assay, including regions of homology, high guanine-cytosine (GC) content, and repetitive sequences. SeeTargeted Genes and Methodology Details for Ketone Disorders Gene Panelfor details regarding the targeted genes analyzed and the specific gene regions not routinely covered.(Unpublished Mayo method) Genes analyzed:ACAA2,ACAT1,ACAT2,AKT2,BDH1,HMGCL,HMGCS2,OXCT1, andSLC16A1. | 21 to 28 days | Whole blood: 2 weeks (if available); Extracted DNA: 3 months; Blood spots/Saliva: 1 month | This test was developed and its performance characteristics determined by Mayo Clinic in a manner consistent with CLIA requirements. It has not been cleared or approved by the US Food and Drug Administration. | 8147988233-Tissue culture, skin, solid tissue biopsy (if appropriate)88240-Cryopreservation (if appropriate) | Ketone Disorders Gene Panel | 105262-0 | 608703 | Released By | 18771-6
SKETC | Ketones, Urine | Screening for the presence of ketoacidosis | Dipstick | Yes | Ketone, QL, U | Urine | Container/Tube:Plastic urine container Specimen Volume:20 mL Collection Instructions: 1. Collect a random urine specimen. 2. No preservative. | 2 mL | The body normally metabolizes fats to carbon dioxide and water. Inadequate carbohydrate in the diet or defects in carbohydrate metabolism or absorption cause the body to metabolize fatty acids. Ketones (acetoacetic acid, acetone, and beta-hydroxybutyric acid) are produced during fat metabolism and are excreted in urine. Patients with untreated or inadequately treated diabetes mellitus are unable to efficiently utilize glucose due to insufficient insulin. Under these conditions, large amounts of fatty acids are metabolized, and abnormal amounts of ketones are excreted in the urine (ketonuria). Increased ketones may occur during physiological stress conditions such as fasting, starvation, pregnancy, strenuous exercise, fever, frequent vomiting, anorexia, and some inborn errors of metabolism. | Negative | Detection of ketones in the urine of a diabetic is significant and indicates a change in insulin dosage or other alteration in treatment is necessary. Ketones may appear in urine in large amounts before serum ketone is elevated. | False positive results (trace or less) may occur with highly pigmented urine specimens or those containing large amounts of levodopa metabolites. Compounds such as mesna (2-mercaptoethane sulfonic acid) that contain sulfhydryl groups may cause false positive results or an atypical color reaction. | 1. Free HM: Modern Urine Chemistry Manual. Bayer Corp; 1996:47-49 2. Morton A: Review article: Ketoacidosis in the emergency department. Emerg Med Australas. 2020 Jun;32(3):371-376. doi: 10.1111/1742-6723.13503 | The Clinitek Status+ analyzer is a reflectance spectrophotometer that analyzes the intensity and color of the light reflected from the reagent areas. No calculations are required.(Package insert: Multistix 10 SG Reagent Strip. AN30516J. Siemens; Rev, 02/2011) | 1 day | 2 days | This test has been cleared, approved, or is exempt by the US Food and Drug Administration and is used per manufacturer's instructions. Performance characteristics were verified by Mayo Clinic in a manner consistent with CLIA requirements. | 81003 | Ketone, QL, U | 50557-8 | SKETC | Ketone, QL, U | 50557-8
KI67 | Ki-67 (MIB-1) Immunostain, Technical Component Only | A marker of proliferation in neoplasms | Immunohistochemistry (IHC) | Yes | Ki-67 (MIB-1) IHC, Tech Only | For the initial technical component only immunohistochemical (IHC) stain performed, the appropriate bill-only test ID will be reflexed and charged (IHTOI). For each additional technical component only IHC stain performed, an additional bill-only test ID will be reflexed and charged (IHTOA). | Supplies:Immunostain Technical Only Envelope (T693) Specimen Type:Tissue Container/Tube:Immunostains Technical Only Envelope Preferred:2 Unstained positively charged glass slides (25- x 75- x 1-mm) per test ordered; sections 4-microns thick. Acceptable:Formalin-fixed, paraffin-embedded tissue block |  | Ki-67 (antibody clone MIB-1) is a nuclear protein playing a pivotal role in maintaining cell proliferation. Ki-67 is present in all non-G0 phases of the cell cycle. Beginning in the mid-G1, the level increases through S and G2 to reach a peak in M phase. In the end of M phase, it is rapidly catabolized. Ki-67 has been employed as a marker of proliferation and, hence, prognosis in neoplasms of many types, such as malignant lymphomas, prostatic and breast adenocarcinomas, astrocytic neoplasms, and soft tissue neoplasms. |  | This test does not include pathologist interpretation, only technical performance of the stain. If interpretation is required, order PATHC / Pathology Consultation for a full diagnostic evaluation or second opinion of the case. The positive and negative controls are verified as showing appropriate immunoreactivity. If a control tissue is not included on the slide, a scanned image of the relevant quality control tissue is available upon request; call 855-516-8404. Interpretation of this test should be performed in the context of the patient's clinical history and other diagnostic tests by a qualified pathologist. | Age of a cut paraffin section can affect immunoreactivity. Stability thresholds vary widely among published literature and are antigen-dependent. Best practice is for paraffin sections to be cut within 6 weeks. | 1. Yerushalmi R, Woods R, Ravdin PM et al. Ki67 in breast cancer: prognostic and predictive potential. Lancet. 2010;11:174-183 2. Leonardo E, Volante M, Barbareschi M, et al. Cell membrane reactivity of MIB-1 antibody to Ki67 in human tumors: fact or artifact? Appl Immunohistochem Mol Morphol. 2007;15(2):220-223 3. Potemski P, Pluciennik E, Bednarek AK, et al. Ki-67 expression in operable breast cancer: a comparative study of immunostaining and a real-time RT-PCR assay. Pathol Res Pract. 2006;202:491-495 4. Li R, Heydon K, Hammond ME, et al. Ki-67 staining index predicts distant metastasis and survival in locally advanced prostate cancer treated with radiotherapy: an analysis of patients in Radiation Therapy Oncology Group Protocol 86-10. Clin Cancer Res. 2004;10:4118-4124 5. Trihia H, Murray S, Price K, et al. Ki-67 expression in breast carcinoma-its association with grading systems, Clinical parameters, and other prognostic factors-a surrogate marker? Cancer. 2003;97(5):1321-1331 6. Magaki S, Hojat SA, Wei B, So A, Yong WH. An introduction to the performance of immunohistochemistry. Methods Mol Biol. 2019;1897:289-298. doi:10.1007/978-1-4939-8935-5_25 | Immunohistochemistry on sections of paraffin-embedded tissue.(Unpublished Mayo method) | 1 to 3 days | Until staining is complete | This test was developed and its performance characteristics determined by Mayo Clinic in a manner consistent with CLIA requirements. It has not been cleared or approved by the US Food and Drug Administration. | 88342-Primary88341-If additional IHC | Ki-67 (MIB-1) IHC, Tech Only | Order only;no result | 70793 | Ki-67 (MIB-1) IHC, Tech Only | Bill only; no result
KI67B | Ki-67(MIB-1), Breast, Quantitative Immunohistochemistry, Automated | Determining proliferation of tumor cells in paraffin-embedded tissue blocks from patients diagnosed with breast carcinoma | Immunohistochemistry, Automated Quantitation | Yes | Ki67 Breast IHC Automated | Cases that are not able to be scanned for automated analysis will be changed to the manual process for analysis. | Supplies:Pathology Packaging Kit (T554) Specimen Type: Preferred:Formalin-fixed, paraffin-embedded tissue block containing invasive or metastatic breast carcinoma Acceptable:2 Unstained sections, containing invasive or metastatic breast carcinoma, on charged slides cut at 4 microns less than 1 month ago. Tissue on the slides should have been fixed in 10% neutral buffered formalin. Also send one hematoxylin and eosin-stained slide if possible. Submission Container/Tube:Pathology Packaging Kit Collection Instructions:Submit paraffin-embedded invasive or metastatic breast carcinoma tissue. Additional Information:Paraffin block will be returned with the final report. |  | Ki-67 (MIB-1 clone) is a monoclonal antibody that reacts with cells undergoing DNA synthesis by binding to the Ki-67 antigen, a marker known to be expressed only in proliferating cells. By measuring the amount of tumor cells expressing Ki-67, an estimate of DNA synthesis can be determined. Studies suggest that Ki-67 (MIB-1) analysis of paraffin-embedded tissue specimens may provide useful prognostic and predictive information in various tumor types. | Varies by tumor type; values reported from 0% to 100% | Results will be reported as a percentage of tumor cells staining positive for Ki-67 (MIB-1). Quantitative Ki-67 (MIB-1) results should be interpreted within the clinical context for which the test was ordered. The scoring method using Aiforia artificial intelligence for image analysis was developed and validated in the Biomarker and Image Analysis Laboratory, Department of Laboratory Medicine and Pathology, Mayo Clinic (see Method Description). | The paraffin block analyzed must be representative of the patient's tumor. Test results should be interpreted in the context of clinical findings and other laboratory data. | 1. Urruticoechea A, Smith IE, Dowsett M: Proliferation marker Ki-67 in early breast cancer. J Clin Oncol 2005 Oct 1;23(28):7212-7220 2. de Azambuja E, Cardoso F, de Castro G, et al: Ki-67 as prognostic marker in early breast cancer: a meta-analysis of published studies involving 12,155 patients. Br J Cancer 2007 May 21;96(10):1504-1513 3. Nielsen TO, Leung SCY, Rimm DL, et al: Assessment of Ki67 in breast cancer: updated recommendations from the International Ki67 in Breast Cancer Working Group.J Natl Cancer Inst. 2021 Jul 1;113(7):808-819. doi: 10.1093/jnci/djaa201 4. Zhang A, Wang X, Fan C, et al: The role of Ki67 in evaluating neoadjuvant endocrine therapy of hormone receptor-positive breast cancer. Front. Endocrinol. 2021 Nov 3;12:687244 5. Polewski MD, Nielsen GB, Gu Y, et al: A standardized investigational Ki-67 immunohistochemistry assay used to assess high-risk early breast cancer patients in the monarchE Phase3 Clinical Study identifies a population with greater risk of disease recurrence when treated with endocrine therapy alone. Appl Immunohistochem Mol Morphol. 2022 Apr 1;30(4):237-245. doi: 10.1097/PAI.0000000000001009 | A 4 micron-thick section is cut from the paraffin block. The section is stained with an immunoperoxidase method using the monoclonal antibody Ki-67 (MIB-1 clone). This is the paraffin nuclear epitope to the Ki-67 antigen. Any nucleus that has an antigen-antibody complex will cause the bright-field, brown chromogen, diaminobenzidine (DAB), to precipitate onto it. All nuclei, both DAB positive and negative, are counterstained with diluted hematoxylin. Ki-67 (MIB-1)-stained slides are scanned using the Leica Aperio GT450 digital scanner. The captured digital image is analyzed in Aiforia by an artificial intelligence algorithm. The Aiforia software renders a percentage of positive-staining tumor nuclei. A technologist reviews the analyzed digital image and ensures at least 80% of the total invasive or metastatic cancer is analyzed appropriately. The Aiforia data and corresponding slide are reviewed by a pathologist for final interpretation.(Unpublished Mayo method) | 4 to 6 days | 1 week after results are reported. Material made at Mayo Clinic may be retained at Mayo Clinic indefinitely. | This test was developed and its performance characteristics determined by Mayo Clinic in a manner consistent with CLIA requirements. It has not been cleared or approved by the US Food and Drug Administration. | 88361 | Ki67 Breast IHC Automated | 85330-9 | 71841 | Case Number | 80398-1
KIBM | Ki-67(MIB-1), Breast, Semi-Quantitative Immunohistochemistry, Manual | Determining proliferation of tumor cells in paraffin-embedded tissue blocks from patients diagnosed with breast carcinoma | This is not an orderable test. Order PATHC / Pathology Consultation. The consultant will determine the need for special stains. Immunohistochemistry, Manual Semi-Quantitation | Yes | Ki67 Breast IHC Manual | Special | This is not an orderable test. Order PATHC / Pathology Consultation. The consultant will determine the need for special stains. Supplies:Pathology Packaging Kit (T554) Specimen Type: Preferred:Formalin-fixed, paraffin-embedded tissue block containing invasive or metastatic breast carcinoma Acceptable:2 unstained sections, containing invasive or metastatic breast carcinoma, on charged slides cut at 4 microns <1 month ago. Tissue on the slides should have been fixed in 10% neutral buffered formalin. Submission Container/Tube:Pathology Packaging Kit (T554) Collection Instructions:Submit paraffin-embedded invasive or metastatic breast carcinoma tissue. Additional Information:Paraffin block will be returned with the final report. |  | Ki-67 (MIB-1 clone) is a monoclonal antibody that reacts with cells undergoing DNA synthesis by binding to the Ki-67 antigen, a marker known to be expressed only in proliferating cells. By measuring the amount of tumor cells expressing Ki-67, an estimate of DNA synthesis can be determined. Studies suggest that Ki-67 (MIB-1) analysis of paraffin-embedded tissue specimens may provide useful prognostic information in various tumor types. | This is not an orderable test. Order PATHC / Pathology Consultation. The consultant will determine the need for special stains. Varies by tumor type; values reported from 0% to 100% | Results will be reported as a percentage of tumor cells staining positive for Ki-67(MIB-1). Quantitative Ki-67 (MIB-1) results should be interpreted within the clinical context for which the test was ordered. | The paraffin block analyzed must be representative of the patient's tumor. Test results should be interpreted in the context of clinical findings and other laboratory data. | 1. Urruticoechea A, Smith IE, Dowsett M: Proliferation marker Ki-67 in early breast cancer. J Clin Oncol 2005 Oct 1;23(28):7212-7220 2. de Azambuja E, Cardoso F, de Castro G Jr, et al: Ki-67 as prognostic marker in early breast cancer: a meta-analysis of published studies involving 12,155 patients. Br J Cancer 2007 May 21;96(10):1504-1513 | A 4-micron thick section is cut from the paraffin block. The section is stained with an immunoperoxidase method using the monoclonal antibody Ki-67 (MIB-1 clone). This is the paraffin nuclear epitope to the Ki-67 antigen. Any nucleus that has an antigen-antibody complex will cause the bright-field, brown chromogen, diaminobenzidine (DAB), to precipitate onto it. All nuclei, both DAB positive and negative, are counterstained with diluted hematoxylin.(Unpublished Mayo method) | 4 to 6 days | Until 1 week after results are reported | This test was developed and its performance characteristics determined by Mayo Clinic in a manner consistent with CLIA requirements. It has not been cleared or approved by the US Food and Drug Administration. | 88360 | Ki67 Breast IHC Manual | 85330-9 | 71844 | Case Number | 80398-1
KINET | Ki-67(MIB-1), Gastrointestinal/Pancreatic Neuroendocrine Tumors, Quantitative Immunohistochemistry, Automated | Determining proliferation of tumor cells in paraffin-embedded tissue blocks from patients diagnosed with neuroendocrine tumors of the pancreas or gastrointestinal tract including metastases | Immunohistochemistry, Automated Quantitation, Hot-Spot Technique | Yes | Ki67 GI/Pancreas NET IHC Automated | Cases that are not able to be scanned for automated analysis will be changed to the manual process for analysis. | Supplies:Pathology Packaging Kit (T554) Specimen Type: Preferred:Formalin-fixed, paraffin-embedded tissue block containing neuroendocrine tumor of the pancreas or gastrointestinal (GI) tract including metastases. Acceptable:2 unstained sections, containing neuroendocrine tumor of the pancreas or GI tract including metastases, on charged slides cut at 4 microns <1 month ago. Tissue on the slides should have been fixed in 10% neutral buffered formalin. Submission Container/Tube:Pathology Packaging Kit Collection Instructions:Submit formalin-fixed, paraffin-embedded tissue block. Additional Information:Paraffin block will be returned with the final report. |  | Ki-67(MIB-1 clone) is a monoclonal antibody that reacts with cells undergoing DNA synthesis by binding to the Ki-67 antigen, a marker known to be expressed only in proliferating cells. By measuring the amount of tumor cells expressing Ki-67, an estimate of DNA synthesis can be determined. Studies suggest that Ki-67(MIB-1) analysis of paraffin-embedded tissue specimens may provide useful prognostic information in various tumor types. | Varies by tumor type; values reported from 0% to 100% | Results will be reported as a percentage of tumor cells staining positive for Ki-67(MIB-1). Quantitative Ki-67(MIB-1) results should be interpreted within the clinical context for which the test was ordered. The scoring method using Aiforia artificial intelligence for image analysis was developed and validated in the Biomarker and Image Analysis Laboratory, Department of Laboratory Medicine and Pathology, Mayo Clinic (see Method Description). | The paraffin block analyzed must be representative of the patient's tumor. Test results should be interpreted in the context of clinical findings and other laboratory data. | 1. La Rosa S. Diagnostic, Prognostic, and Predictive Role of Ki67 Proliferative Index in Neuroendocrine and Endocrine Neoplasms: Past, Present, and Future. Endocr Pathol. 2023;34(1):79-97. doi:10.1007/s12022-023-09755-3 2. Nagtegaal ID, Odze RD, Klimstra D, et al. The 2019 WHO classification of tumours of the digestive system. Histopathology. 2020;76(2):182-188. doi:10.1111/his.13975 | A 4-micron thick section is cut from the paraffin block. The section is stained with an immunoperoxidase method using the monoclonal antibody Ki-67 (MIB-1 clone). This is the paraffin nuclear epitope to the Ki-67 antigen. Any nucleus that has an antigen-antibody complex will cause the bright-field, brown chromogen, diaminobenzidine (DAB), to precipitate onto it. All nuclei, both DAB-positive and -negative, are counterstained with diluted hematoxylin. Ki-67 (MIB-1)-stained slides are scanned using the Leica Aperio GT450 digital scanner. The captured digital image is analyzed using a validated AI (Artificial Intelligence) algorithm by Aiforia that calculates the percentage of positive staining tumor nuclei. The Aiforia data and corresponding slide are reviewed by a pathologist for final interpretation.(Unpublished Mayo method) | 4 to 6 days | 1 week after results are reported; Material made at Mayo Clinic may be retained at Mayo Clinic indefinitely. | This test was developed and its performance characteristics determined by Mayo Clinic in a manner consistent with CLIA requirements. It has not been cleared or approved by the US Food and Drug Administration. | 88361 | Ki67 GI/Pancreas NET IHC Automated | 29593-1 | 71842 | Case Number | 80398-1
KINM | Ki-67(MIB-1), Gastrointestinal/Pancreatic Neuroendocrine Tumors, Quantitative Immunohistochemistry, Manual | Determining proliferation of tumor cells in paraffin-embedded tissue blocks from patients diagnosed with neuroendocrine tumors of the pancreas or gastrointestinal tract including metastases | This is not an orderable test. Order PATHC / Pathology Consultation. The consultant will determine the need for special stains. Immunohistochemistry, Semi- Quantitation, Hot-Spot Technique | Yes | Ki67 GI/Pancreas NET IHC Manual | Includes pathology consultation charged separately. | This is not an orderable test. Order PATHC / Pathology Consultation. The consultant will determine the need for special stains. Supplies:Pathology Packaging Kit (T554) Specimen Type: Preferred:Formalin-fixed, paraffin-embedded tissue block containing neuroendocrine tumor of the pancreas or gastrointestinal (GI) tract including metastases. Acceptable:2 unstained sections, containing neuroendocrine tumor of the pancreas or GI tract including metastases, on charged slides cut at 4 microns <1 month ago. Tissue on the slides should have been fixed in 10% neutral buffered formalin. Submission Container/Tube:Pathology Packaging Kit Collection Instructions:Submit formalin-fixed, paraffin-embedded tissue block Additional Information:Paraffin block will be returned with the final report. |  | Ki-67(MIB-1 clone) is a monoclonal antibody that reacts with cells undergoing DNA synthesis by binding to the Ki-67 antigen, a marker known to be expressed only in proliferating cells. By measuring the amount of tumor cells expressing Ki-67, an estimate of DNA synthesis can be determined. Studies suggest that Ki-67(MIB-1) analysis of paraffin-embedded tissue specimens may provide useful prognostic information in various tumor types. | This is not an orderable test. Order PATHC / Pathology Consultation. The consultant will determine the need for special stains. Varies by tumor type; values reported from 0% to 100% | Results will be reported as a percentage of tumor cells staining positive for Ki-67(MIB-1). Semi-quantitative Ki-67(MIB-1) results should be interpreted within the clinical context for which the test was ordered. | The paraffin block analyzed must be representative of the patient's tumor. Test results should be interpreted in the context of clinical findings and other laboratory data | 1. La Rosa S. Diagnostic, Prognostic, and Predictive Role of Ki67 Proliferative Index in Neuroendocrine and Endocrine Neoplasms: Past, Present, and Future. Endocr Pathol. 2023;34(1):79-97. doi:10.1007/s12022-023-09755-3 2. Nagtegaal ID, Odze RD, Klimstra D, et al. The 2019 WHO classification of tumours of the digestive system. Histopathology. 2020;76(2):182-188. doi:10.1111/his.13975 | A 4-micron thick section is cut from the paraffin block. The section is stained with an immunoperoxidase method using the monoclonal antibody Ki-67 (MIB-1 clone). This is the paraffin nuclear epitope to the Ki-67 antigen. Any nucleus that has an antigen-antibody complex will cause the bright-field, brown chromogen, diaminobenzidine (DAB), to precipitate onto it. All nuclei, both DAB-positive and -negative, are counterstained with diluted hematoxylin.(Unpublished Mayo method) | 4 to 6 days | 1 week after results are reported. Material made at Mayo Clinic may be retained at Mayo Clinic indefinitely. | This test was developed and its performance characteristics determined by Mayo Clinic in a manner consistent with CLIA requirements. It has not been cleared or approved by the US Food and Drug Administration. | 88360 | Ki67 GI/Pancreas NET IHC Manual | 29593-1 | 71845 | Case Number | 80398-1
KI67P | Ki-67(MIB-1), Pulmonary, Quantitative Immunohistochemistry, Automated | Determining proliferation of tumor cells in paraffin-embedded tissue blocks from patients diagnosed with carcinoid or atypical carcinoid of the lung including metastases | Immunohistochemistry, Automated Quantitation, Hot-Spot Technique | Yes | Ki67 Pulmonary IHC Automated | Cases that are unable to be scanned for automated analysis will be changed to KIPM / Ki-67(MIB-1), Pulmonary, Quantitative Immunohistochemistry, Manual. | Supplies:Pathology Packaging Kit (T554) Specimen Type: Preferred:Formalin-fixed, paraffin-embedded tissue block containing carcinoid/atypical carcinoid tumor of the lung including metastases. Acceptable:2 Unstained sections containing carcinoid/atypical carcinoid tumor of the lung including metastases on charged slides cut at 4 microns <1 month ago. Tissue on the slides should have been fixed in 10% neutral buffered formalin. Container/Tube:Pathology Packaging Kit Collection Instructions:Submit formalin-fixed, paraffin-embedded tissue block. Additional Information:Paraffin block will be returned with the final report. |  | Ki-67(MIB-1 clone) is a monoclonal antibody that reacts with cells undergoing DNA synthesis by binding to the Ki-67 antigen, a marker known to be expressed only in proliferating cells. By measuring the amount of tumor cells expressing Ki-67, an estimate of DNA synthesis can be determined. Studies suggest that Ki-67(MIB-1) analysis of paraffin-embedded tissue specimens may provide useful prognostic information in various tumor types. | Varies by tumor type; values reported from 0% to 100% | Results will be reported as a percentage of tumor cells staining positive for Ki-67(MIB-1). Quantitative Ki-67(MIB-1) results should be interpreted within the clinical context for which the test was ordered. The scoring method using Aiforia artificial intelligence for image analysis was developed and validated in the Biomarker and Image Analysis Laboratory, Department of Laboratory Medicine and Pathology, Mayo Clinic (see Method Description). | The paraffin block analyzed must be representative of the patient's tumor. Test results should be interpreted in the context of clinical findings and other laboratory data. | 1. Boland JM, Kroneman TN, Jenkins SM, et al. Ki-67 Labeling index in pulmonary carcinoid tumors: Comparison between small biopsy and resection using tumor tracing and hot spot methods. Arch Pathol Lab Med. 2020;144(8):982-990 2. La Rosa S. Diagnostic, Prognostic, and Predictive Role of Ki67 Proliferative Index in Neuroendocrine and Endocrine Neoplasms: Past, Present, and Future. Endocr Pathol. 2023;34(1):79-97. doi:10.1007/s12022-023-09755-3 | A 4-micron thick section is cut from the paraffin block. The section is stained with an immunoperoxidase method using the monoclonal antibody Ki-67 (MIB-1 clone). This is the paraffin nuclear epitope to the Ki-67 antigen. Any nucleus that has an antigen-antibody complex will cause the bright-field, brown chromogen, diaminobenzidine (DAB), to precipitate onto it. All nuclei, both DAB-positive and -negative, are counterstained with diluted hematoxylin. Ki-67(MIB-1)-stained slides are scanned using the Leica Aperio GT450 digital scanner. The captured digital image is analyzed using a validated AI (Artificial Intelligence) algorithm by Aiforia that calculates the percentage of positive staining tumor nuclei. The Aiforia data and corresponding slide are reviewed by a pathologist for final interpretation.(Unpublished Mayo method) | 4 to 6 days | 1 week after results are reported. Material made at Mayo Clinic may be retained at Mayo Clinic indefinitely. | This test was developed and its performance characteristics determined by Mayo Clinic in a manner consistent with CLIA requirements. It has not been cleared or approved by the US Food and Drug Administration. | 88361 | Ki67 Pulmonary IHC Automated | In Process | 72137 | Case Number | 80398-1
KIPM | Ki-67(MIB-1), Pulmonary, Quantitative Immunohistochemistry, Manual | Determining proliferation of tumor cells in paraffin-embedded tissue blocks from patients diagnosed with carcinoid or atypical carcinoid of the lung including metastases, using a manual method | Only orderable as a reflex. For more information see KI67P / Ki-67 (MIB-1), Pulmonary, Quantitative Immunohistochemistry, Automated. Immunohistochemistry, Semi- Quantitation, Hot-Spot Technique | Yes | Ki67 Pulmonary IHC Manual | Special | Only orderable as a reflex. For more information see KI67P / Ki-67 (MIB-1), Pulmonary, Quantitative Immunohistochemistry, Automated. Supplies:Pathology Packaging Kit (T554) Specimen Type: Preferred:Formalin-fixed, paraffin-embedded tissue block containing carcinoid/atypical carcinoid of the lung including metastases. Acceptable:2 Unstained sections on charged slides cut at 4 microns <1 month ago. Tissue on the slides should have been fixed in 10% neutral buffered formalin. Container/Tube:Pathology Packaging Kit Collection Instructions: 1. Submit formalin-fixed, paraffin-embedded tissue block. 2.Attach the green pathology address label included in the kit to the outside of the transport container. Additional Information:Paraffin block will be returned with the final report. |  | Ki-67(MIB-1 clone) is a monoclonal antibody that reacts with cells undergoing DNA synthesis by binding to the Ki-67 antigen, a marker known to be expressed only in proliferating cells. By measuring the amount of tumor cells expressing Ki-67, an estimate of DNA synthesis can be determined. Studies suggest that Ki-67(MIB-1) analysis of paraffin-embedded tissue specimens may provide useful prognostic information in various tumor types. | Only orderable as a reflex. For more information see KI67P / Ki-67 (MIB-1), Pulmonary, Quantitative Immunohistochemistry, Automated. Varies by tumor type; values reported from 0% to 100% | Results will be reported as a percentage of tumor cells staining positive for Ki-67(MIB-1). Semi-quantitative Ki-67(MIB-1) results should be interpreted within the clinical context for which the test was ordered. | The paraffin block analyzed must be representative of the patient's tumor. Test results should be interpreted in the context of clinical findings and other laboratory data. | 1. Boland JM, Kroneman TN, Jenkins SM, et al. Ki-67 Labeling index in pulmonary carcinoid tumors: comparison between small biopsy and resection using tumor tracing and hot spot methods. Arch Pathol Lab Med. 2020;144(8):982-990. doi:10.5858/arpa.2019-0374-OA 2. La Rosa S. Diagnostic, Prognostic, and Predictive Role of Ki67 Proliferative Index in Neuroendocrine and Endocrine Neoplasms: Past, Present, and Future. Endocr Pathol. 2023;34(1):79-97. doi:10.1007/s12022-023-09755-3 | A 4-micron thick section is cut from the paraffin block. The section is stained with an immunoperoxidase method using the monoclonal antibody Ki-67 (MIB-1 clone). This is the paraffin nuclear epitope to the Ki-67 antigen. Any nucleus that has an antigen-antibody complex will cause the bright-field, brown chromogen, diaminobenzidine (DAB), to precipitate onto it. All nuclei, both DAB-positive and -negative, are counterstained with diluted hematoxylin.(Unpublished Mayo method) | 4 to 6 days | 1 week after results are reported. Material made at Mayo Clinic may be retained at Mayo Clinic indefinitely | This test was developed and its performance characteristics determined by Mayo Clinic in a manner consistent with CLIA requirements. It has not been cleared or approved by the US Food and Drug Administration. | 88360 | Ki67 Pulmonary IHC Manual | In Process | 72143 | Case Number | 80398-1
KIMEL | Ki67 + Melan A Immunostain, Technical Component Only | Ki67 is a marker of proliferation in neoplasms Melan A aids in the identification of melanoma | Immunohistochemistry (IHC) | Yes | Ki67+Melan A IHC, Tech Only | For the initial technical component only immunohistochemical (IHC) stain performed, the appropriate bill-only test ID will be reflexed and charged (IHTOI). For each additional technical component only IHC stain performed, an additional bill-only test ID will be reflexed and charged (IHTOA). | Supplies:Immunostain Technical Only Envelope (T693) Specimen Type:Tissue Container/Tube:Immunostains Technical Only Envelope Preferred:2 Unstained positively charged glass slides (25- x 75- x 1-mm) per test ordered; sections 4-microns thick. Acceptable:Formalin-fixed, paraffin-embedded tissue block |  | Ki-67 (clone MIB-1) is a nuclear protein (detected by the chromogen DAB) playing a pivotal role in maintaining cell proliferation. Ki-67 is present in late G1-, S-, M-, and G2-phases of the cell cycle. Cells in the G0 (quiescent) phase are negative for this protein. Melan-A or melanoma antigen recognized by T cells (MART-1) (detected by the chromogen Fast Red) is expressed in the cytoplasm of melanocytes. It is a sensitive and specific marker for the diagnosis of melanoma. Melan A is also found in other tumors of melanocytic origin, such as clear cell sarcoma, melanotic neurofibroma, melanotic schwannoma, as well as in perivascular epithelioid cell tumor. Melan A (clone A103) cross-reacts with steroid hormone-producing cells and tumors. Consequently, adrenocortical adenomas/carcinomas and sex cord-stromal tumors of the ovary and testis may exhibit staining. |  | This test does not include pathologist interpretation, only technical performance of the stain. If interpretation is required, order PATHC / Pathology Consultation for a full diagnostic evaluation or second opinion of the case. The positive and negative controls are verified as showing appropriate immunoreactivity. If a control tissue is not included on the slide, a scanned image of the relevant quality control tissue is available upon request; call 855-516-8404. Interpretation of this test should be performed in the context of the patient's clinical history and other diagnostic tests by a qualified pathologist. | Age of a cut paraffin section can affect immunoreactivity. Stability thresholds vary widely among published literature and are antigen-dependent. Best practice is for paraffin sections to be cut within 6 weeks. | 1. Puri PK, Valdes CL, Burchette JL, et al. Accurate identification of proliferative index in melanocytic neoplasms with Melan-A/Ki-67 double stain. J Cutan Pathol. 2010;37(9):1010-1012 2. Nielsen PS, Riber-Hansen R, Steiniche T. Immunohistochemical double stains against Ki67/MART1 and HMB45/MITF: promising diagnostic tools in melanocytic lesions. Am J Dermatopathol. 2011;33(4):361-370 3. Nielsen PS, Riber-Hansen R, Jensen TO, et al. Proliferation indices of phosphohistone H3 and Ki67: strong prognostic markers in a consecutive cohort with stage I/II melanoma. Mod Pathol. 2013;26:404-413 4. Magaki S, Hojat SA, Wei B, So A, Yong WH. An introduction to the performance of immunohistochemistry. Methods Mol Biol. 2019;1897:289-298. doi:10.1007/978-1-4939-8935-5_25 | Immunohistochemistry on sections of paraffin-embedded tissue.(Unpublished Mayo method) | 1 to 3 days | Until staining is complete. | This test has been cleared, approved, or is exempt by the US Food and Drug Administration and is used per manufacturer's instructions. Performance characteristics were verified by Mayo Clinic in a manner consistent with CLIA requirements. | 88344-TC | Ki67+Melan A IHC, Tech Only | Order only;no result | 70795 | Ki67+Melan A IHC, Tech Only | Bill only; no result
KIDBN | Kidney Bean (Red), IgE, Serum | Establishing the diagnosis of an allergy to red kidney bean Defining the allergen responsible for eliciting signs and symptoms Identifying allergens: -Responsible for allergic response and/or anaphylactic episode -To confirm sensitization prior to beginning immunotherapy -To investigate the specificity of allergic reactions to insect venom allergens, drugs, or chemical allergens Testing for IgE antibodies isnot usefulin patients previously treated with immunotherapy to determine if residual clinical sensitivity exists, or in patients in whom the medical management does not depend upon identification of allergen specificity. | Fluorescence Enzyme Immunoassay (FEIA) | Yes | Kidney Bean (Red), IgE | Serum | Collection Container/Tube: Preferred:Serum gel Acceptable:Red top Submission Container/Tube:Plastic vial Specimen Volume:0.5 mL for every 5 allergens requested Collection Instructions:Centrifuge and aliquot serum into a plastic vial. | For 1 allergen: 0.3 mL More than 1 allergen: (0.05 mL x number of allergens) + 0.25 mL dead space | Clinical manifestations of immediate hypersensitivity (allergic) diseases are caused by the release of proinflammatory mediators (histamine, leukotrienes, and prostaglandins) from IgE-sensitized effector cells (mast cells and basophils) when cell-bound IgE antibodies interact with an allergen. In vitro serum testing for IgE antibodies provides an indication of the immune response to allergens that may be associated with allergic disease. The allergens chosen for testing often depend upon the age of the patient, history of allergen exposure, season of the year, and clinical manifestations. In individuals predisposed to develop allergic disease, the sequence of sensitization and clinical manifestations proceed as follows: eczema and respiratory disease (rhinitis and bronchospasm) in infants and children less than 5 years due to food sensitivity (milk, egg, soy, and wheat proteins) followed by respiratory disease (rhinitis and asthma) in older children and adults due to sensitivity to inhalant allergens (dust mite, mold, and pollen inhalants). | Class,IgE kU/L,Interpretation, 0,<0.10,Negative, 0/1,0.10-0.34,Borderline/equivocal, 1,0.35-0.69,Equivocal, 2,0.70-3.49,Positive, 3,3.50-17.4,Positive, 4,17.5-49.9,Strongly positive, 5,50.0-99.9,Strongly positive, 6,> or =100,Strongly positive, | Detection of IgE antibodies in serum (class 1 or greater) indicates an increased likelihood of allergic disease as opposed to other etiologies and defines the allergens that may be responsible for eliciting signs and symptoms. The level of IgE antibodies in serum varies directly with the concentration of IgE antibodies expressed as a class score or kU/L. | Some individuals with clinically insignificant sensitivity to allergens may have measurable levels of IgE antibodies in serum, and test results must be interpreted in the clinical context. False-positive results for IgE antibodies may occur in patients with markedly elevated serum IgE (>2500 kU/L) due to nonspecific binding to allergen solid phases. | Homburger HA, Hamilton RG: Allergic diseases. In: McPherson RA, Pincus MR, eds. Henry's Clinical Diagnosis and Management by Laboratory Methods. 23rd ed.Elsevier; 2017:1057-1070 | Specific IgE from the patient's serum reacts with the allergen of interest, which is covalently coupled to an ImmunoCAP. After washing away nonspecific IgE, enzyme-labeled anti-IgE antibody is added to form a complex. After incubation, unbound anti-IgE is washed away, and the bound complex incubated with a developing agent. After stopping the reaction, the fluorescence of the eluate is measured. Fluorescence is proportional to the amount of specific IgE present in the patient's sample (ie, the higher the fluorescence value, the more IgE antibody is present).(Package insert: ImmunoCAP System Specific IgE FEIA. Phadia; Rev 06/2020) | Same day/1 to 3 days | 14 days | This test was developed and its performance characteristics determined by Mayo Clinic in a manner consistent with CLIA requirements. It has not been cleared or approved by the US Food and Drug Administration. | 86003 | Kidney Bean (Red), IgE | 7129-0 | KIDBN | Kidney Bean (Red), IgE | 7129-0
KIDST | Kidney Stone Analysis | Managing patients with recurrent renal calculi (kidney stones) | Infrared Spectrum Analysis | Yes | Kidney Stone Analysis | Upon arrival in the performing laboratory, all stone specimens and the containers in which they are received will be inspected. Prior to analysis, stones must be clean and dry. | Supplies:Stone Analysis Collection Kit (T550) Sources:Bladder, kidney, prostatic, renal, or urinary Specimen Volume:Entire dried calculi specimen Collection Instructions: 1. Have patient collect specimen using thePatient Collection Instructions for Kidney Stones. 2. For detailed instructions on kidney stone preparation and packaging, seeKidney Stone Packaging Instructions. 3. Prepare stone by cleaning any blood or foreign material from the stone with deionized water. 4. Place stone on a clean filter or paper towel and let dry at ambient temperature for a minimum of 24 hours. 5.Do not place stone directly in a bag.If specimen is received in a bag, either transfer stone into a screw-capped, plastic container or place bag containing stone in a screw-capped, plastic container. 6. Indicate source of specimen on the outside of the container (eg, left kidney, bladder, right ureter). 7. Repeat steps 2 through 5 for each stone received. Specimen Stability Information: Ambient (preferred) 2 years/Refrigerated 1 year/Frozen 1 year | Entire stone | The composition of urinary stones may vary from a simple crystal to a complex mixture containing several different species of crystals. The composition of the nidus (center) may be entirely different from that of the peripheral layers. Eighty percent of patients with kidney stones have a history of recurrent stone formation. Knowledge of stone composition can be useful to guide therapy of patients with recurrent stone formation. Treatment of urinary calculi is complex.(1) In an overly simplified format, the following patterns are often treated as follows: -Hyperuricuria and predominately uric acid stones: Alkalinize urine to increase uric acid solubility -Hypercalciuria and predominately hydroxyapatite stones: Acidify urine to increase calcium solubility However, treatment also depends on urine pH and urine phosphate, sulfate, oxalate, and citrate concentrations. -Hyperoxaluria and calcium oxalate stones: Increase daily fluid intake and consider reduction of daily calcium However, daily requirements for calcium to maintain good bone formation complicate the treatment. -Magnesium ammonium phosphate stones (struvite): Investigate and treat urinary tract infection. | The presence of a kidney stone is abnormal. A quantitative report will be provided after analysis. | The interpretation of stone analysis results is complex and beyond the scope of this text. For more information see the second Clinical Reference. Calcium oxalate stones: -Production of calcium oxalate stones consisting of oxalate dihydrate indicates that the stone is newly formed, and current urine constituents can be used to assess the importance of supersaturation. -Production of calcium oxalate stones consisting of oxalate monohydrate indicates an old (>2 months since formed) stone, and current urine composition may not be meaningful. Magnesium ammonium phosphate stones (struvite): -Production of magnesium ammonium phosphate stones (struvite) indicates that the cause of stone formation was infection. -Treatment of the infection is the only way to inhibit further stone formation. Ephedrine/guaifenesin stones: -Certain herbal and over-the-counter preparations (eg, Mah Jung) contain high levels of ephedrine and guaifenesin. Excessive consumption of these products can lead to the formation of ephedrine/guaifenesin stones. | No significant cautionary statements | 1.Mandel NS, Mandel IC, Kolbach-Mandel AM: Accurate stone analysis: the impact on disease and treatment. Urolithiasis. 2017 Feb;45(1):3-9. doi: 10.1007/s00240-016-0943-0 2. Smith LH: In: Schrier RW, Gottscholk CW, eds. Diseases of the Kidney. 4th ed. Little, Brown and Company; 1987:chap 25 3.Lieske JC, Segura JW: Evaluation and medical management of kidney stones. In: Potts JM, ed: Essential Urology: A Guide to Clinical Practice. Humana Press; 2004:117-152 4.Lieske JC: Pathophysiology and evaluation of obstructive uropathy. In: Smith AD, Gopal Badlani B, Bagley D, et al. Smith's Textbook of Endourology. 2nd ed. BC Decker Inc; 2007:101-106 | Representative specimens are taken from all identifiable layers of the calculus (stone). Each specimen is crushed into a fine powder. An infrared spectrum of each specimen is recorded, and the resulting spectrum compared against reference spectra of all known calculus components. This procedure allows for accurate analyses of complex crystal mixtures as well as the hydration state of each crystal type.(Hesse A, Bach D: Stone analysis by infrared spectroscopy. In: Rose GA, ed: Urinary Stones: Critical and Laboratory Aspects. University Park Press; 1982;Gambaro G. Croppi E, Coe F, Consensus Conference Group, et al. Metabolic diagnosis and medical prevention of calcium nephrolithiasis and its systemic manifestations: a consensus statement. J Nephrol.2016 Dec;29(6):715-734) | 4 to 6 days | 7 days | This test was developed and its performance characteristics determined by Mayo Clinic in a manner consistent with CLIA requirements. It has not been cleared or approved by the US Food and Drug Administration. | 82365 | Kidney Stone Analysis | 74446-6 | 618163 | Result Comment | 77202-0
KKBRP | Kingella kingae, Molecular Detection, PCR, Blood | Aiding in the diagnosis ofKingella kingaeinfectionusing whole blood specimens | Real-Time Polymerase Chain Reaction (PCR) | Yes | Kingella kingae PCR, B | Whole Blood EDTA | The high sensitivity of amplification by polymerase chain reaction requires the specimen to be processed in an environment in which contamination of the specimen byKingella kingaeDNA is unlikely. Container/Tube: Preferred:Lavender top (EDTA) Acceptable:Royal blue top (EDTA), pink top (EDTA), or sterile vial containing EDTA-derived aliquot Specimen Volume:1 mL Collection Instructions:Send specimen in original tube(preferred). | 0.5 mL | Kingella kingaeisa fastidious short gram-negative bacillus that may colonize the oropharynx of young children. Colonization may occasionally lead to invasive disease via hematogenous dissemination, primarily in children younger than 4 years of age. This most commonly results in bone and joint infection;K kingaeis the most frequent cause of osteomyelitis and septic arthritis in children aged 6 to 36 months.K kingaemay also cause endocarditis, involving both native and prosthetic valves, in patients of any age and is considered part of the HACEK (Haemophilusspecies,Aggregatibacterspecies,Cardiobacterium hominis,Eikenella corrodens, andKingellaspecies) group of organisms, known for causing culture-negative endocarditis.K kingaeproduces a repeat-in-toxin (RTX) toxin. Diagnosis ofK kingaeinfection may be challenging due to the fastidious nature of the organism in culture. Evaluation of blood by polymerase chain reaction is a useful tool for the diagnosis of some cases ofK kingaeinfection. | Not applicable | A positive result indicates the presence ofKingella kingaeDNA. A negative result indicates the absence of detectableK kingaeDNA, but it does not negate the presence of the organism and may occur due to inhibition of polymerase chain reaction, sequence variability underlying primers or probes, or the presence ofK kingaeDNAin quantities less than the limit of detection of the assay. | Test results should be used as an aid in diagnosis. A single assay should not be used as the only criteria to form a clinical conclusion, but results should be correlated with patient symptoms and clinical presentation. A negative result does not negate the presence of the organism or active disease. This assay does not detect species ofKingellaother thankingaeornegevensis(see Supportive Data). This assay cross-reacts withKingella negevensis.(1) | 1. El Houmami N, Bzdreng J, Durand GA, et al: Molecular tests that target the RTX locus do not distinguish between Kingella kingae and the recently described Kingella negevensis species. J Clin Microbiol. 2017 Oct;55(10):3113-3122 2. Murphy TF: Moraxella catarrhalis, Kingella, and other gram-negative cocci. In: Bennett JE. Dolin R, Blaser MJ, eds. Mandell, Douglas, and Bennett's Principles and Practice of Infectious Diseases. 9th ed. Elsevier; 2020:chap 213 3. Zbinden R: Aggregatibacter, Capnocytophaga, Eikenella, Kingella, Pasteurella, and other fastidious or rarely encountered gram-negative rods. In: Jorgensen JH, Carroll KC, Funke G, Pfaller MA, eds. Manual of Clinical Microbiology. 11th ed. ASM Press; 2015:652-666 4.Yagupsky P: Kingella kingae: carriage, transmission, and disease. Clin Microbiol Rev. 2015 Jan;28(1):54-79 5. Madigan T, Cunningham SA, Ramanan P, et al: Real-time PCR assay for detection of Kingella kingae in children. J Pediatr Infect Dis. 2018;13(3):216-233. doi: 10.1055/s-0038-1641603 | Nucleic acid is extracted from the specimen using the automated MagNA Pure instrument. Target specific primers are used to amplify therxtBgene region ofKingella kingae; amplification is monitored by detecting fluorescence produced by target specific fluorescence resonance energy transfer hybridization probes. This real-time polymerase chain reaction (PCR) takes place on a LightCycler instrument. Detection of theK kingaetarget is performed through melting curve analysis using the LightCycler software.(Cockerill FR, Uhl JR: Applications and challenges of real-time PCR for the clinical microbiology laboratory. In: Reischl U, Wittwer C, Cockerill F, eds. Rapid Cycle Real-Time PCR Methods and Applications.Springer-Verlag, 2002:3-27;Zbinden R: Aggregatibacter, Capnocytophaga, Eikenella, Kingella, Pasteurella, and other fastidious or rarely encountered gram-negative rods. In: Carroll KC, Pfaller M, eds. Manual of Clinical Microbiology. 12th ed. ASM Press; 2019:656-669) | 2 to 7 days | 1 week | This test was developed and its performance characteristics determined by Mayo Clinic in a manner consistent with CLIA requirements. It has not been cleared or approved by the US Food and Drug Administration. | 87798 | Kingella kingae PCR, B | 65809-6 | 48338 | Kingella kingae PCR, B | 65809-6
KKRP | Kingella kingae, Molecular Detection, PCR, Varies | Aiding in the diagnosis ofKingella kingaeinfection using tissue or synovial fluid specimens | Real-Time Polymerase Chain Reaction (PCR) | Yes | Kingella kingae PCR | Varies | The high sensitivity of amplification by polymerase chain reaction requires the specimen to be processed in an environment in which contamination of the specimen byKingella kingaeDNA is unlikely. Submit only 1 of the following specimens: Specimen Type:Synovialfluid Preferred:Lavender top (EDTA) Acceptable:Pink top (EDTA), royal blue top (EDTA), sterile vial containing EDTA-derived aliquot, red clot tube (no anticoagulant), or sterile container Specimen Volume:0.5 mL Collection Instructions:Send specimen in original tube (preferred). Specimen Stability Information:Refrigerated (preferred) <7 days /Frozen <7 days Specimen Type:Fresh tissue or biopsy Sources:Bone, joint, synovium, heart valve, aorta, or endocardium Container/Tube:Sterile container Specimen Volume:Entire collection or 5 mm(3)- approximately the size of a pencil eraser Collection Instructions: 1. Collect fresh tissue specimen. 2. Submit tissue only, do not add fluid to tissue 3. Refrigerate or freeze specimen. Specimen Stability Information:Refrigerated (preferred) <7 days/ Frozen <7 days Preferred Paraffin-embedded tissue block: Specimen Type:Formalin-fixed, paraffin-embedded tissue block (FFPE) Sources:Bone, joint, synovium, heart valve, aorta, or endocardium Supplies:Tissue Block Container (T553) Container/Tube:Tissue block Collection Instructions:Submit a formalin-fixed, paraffin-embedded tissue block to be cut and returned. Specimen Stability Information:Ambient (preferred)/Refrigerated Acceptable Paraffin-embedded tissue block: Specimen Type:Formalin-fixed, paraffin-embedded tissue block (FFPE) Sources:Bone, joint, synovium, heart valve, aorta, or endocardium Container/Tube:Sterile container for each individual cut section (scroll). Collection Instructions:Perform microtomy and prepare five separate 10-micron sections.Each section (scroll) must be placed in a separate sterile container for submission. Specimen Stability Information:Ambient (preferred)/Refrigerated | Fluid/fresh tissue or biopsy: See Specimen Required Paraffin-embedded tissue block: Two 10-micron sections | Kingella kingaeisa fastidious short gram-negative bacillus that may colonize the oropharynx of young children. Colonization may occasionally lead to invasive disease via hematogenous dissemination, primarily in children younger than 4 years of age. This most commonly results in bone and joint infection;K kingaeis the most frequent cause of osteomyelitis and septic arthritis in children aged 6 to 36 months.K kingaemay also cause endocarditis, involving both native and prosthetic valves, in patients of any age and is considered part of the HACEK (Haemophilusspecies,Aggregatibacterspecies,Cardiobacterium hominis, Eikenella corrodens, andKingellaspecies)group of organisms, known for causing culture-negative endocarditis.K kingaeproduces a repeat-in-toxin (RTX) toxin. Diagnosis ofK kingaeinfection may be challenging due to the fastidious nature of the organism in culture. Evaluation of cardiac, bone, joint tissue, or fluid by polymerase chain reaction is a useful tool for the diagnosis of some cases ofK kingaeinfection. | Not applicable | A positive result indicates the presence ofKingella kingaeDNA. A negative result indicates the absence of detectableK kingaeDNA but does not negate the presence of the organism and may occur due to inhibition of PCR, sequence variability underlying primers or probes, or the presence ofK kingaeDNA in quantities less than the limit of detection of the assay. | Test results should be used as an aid in diagnosis. The single assay should not be used as the only criteria to form a clinical conclusion, but results should be correlated with patient symptoms and clinical presentation. A negative result does not negate the presence of the organism or active disease. This assay does not detect species ofKingellaother thankingaeornegevensis(see Supportive Data). This assay cross-reacts withKingella negevensis.(1) | 1. El Houmami N, Bzdreng J, Durand GA, et al: Molecular tests that target the RTX locus do not distinguish between Kingella kingae and the recently described Kingella negevensis species. J Clin Microbiol. 2017 Oct;55(10):3113-3122 2.Murphy TF: Moraxella catarrhalis, Kingella, and other gram-negative cocci. In: Bennett JE. Dolin R, Blaser MJ, eds. Mandell, Douglas, and Bennett's Principles and Practice of Infectious Diseases. 9th ed. Elsevier; 2020:chap 213 3.Yagupsky P: Kingella kingae: carriage, transmission, and disease. Clin Microbiol Rev. 2015 Jan;28(1):54-79 4. Madigan T, Cunningham SA, Ramanan P, et al: Real-time PCR assay for detection of Kingella kingae in children. J Pediatr Infect Dis. 2018;13(3):216-233. doi: 10.1055/s-0038-1641603 | Nucleic acid is extracted from the specimen using the automated MagNA Pure instrument. Target specific primers are used to amplify therxtBgene region ofKingella kingae; amplification is monitored by detecting fluorescence produced by target specific fluorescence resonance energy transfer hybridization probes. This real-time polymerase chain reaction (PCR) takes place on a LightCycler instrument. Detection of theK kingaetarget is performed through melting curve analysis using the LightCycler software.(Cockerill FR, Uhl JR: Applications and challenges of real-time PCR for the clinical microbiology laboratory. In: Reischl U, Wittwer C, Cockerill F, eds. Rapid Cycle Real-Time PCR Methods and Applications.Springer-Verlag, 2002:3-27;Zbinden R: Aggregatibacter, Capnocytophaga, Eikenella, Kingella, Pasteurella, and other fastidious or rarely encountered gram-negative rods. In: Carroll K, Pfaller M, eds. Manual of Clinical Microbiology. 12th ed. ASM Press; 2019:656-669) | 2 to 7 days | 1 week | This test was developed and its performance characteristics determined by Mayo Clinic in a manner consistent with CLIA requirements. It has not been cleared or approved by the US Food and Drug Administration. | 87798 | Kingella kingae PCR | 65809-6 | 48324 | Kingella kingae PCR | 65809-6
KITVS | KIT Asp816Val Mutation Analysis, Varies | Diagnosing systemic mastocytosis using blood or bone marrow specimens | Allele-Specific Oligonucleotide Polymerase Chain Reaction (PCR) | Yes | KIT Asp816Val Mutation Analysis, V | For more information see: | Submit only 1 of the following specimens: Specimen Type:Whole blood Container/Tube:Lavender top (EDTA) or yellow top (ACD) Specimen Volume:3 mL Collections Instructions: 1. Invert several times to mix blood. 2. Send specimen in original tube.Do notaliquot. 3. Label specimen as blood. Specimen Stability Information:Ambient (preferred) 7 days/Refrigerate 7 days Specimen Type:Bone marrow Container/Tube:Lavender top (EDTA) or yellow top (ACD) Specimen Volume:2 mL Collections Instructions: 1. Invert several times to mix bone marrow. 2. Send specimens in original tube.Do notaliquot. 3. Label specimen as bone marrow. Specimen Stability Information:Ambient (preferred) 7 days/Refrigerate 7 days Specimen Type:Extracted DNA from blood or bone marrow Container/Tube:1.5- to 2-mL tube Specimen Volume:Entire specimen Collection Instructions: 1. Label specimen as extracted DNA from blood or bone marrow. 2. Provide indication of volume and concentration of DNA. Specimen Stability Information:Frozen (preferred)/Refrigerated/Ambient | Blood, Bone Marrow: 1 mL Extracted DNA: 50 mcL at 20 ng/mcL concentration | Systemic mastocytosis is a hematopoietic neoplasm that can be included in the general category of chronic myeloproliferative disorders (CMPD). These neoplasms are characterized by excessive proliferation of one or more myeloid lineages, with cells filling the bone marrow and populating other hematopoietic sites. In systemic mastocytosis, mast cell proliferation is the defining feature, although other myeloid lineages and B cells are frequently part of the neoplastic clone. Function-altering point alterations inKIT, a gene coding for a membrane receptor tyrosine kinase, have been found in myeloid lineage cells in the majority of systemic mastocytosis cases. The most commonKITalteration is an adenine to thymine base substitution (A>T) at nucleotide position 2447, which results in an aspartic acid to valine change in the protein (Asp816Val). Much less frequently, other alterations at this same location are found, and occasional cases with alterations at other locations have also been reported. Variations at codon 816 are believed to alter the protein such that it is in a constitutively activated state. The main downstream effect ofKITactivation is cell proliferation. Detection of a variant at codon 816 is included as one of the minor diagnostic criteria for systemic mastocytosis in the World Health Organization classification system for hematopoietic neoplasms and is also of therapeutic relevance, as it confers resistance to imatinib, a drug commonly used to treat CMPD. It is now clear that individual mast cell neoplasms are variable with respect to the number of cell lineages containing the variant; some having positivity only in mast cells and others having positivity in additional myeloid and even lymphoid lineages. The alteration has not been reported in normal tissues. | An interpretive report will be provided indicating the mutation status as positive or negative. | The test will be interpreted as positive or negative forKITAsp816Val. | Some systemic mastocytosis cases may have the variation only in mast cells. Since these cells rarely circulate in blood and are difficult to obtain in significant numbers from bone marrow aspirate specimens, false-negative results may occur if neoplastic cells are present below the sensitivity of the assay (fewer than 0.1% altered alleles). The test is qualitative only. Reliable quantitative results cannot be issued. | 1. Garcia-Montero AC, Jara-Acevedo M, Teodosio C, et al.KITmutation in mast cells and other bone marrow hematopoietic cell lineages in systemic mast cell disorders: a prospective study of the Spanish Network on Mastocytosis (REMA) in a series of 113 patients. Blood. 2006;108:2366-2372. doi:10.1182/blood-2006-04-015545 2. Valent P, Akin C, Sperr WR, et al. Diagnosis and treatment of systemic mastocytosis: state of the art. Br J Haematol. 2003;122:695-717. doi:10.1046/j.1365-2141.2003.04575.x 3. Jaffe ES, Harris NL, Stein H, et al. Pathology and Genetics. In: WHO Classification of Tumours of the Haematopoietic and Lymphoid Tissues. 2001:291-302. World Health Organization Classification of Tumours. Vol 2 4. Pardanani A. Systemic mastocytosis in adults: 2012 Update on diagnosis, risk stratification, and management. Am J Hematol. 2012;87:402-411. doi: 10.1002/ajh.23134. 5. Munoz-Gonzalez JI, Alvarez-Twose I, Jara-Acevedo M, et al. Frequency and prognostic impact of KIT and other genetic variants in indolent systemic mastocytosis. Blood. 2019; 134(5):456-468. doi:10.1182/blood.2018886507 | This assay detects theKITalteration responsible for Asp816Val. The technique used is allele-specific oligonucleotide polymerase chain reaction (ASO-PCR) with fragment analysis on a genetic analyzer. DNA is extracted from bone marrow or blood, and PCR is used to amplify across the alteration site in 2 separate tubes; one contains a reverse primer complementary to the unaltered sequence and the other contains a reverse primer complementary to the altered sequence. Each of these is labeled with a fluorescent tag and contains an identical, non-labeled forward primer. Both primer sets amplify a 200 base pair fragment that differs only at the alteration site. The unaltered fragment should be amplified in all samples. Samples negative forKITAsp816Val will not have an amplified fragment in the altered sequence reaction tube. Positive samples will have amplified fragments in both tubes. The test gives a qualitative (positive or negative) result only, as the end point PCR used is not reliable for quantification.(Unpublished Mayo method) | 4 to 7 days | Whole blood, bone marrow: 2 weeks; Extracted DNA: 3 Months | This test was developed and its performance characteristics determined by Mayo Clinic in a manner consistent with CLIA requirements. It has not been cleared or approved by the US Food and Drug Administration. | 81273 | KIT Asp816Val Mutation Analysis, V | 55201-8 | 607983 | Signing Pathologist | 19139-5
KIT | KIT Immunostain, Technical Component Only | Aids in the identification of gastrointestinal stromal tumors | Immunohistochemistry (IHC) | Yes | KIT IHC, Tech Only | For the initial technical component only immunohistochemical (IHC) stain performed, the appropriate bill-only test ID will be reflexed and charged (IHTOI). For each additional technical component only IHC stain performed, an additional bill-only test ID will be reflexed and charged (IHTOA). | Supplies:Immunostain Technical Only Envelope (T693) Specimen Type:Tissue Container/Tube:Immunostains Technical Only Envelope Preferred:2 Unstained positively charged glass slides (25- x 75- x 1-mm) per test ordered; sections 4-microns thick. Acceptable:Formalin-fixed, paraffin-embedded tissue block |  | KIT (CD117) membrane protein is a type III tyrosine kinase growth factor receptor for stem cell factor (SCF), also known as mast cell growth factor. It is expressed in mast cells, melanocytes, and interstitial cells of Cajal. KIT is expressed in various epithelia (breast, sweat glands and salivary glands, renal tubular cells, thyroid follicular cells), testicular and ovarian interstitial cells, neurons of the central nervous system, immature myeloid cells, and trophoblastic cells. KIT staining is useful in the diagnosis of gastrointestinal stromal tumors (GIST), germ cell tumors, mast cell disorders and acute myeloid leukemias. |  | This test does not include pathologist interpretation, only technical performance of the stain. If interpretation is required, order PATHC / Pathology Consultation for a full diagnostic evaluation or second opinion of the case. The positive and negative controls are verified as showing appropriate immunoreactivity. If a control tissue is not included on the slide, a scanned image of the relevant quality control tissue is available upon request; call 855-516-8404. Interpretation of this test should be performed in the context of the patient's clinical history and other diagnostic tests by a qualified pathologist. | Age of a cut paraffin section can affect immunoreactivity. Stability thresholds vary widely among published literature and are antigen dependent. Best practice is for paraffin sections to be cut within 6 weeks. | 1. Lau SK, Weiss LM, Chu PG. D2-40 immunohistochemistry in the differential diagnosis of seminoma and embryonal carcinoma: a comparative immunohistochemical study with KIT (CD117) and CD30. Mod Pathol. 2007;20:320-325 2. Miettinen M, Sobin LH, Sarloma-Rikala M. Immunohistochemical spectrum of GISTs at different sites and their differential diagnosis with a reference to CD117 (KIT). Mod Pathol. 2000;13(10):1134-1142 3. Sarlomo-Rikala M, Kovatich AJ, Barusevicius A, Miettinen M. CD117: a sensitive marker for gastrointestinal stromal tumors that is more specific than CD34. Mod Pathol. 1998;11(8):728-734 4. Magaki S, Hojat SA, Wei B, So A, Yong WH. An introduction to the performance of immunohistochemistry. Methods Mol Biol. 2019;1897:289-298. doi:10.1007/978-1-4939-8935-5_25 | Immunohistochemistry on sections of paraffin-embedded tissue.(Unpublished Mayo method) | 1 to 3 days | Until staining is complete. | This test has been cleared, approved, or is exempt by the US Food and Drug Administration and is used per manufacturer's instructions. Performance characteristics were verified by Mayo Clinic in a manner consistent with CLIA requirements. | 88342-TC, primary88341-TC, if additional IHC | KIT IHC, Tech Only | Order only;no result | 70797 | KIT IHC, Tech Only | Bill only; no result
KIWI | Kiwi Fruit, IgE, Serum | Establishing a diagnosis of an allergy to kiwi fruit Defining the allergen responsible for eliciting signs and symptoms Identifying allergens: -Responsible for allergic response and/or anaphylactic episode -To confirm sensitization prior to beginning immunotherapy -To investigate the specificity of allergic reactions to insect venom allergens, drugs, or chemical allergens | Fluorescence Enzyme Immunoassay (FEIA) | Yes | Kiwi Fruit, IgE | Serum | Collection Container/Tube: Preferred:Serum gel Acceptable:Red top Submission Container/Tube:Plastic vial Specimen Volume:0.5 mL for every 5 allergens requested Collection Instructions:Centrifuge and aliquot serum into a plastic vial. | For 1 allergen: 0.3 mL For more than 1 allergen: (0.05 mL x number of allergens) + 0.25 mL deadspace | Clinical manifestations of immediate hypersensitivity (allergic) diseases are caused by the release of proinflammatory mediators (histamine, leukotrienes, and prostaglandins) from IgE-sensitized effector cells (mast cells and basophils) when cell-bound IgE antibodies interact with an allergen. In vitro serum testing for IgE antibodies provides an indication of the immune response to allergens that may be associated with allergic disease. The allergens chosen for testing often depend upon the age of the patient, history of allergen exposure, season of the year, and clinical manifestations. In individuals predisposed to develop allergic disease, the sequence of sensitization and clinical manifestations proceed as follows: eczema and respiratory disease (rhinitis and bronchospasm) in infants and children less than 5 years due to food sensitivity (milk, egg, soy, and wheat proteins) followed by respiratory disease (rhinitis and asthma) in older children and adults due to sensitivity to inhalant allergens (dust mite, mold, and pollen inhalants). | Class,IgE kU/L,Interpretation, 0,<0.10,Negative, 0/1,0.10-0.34,Borderline/equivocal, 1,0.35-0.69,Equivocal, 2,0.70-3.49,Positive, 3,3.50-17.4,Positive, 4,17.5-49.9,Strongly positive, 5,50.0-99.9,Strongly positive, 6,> or =100,Strongly positive, | Detection of IgE antibodies in serum (class 1 or greater) indicates an increased likelihood of allergic disease as opposed to other etiologies and defines the allergens that may be responsible for eliciting signs and symptoms. The level of IgE antibodies in serum varies directly with the concentration of IgE antibodies expressed as a class score or kU/L. | Testing for IgE antibodies is not useful in patients previously treated with immunotherapy to determine if residual clinical sensitivity exists or in patients in whom the medical management does not depend upon identification of allergen specificity. Some individuals with clinically insignificant sensitivity to allergens may have measurable levels of IgE antibodies in serum, and test results must be interpreted in the clinical context. False-positive results for IgE antibodies may occur in patients with markedly elevated serum IgE (>2500 kU/L) due to nonspecific binding to allergen solid phases. | Homburger HA, Hamilton RG: Allergic diseases. In: McPherson RA, Pincus MR, eds. Henry's Clinical Diagnosis and Management by Laboratory Methods. 23rd ed. Elsevier; 2017:1057-1070 | Specific IgE from the patient's serum reacts with the allergen of interest, which is covalently coupled to an ImmunoCAP. After washing away nonspecific IgE, enzyme-labeled anti-IgE antibody is added to form a complex. After incubation, unbound anti-IgE is washed away, and the bound complex incubated with a developing agent. After stopping the reaction, the fluorescence of the eluate is measured. Fluorescence is proportional to the amount of specific IgE present in the patient's sample (ie, the higher the fluorescence value, the more IgE antibody is present).(Package insert: ImmunoCAP System Specific IgE FEIA. Phadia; Rev 06/2020) | Same day/1 to 3 days | 14 days | This test has been cleared, approved, or is exempt by the US Food and Drug Administration and is used per manufacturer's instructions. Performance characteristics were verified by Mayo Clinic in a manner consistent with CLIA requirements. | 86003 | Kiwi Fruit, IgE | 6154-9 | KIWI | Kiwi Fruit, IgE | 6154-9
KLF1 | KLF1 Full Gene Sequencing, Varies | Aiding in the diagnosis and carrier detection ofKLF1sequence alterations that are reported to be responsible for neonatal anemia or jaundice, hydrops fetalis, increased fetal hemoglobin and hemoglobin A2. Assessing patients with sickle cell disease with unexpected phenotypes, individuals with unexplained decreasedpyruvate kinaseactivity levels, or unexplained microcytic hypochromic complete blood cell count parameters. | Polymerase Chain Reaction (PCR) Amplification followed by Sanger Sequencing |  | KLF1 Full Gene Sequencing, V | Varies | Submit only 1 of the following specimens: Preferred: Specimen Type: Whole blood Container/Tube: Preferred: Lavender top (EDTA) Acceptable: Yellow top (ACD) or green top (heparin) Specimen Volume: 4 mL Collection Instructions: 1. Invert several times to mix blood. 2. Send whole blood specimen in original tube.Do not aliquot. 3. Label specimen as blood. Specimen Stability Information: Ambient 14 days (preferred)/ Refrigerated 30 days Acceptable: Specimen Type: Extracted DNA from whole blood Container/Tube: 1.5- to 2-mL tube with indication of volume and concentration of DNA Specimen Volume: Entire specimen Collection Instructions: Label specimen as extracted DNA from blood and provide indication of volume and concentration of the DNA Specimen Stability Information: Frozen/Refrigerate/Ambient | Blood: 1 mL Extracted DNA: 50 mcL at 50 ng/mcL concentration | Kruppel-like factor 1 (KLF1) is an essential erythroid transcription factor. Genetic alterations of the gene have been reported to have different phenotypic outcomes ranging from a persistent increase in fetal hemoglobin (HbF) to chronic nonspherocytic hemolytic anemia. SomeKLF1variants have been associated with increased HbF and a milder phenotype in patients with sickle cell disease.KLF1variants have been categorized into four functional classes that affect the phenotype and inheritance pattern. Class 2 and 3 variants result in an autosomal recessive congenital microcytic hypochromic anemia, which can be associated with neonatal jaundice. SomeKLF1variants are associated with decreased pyruvate kinase enzyme activity. Type IV congenital dyserythropoietic anemia is associated with a commonlyde novoautosomal dominantKLF1E325K variant and is associated with a variable phenotype that ranges from hydrops fetalis, sex reversal/hypospadias, severe transfusion dependent anemia to a milder anemic course that resolves after infancy. Very small quantities of embryonic hemoglobins (Hb Portland or zeta chains) may be evident in sensitive hemoglobin studies. | An interpretive report will be provided | Anegative result means no variants were detected by Sanger sequencing of this gene. A positive result means the DNA sequencing detected an alteration in theKLF1gene.KLF1encodes for Kruppel-like factor 1 (erythroid), a transcription factor essential for erythropoiesis and the expression of adult hemoglobin. Clinically significant variants inKLF1cause a wide variety of red cell phenotypes, including elevated HbF or HbA2 levels, microcytosis, nonspherocytic hemolytic anemia, or congenital dyserythropoietic anemia.(1) SomeKLF1altered cases have decreased pyruvate kinase activity. Phenotype and inheritance pattern is dependent on the specific underlying causative variant. More specific interpretations will depend on what variants are found. | Test results should be interpreted in context of clinical findings, family history, and other laboratory data. Misinterpretation of results may occur if the information provided is inaccurate or incomplete. Individuals may have a variant, deletion, or duplication in the gene tested that is not identifiable by the described testing methodology. Rare variants (polymorphisms) exist and could lead to false negative results. In addition, the phenotype observed in the individual tested here may be due to a variant in a gene not analyzed by this test. This assay will not detect deep intronic or large deletion-insertion (delins) sequence alterations. Rare, undocumented variants (ie, polymorphisms) under the primers can cause polymerase chain reaction failure. Patients who have received an allogenic blood transfusion within the preceding 6 weeks, or who have received an allogenic blood or marrow transplant can have inaccurate genetic test results due to presence of donor DNA. | 1. Perkins A, Xu S, Higgs DR, et al: Kruppeling erythropoiesis: an unexpected broad spectrum of human red blood cell disorders due to KLF1 variants. Blood. 2016 Apr;127(15):1856-1862. doi: 10.1182/blood-2016-01-694331 2. Liu D, Zhang X, Xu X, et al: KLF1 mutations are relatively more common in a thalassemia endemic region and ameliorate the severity of b-thalassemia. Blood. 2014 Jul;124(5): 803-811. doi: 10.1182/blood-2014-03-561779 3. Tallack MR, Perkins AC: Three fingers on the switch: Kruppel-like factor 1 regulation of gamma-globin to beta-globin gene switching. Curr Opin Hematol. 2013 May;20(3):193-200. doi: 10.1097/MOH.0b013e32835f59ba. 4. Tepakhan W, Yamsri S, Sanchaisuriya K, Fucharoen G, Xu X, Fucharoen S: Nine known and five novel mutations in the erythroid transcription factor KLF1 gene and phenotypic expression of fetal hemoglobin in hemoglobin E disorder. Blood Cells Mol Dis. 2016 Jul;59:85-91. doi: 10.1016/j.bcmd.2016.04.010 5. Planutis A, Xue L, Trainor CD, et al: Neomorphic effects of the neonatal anemia (Nan-Eklf) mutation contribute to deficits throughout development. Development. 2017 Feb 1;144(3):430-440. doi: 10.1242/dev.145656 6. Gillinder KR, Ilsley MD, Nebor D, et al: Promiscuous DNA-binding of a mutant zinc finger protein corrupts the transcriptome and diminishes cell viability. Nucleic Acids Res. 2017 Feb;45(3):1130-1143. doi: 10.1093/nar/gkw1014 7. Satta S, Paglietti ME, Sollaino MC, et al: Changes in HbA2 and HbF in alpha thalassemia carriers with KLF1 mutation. Blood Cells Mol Dis. 2017 May;64:30-32. doi: 10.1016/j.bcmd.2017.03.007 8. Wienert B, Martyn GE, Kurita R, Nakamura Y, Quinlan KGR, Crossley M: KLF1 drives the expression of fetal hemoglobin in British HPFH. Blood. 2017 Aug;130(6):803-807. doi: 10.1182/blood-2017-02-767400 9. Gallienne AE, Dreau HM, Schuh A, Old JM, Henderson S: Ten novel mutations in the erythroid transcription factor KLF1 gene associated with increased fetal hemoglobin levels in adults. Haematologica. 2012 Mar;97(3):340-343.doi: 10.3324/haematol.2011.055442 10. Viprakasit V, Ekwattanakit S, Riolueang S, et al: Mutations in Kruppel-like factor 1 cause transfusion-dependent hemolytic anemia and persistence of embryonic globin gene expression. Blood 2014;123(10):1586-1595. doi:10.1182/blood-2013-09-526087 11. Ravindranath Y, Johnson RM, Goyette G, Buck S, Gadgeel M, Gallagher PG: KLF1 E325K-associated congenital dyserythropoietic anemia type IV: Insights into the variable clinical severity. J Pediatr Hematol Oncol. 2018 Aug;40(6):e405-e409. doi: 10.1097/MPH.0000000000001056 | Genomic DNA is extracted from whole blood. TheKLF1gene is amplified by polymerase chain reaction (PCR). The PCR product is then purified and sequenced in both directions using fluorescent dye-terminator chemistry. Sequencing products are separated on an automated sequencer and trace files analyzed for variations in the promoter region (cover to c.-183), 5’UTR (untranslated region), exons 1, 2 and 3, +/- 10 base pairs (bp), and the last 100 bp of the 3’UTR covering the polyadenylation site.(Unpublished Mayo method) | 28 to 42 days | DNA: 3 months; Peripheral blood: 2 weeks | This test was developed and its performance characteristics determined by Mayo Clinic in a manner consistent with CLIA requirements. It has not been cleared or approved by the US Food and Drug Administration. | 81479 | KLF1 Full Gene Sequencing, V | 41103-3 | 618220 | Signing Pathologist | 18771-6
XYMF | Known 45,X, Mosaicism Reflex Analysis, FISH, Whole Blood | Detecting sex chromosome mosaicism in patients with a 45,X karyotype | Fluorescence In Situ Hybridization (FISH) | Yes | Known 45,X Mosaicism Reflex, FISH | This test includes a charge for application of the first probe set (2 FISH probes) and professional interpretation of results. | Container/Tube: Preferred:Green top (sodium heparin) Acceptable:Lavender top (EDTA) or yellow top (ACD) Specimen Volume:4 mL Collection Instructions 1. Invert several times to mix blood. 2. Send whole blood specimen in original tube.Do not aliquot. 3. Other anticoagulants are not recommended and are harmful to the viability of the cells. 4. Cord blood is acceptable Additional Information: 1. If the specimen does not grow in culture, you will be notified within 7 days of receipt. 2.Specimen cannot be frozen. | 2 mL | This test is appropriate for use in individuals with a karyotype of 45, X. Ullrich-Turner syndrome (UTS), also called Turner syndrome, is a genetic disorder associated with the apparent loss of a sex chromosome. Routine cytogenetic methods have identified 3 types of chromosomal abnormalities in UTS patients: loss of an entire X chromosome (45,X), structural X chromosome abnormalities, and mosaicism with an X or Y abnormality. In mosaicism, 2 or more populations of cells with different karyotypes are present (eg, 45,X/47,XXX). The incidence of UTS is approximately 1 in 3000 phenotypic female newborns. Many of these patients demonstrate the 45,X karyotype. About 30% to 50% are mosaic, with either a 45,X/46,XX karyotype or a structurally abnormal X chromosome. Fewer than 15% of patients with UTS appear to have mosaicism with a 46,XY cell population or a Y chromosome rearrangement. Identifying the mosaic status of patients with UTS is of clinical importance because phenotypic expression and clinical management are dependent upon the karyotype result. Patients with a Y chromosome have a 15% to 25% increased risk of gonadoblastoma. Failure to identify an XY signal pattern does not rule out the possibility of less than 0.6% Y chromosome mosaicism. | An interpretive report will be provided. | An XX clone is confirmed when at least 1.0% of cells display with 2 X chromosome signals. An XY clone is confirmed when at least 0.6% of cells display a 1 X and 1 Y signal pattern. Phenotypic females with a 45,X/46,XX karyotype have no increased risk of gonadoblastoma and generally have a more moderate expression of Turner syndrome features than phenotypic females with a nonmosaic 45,X karyotype. The presence of a Y chromosome confers increased risk of gonadoblastoma. | This test is not approved by the US Food and Drug Administration, and it is best used as an adjunct with other established methods to confirm an X or Y chromosome mosaicism diagnoses, such as existing clinical history or physical evaluation. Interfering factors -Cell lysis caused by forcing the blood quickly through the needle -Use of an improper anticoagulant (sodium heparin is best) or improperly mixing the blood with the anticoagulant -Excessive transport time -Inadequate amount of specimen may not permit adequate analysis -Improper packaging may result in broken, leaky, and contaminated specimen during transport. -Exposure of the specimen to temperature extremes (either freezing or >30 degrees C) may kill cells and interfere with attempts to culture cells -In prenatal specimens, a bloody specimen may interfere with attempts to culture cells and contamination by maternal cells may cause interpretive problems | 1. Canto P, Kofman-Alfaro S, Jiminez AL, et al. Gonadoblastoma in Turner syndrome patients with nonmosaic 45,X karyotype and Y chromosome sequences. Cancer Genet Cytogenet. 2004;150(1):70-72 2. Wiktor A, Van Dyke DL. FISH analysis helps identify low-level mosaicism in Ullrich-Turner syndrome patients. Genet Med. 2004;6(3):132-135 3. Sybert VP, McCauley E. Turner syndrome. N Engl J Med. 2004;351:1227-1238 4. Gravholt CH, Andersen NH, Conway GS, et al. Clinical practice guidelines for the care of girls and women with Turner syndrome: proceedings from the 2016 Cincinnati International Turner Syndrome Meeting. Eur J Endocrinol. 2017;177(3):G1-G70 | This test is performed using a commercially available enumeration strategy probe set for the centromere regions of the X (DXZ1) and Y (DYZ3) chromosomes. The probe set is hybridized to the appropriate target areas, and 2 technologists independently analyze 250 interphase nuclei (500 total) to determine the sex chromosome complement.(Wiktor A, Van Dyke DL. FISH analysis helps identify low level mosaicism in Ullrich-Turner syndrome patients. Genet Med. 2004;6(3):132-135) | 7 to 9 days | 4 weeks | This test was developed and its performance characteristics determined by Mayo Clinic in a manner consistent with CLIA requirements. It has not been cleared or approved by the US Food and Drug Administration. | 88271x2, 88291-DNA probe, each (first probe set), Interpretation and report88271x2-DNA probe, each; each additional probe set (if appropriate)88271x1-DNA probe, each; coverage for sets containing 3 probes (if appropriate)88271x2-DNA probe, each; coverage for sets containing 4 probes (if appropriate)88271x3-DNA probe, each; coverage for sets containing 5 probes (if appropriate)88274 w/modifier 52-Interphase in situ hybridization, <25 cells, each probe set (if appropriate)88274-Interphase in situ hybridization, 25 to 99 cells, each probe set (if appropriate) | Known 45,X Mosaicism Reflex, FISH | 87436-2 | 55279 | Disclaimer | 62364-5
KD2T | Krabbe Disease Second-Tier Newborn Screen, Blood Spot | Second-tier testing of newborns with an abnormal screening result for Krabbe disease Follow-up testing after an abnormal newborn screening result for Krabbe disease | Liquid Chromatography Tandem Mass Spectrometry (LC-MS/MS)/Polymerase Chain Reaction with Gel Electrophoresis | Yes | Krabbe Disease 2ND Tier NBS, BS | If the patient has abnormal newborn screening result for Krabbe disease, immediate action should be taken. Refer to the appropriate ACMG Newborn Screening ACT Sheet.(1) | Supplies:Card-Blood Spot Collection (Filter Paper) (T493) Container/Tube: Preferred:Blood Spot Collection Card Acceptable:PerkinElmer 226 filter paper, Munktell filter paper, Whatman Protein Saver 903 paper,local newborn screening card,or blood collected in tubes containing heparin or EDTA and dried on filter paper. Specimen Volume:3 Blood spots Collection Instructions: 1. Completely fill at least 3 circles on the filter paper card (approximated 100-microliters blood per circle). 2. Let blood dry on filter paper at ambient temperature in a horizontal position for a minimum of 3 hours. 3. Do not expose specimen to heat or direct sunlight. 4. Do not stack wet specimens. 5. Keep specimen dry. Additional Information: 1. For collection instructions, seeBlood Spot Collection Instructions. 2. For collection instructions in Spanish, seeBlood Spot Collection Card-Spanish Instructions(T777). 3. For collection instructions in Chinese, seeBlood Spot Collection Card-Chinese Instructions(T800). | 2 Blood spots | Krabbe disease (globoid cell leukodystrophy) is an autosomal recessive disorder caused by a deficiency of galactocerebrosidase (GALC) leading to an accumulation of galactosylceramide and severe demyelination throughout the brain. Krabbe disease is primarily caused by variants in theGALCgene, and it has an estimated frequency of 1 in 100,000 births. The clinical course of Krabbe disease can be variable, even within the same family. Eighty-five percent to 90% of patients present before the first year of life with central nervous system impairment, including increasing irritability, developmental delay, and sensitivity to stimuli. Rapid neurodegeneration, including white matter disease follows, with death usually occurring by 2 years of age. Late onset forms of the disease affect 10% to15% of individuals and are characterized by ataxia, vision loss, weakness, and psychomotor regression, typically presenting from age 6 months to the seventh decade of life. Newborn screening for Krabbe disease has been implemented in some states. The early (presymptomatic) identification and subsequent testing of infants at risk for Krabbe disease may be helpful in reducing the morbidity and mortality associated with this disease. While treatment is mostly supportive, hematopoietic stem cell transplantation has shown some success if performed prior to onset of neurologic damage. Newborn screening can typically identify patients with Krabbe disease, even before onset of symptoms, as well as unaffected patients withGALCpseudodeficiency alleles. For these reasons, second-tier testing that includes both psychosine and 30-kilobase (kb) deletion analyses has been developed. Second-tier testing reduces the number of false-positive results and limits the identification of affected individuals to patients needing immediate follow-up. Psychosine is one of 4 substrates degraded by GALC and is a neurotoxin at elevated concentrations.. It has been shown to be elevated in patients with active disease and, therefore, may be a useful biomarker for the presence of disease or disease progression. The common 30-kb deletion spanning intron 10 through the end of the gene accounts for a significant proportion of disease alleles that contribute to infantile Krabbe disease. While enzyme activity alone is not predictive of age of onset, there are known genotype-phenotype correlations. Individuals who are homozygous for the deletion or compound heterozygous for the deletion and a secondGALCgenetic variant (with the exception of late-onset genetic variants) are predicted to have infantile Krabbe disease. Although rare, a few infants with an early onset Krabbe disease phenotype due to deficiency of saposin A (SAP-A) have been identified. SAP-A is a sphingolipid activator protein that assists galactocerebrosidase in its action on galactosylceramide. | An interpretive report will be provided. | An interpretive report will be provided. An elevation of psychosine is indicative of symptomatic Krabbe disease. The presence of a homozygous 30-kilobase deletion is indicative of early onset Krabbe disease. | The absence of the 30-kilobase deletion in theGALCgene does not eliminate the possibility of positive-carrier status or the diagnosis of Krabbe disease. This assay does not include DNA sequencing of theGALCgene. A Krabbe disease phenotype can also be caused by the absence of a physiologically active sphingolipid activator protein, saposin A. Psychosine levels may be normal in patients who are not yet symptomatic or have late onset Krabbe disease. | 1. ACMG Newborn Screening ACT Sheets. Accessed August 30, 2023. Available at www.acmg.net/ACMG/Medical-Genetics-Practice-Resources/ACT_Sheets_and_Algorithms/ACMG/Medical-Genetics-Practice-Resources/ACT_Sheets_and_Algorithms.aspx?hkey=9d6bce5a-182e-42a6-84a5-b2d88240c508 2. Turgeon CT, Orsini JJ, Sanders KA, et al. Measurement of psychosine in dried blood spots-a possible improvement to newborn screening programs for Krabbe disease. J Inherit Metab Dis. 2015;38(5):923-929 3. Orsini J, Morrissey M, Slavin L, et al. Implementation of newborn screening for Krabbe disease: Population study and cutoff determination. Clin Biochem. 2009;42(9):877-884 4. Orsini JJ, Escolar ML, Wasserstein MP, et al. Krabbe disease. In: Adam MP, Mirzaa GM, Pagon RA, et al, eds. GeneReviews [Internet].University of Washington, Seattle; 2000. Updated October 11, 2018. Accessed August 31, 2023. Available at www.ncbi.nlm.nih.gov/books/NBK1238/ 5. Wenger DA, Escolar ML, Luzi P, Rafi MA. Krabbe disease (globoid cell leukodystrophy). In: Valle DL, Antonarakis S, Ballabio A, Beaudet AL, Mitchell GA. eds. The Online Metabolic and Molecular Bases of Inherited Disease. McGraw-Hill; 2019. Accessed August 31, 2023.Available at https://ommbid.mhmedical.com/content.aspx?bookid=2709&sectionid=225546481 6.Guenzel AJ, Turgeon CT, Nickander KK, et al. The critical role of psychosine in screening, diagnosis, and monitoring of Krabbe disease. Genet Med. 2020;22(6):1108-1118. doi: 10.1038/s41436-020-0764-y | Protocol 1: Internal standard is added to a dried blood spot. The extract is evaporated and reconstituted prior to injection onto a liquid chromatography tandem mass spectrometry (LC-MS/MS). Following separation of the structural isomers glucopsychosine and psychosine by liquid chromatography, their concentrations are measured by MS/MS analysis in the multiple reaction monitoring positive mode to follow the precursor to product species transitions for psychosine (PSY). The ratio of the extracted peak area of PSY to internal standard as determined by LC-MS/MS is used to calculate the concentration of PSY in the sample.(Unpublished Mayo method) Protocol 2: Apolymerase chain reaction-based assay is used to examine DNA for the presence of a 30-kilobase deletion encompassing exon 11 through the end of theGALCgene.(Unpublished Mayo method) | 2 to 3 days | 6 months | This test was developed and its performance characteristics determined by Mayo Clinic in a manner consistent with CLIA requirements. It has not been cleared or approved by the US Food and Drug Administration. | 8254281401 | Krabbe Disease 2ND Tier NBS, BS | 62309-0 | BG706 | Gestational Age (weeks, XX.X) | 76516-4
KRABZ | Krabbe Disease, Full Gene Analysis and Large (30 kb) Deletion, Varies | Second-tier test for confirming a diagnosis of Krabbe disease Carrier testing for individuals with a family history of Krabbe disease in the absence of known sequence variants in the family | Polymerase Chain Reaction (PCR) followed by DNA Sequencing | Yes | Krabbe Disease, Full Gene Analysis | For skin biopsy or cultured fibroblast specimens, fibroblast culture testing will be performed at an additional charge. If viable cells are not obtained, the client will be notified. | Patient Preparation:A previous bone marrow transplant from an allogenic donor will interfere with testing. Call 800-533-1710 for instructions for testing patients who have received a bone marrow transplant. Submit only 1 of the following specimens: Specimen Type:Whole blood Container/Tube: Preferred:Lavender top (EDTA) or yellow top (ACD) Acceptable:Any anticoagulant Specimen Volume:3 mL Collection Instructions: 1. Invert several times to mix blood. 2. Send specimen in original tube. Specimen Stability Information: Ambient (preferred)/Refrigerated Specimen Type:Cultured fibroblasts Container/Tube:T-75 or T-25 flask Specimen Volume:1 Full T-75 or 2 full T-25 flasks Specimen Stability Information:Ambient (preferred)/Refrigerated <24 hours Additional Information:A separate culture charge will be assessed under CULFB / Fibroblast Culture for Biochemical or Molecular Testing. An additional 3 to 4 weeks is required to culture fibroblasts before genetic testing can occur. Specimen Type:Skin biopsy Supplies:Fibroblast Biopsy Transport Media (T115) Container/Tube:Sterile container with any standard cell culture media (eg, minimal essential media, RPMI 1640). The solution should be supplemented with 1% penicillin and streptomycin. Specimen Volume:4-mm punch Specimen Stability Information:Refrigerated (preferred)/Ambient Additional Information:A separate culture charge will be assessed under CULFB / Fibroblast Culture for Biochemical or Molecular Testing. An additional 3 to 4 weeks is required to culture fibroblasts before genetic testing can occur. Acceptable: Specimen Type:Blood spot Supplies:Card - Blood Spot Collection (Filter Paper) (T493) Container/Tube: Preferred:Collection card (Whatman Protein Saver 903 Paper) Acceptable:PerkinElmer 226 (formerly Ahlstrom 226) filter paper or blood spot collection card Specimen Volume:2 to 5 Blood spots Collection Instructions: 1.An alternative blood collection option for a patient older than 1 year is a fingerstick. For detailed instructions, seeHow to Collect Dried Blood Spot Samples. 2. Let blood dry on the filter paper at ambient temperature in a horizontal position for a minimum of 3 hours. 3. Do not expose specimen to heat or direct sunlight. 4. Do not stack wet specimens. 5. Keep specimen dry. Specimen Stability Information:Ambient (preferred)/Refrigerated Additional Information: 1. Due to lower concentration of DNA yielded from blood spot, it is possible that additional specimen may be required to complete testing. 2. For collection instructions, seeBlood Spot Collection Instructions 3. For collection instructions in Spanish, seeBlood Spot Collection Card-Spanish Instructions(T777) 4. For collection instructions in Chinese, seeBlood Spot Collection Card-Chinese Instructions(T800) | Blood: 1 mL Blood Spots: 3 | Krabbe disease (globoid cell leukodystrophy) is an autosomal recessive disorder caused by a deficiency of galactocerebrosidase (GALC, galactosylceramide beta-galactosidase). GALC is encoded by theGALCgene located on14q31.Krabbe disease occurs in approximately 1 in 100,000 live births with a carrier frequency of about 1 in 150 in the general population.Deficiency of GALC activity leads to an accumulation of galactosylceramide in globoid cells (multinucleated macrophages) causing severe demyelination throughout the brain. The toxic metabolite galactosylsphingosine (psychosine), an apoptotic compound, accumulates in oligodendrocytes and Schwann cells and contributes to disease pathogenicity. Severely affected individuals typically present between 3 to 6 months of age with increasing irritability and sensitivity to stimuli. Rapid neurodegeneration follows, with death usually occurring by age 13 months. There are later onset forms of the disease that are characterized by ataxia, vision loss, weakness, and psychomotor regression. The clinical course of Krabbe disease can be variable even within the same family. Treatment is mostly supportive, although hematopoietic stem cell transplantation has shown some success if treatment begins before neurologic damage has occurred. The recommended first-tier test for Krabbe disease is GALCW / Galactocerebrosidase, Leukocytes. Individuals with GALC activity below the reference range for these assays are more likely to have variants in theGALCgene that are identifiable by molecular genetic testing. The above test is not reliable for detection of carriers of Krabbe disease. Additionally, measurement of the psychosine biomarker can aid in diagnosis and ongoing therapeutic monitoring (PSY / Psychosine, Blood Spot). This assay includes DNA sequencing of all 17 exons within theGALCgene as well as evaluation for the common 30-kb deletion spanning intron 10 through the end of the gene. This deletion accounts for a significant proportion of disease alleles that contribute to infantile Krabbe disease. While enzyme activity is not predictive of age of onset, there are known genotype-phenotype correlations. Individuals who are homozygous for the deletion or compound heterozygous for the deletion and a secondGALCalteration (with the exception of late-onset variants) are predicted to have infantile Krabbe disease. The c.857G->A (p.Gly286Asp) alteration, on the other hand, is only associated with a late-onset phenotype. | An interpretive report will be provided. | All detected alterations are evaluated according to American College of Medical Genetics and Genomics (ACMG) recommendations.(3) Variants are classified based on known, predicted, or possible pathogenicity and reported with interpretive comments detailing their potential or known significance. | This analysis does not exclude a diagnosis of atypical Krabbe disease due to saposin A deficiency. A small percentage of individuals who are carriers or have a diagnosis of Krabbe disease may have a variant that is not identifiable by this method (eg, large genomic deletions, promoter alterations). The absence of a variant, therefore, does not eliminate the possibility of positive carrier status or the diagnosis of Krabbe disease. In some cases, DNA alterations of undetermined significance may be identified. Rare alterations exist that could lead to false-negative or false-positive results. If results obtained do not match the clinical findings, additional testing should be considered. Test results should be interpreted in the context of clinical findings, family history, and other laboratory data. Errors in the interpretation of results may occur if information given is inaccurate or incomplete. | 1. Newborn Screening ACT Sheet [Decreased galactocerebrosidase, elevated psychosine] Krabbe Disease (infantile form). American College of Medical Genetics and Genomics; 2021. Updated May 2022. Accessed June 10, 2024. Available at www.acmg.net/PDFLibrary/Krabbe-Infantile.pdf 2. Newborn Screening ACT Sheet [Decreased galactocerebrosidase, mildly elevated psychosine] Krabbe Disease (late-onset form). American College of Medical Genetics and Genomics; 2021. Updated May 2022. Accessed June 10, 2024. Available www.acmg.net/PDFLibrary/Krabbe-Later-Onset.pdf 3. Richards S, Aziz N, Bale S, et al: Standards and guidelines for the interpretation of sequence variants: a joint consensus recommendation of the American College of Medical Genetics and Genomics and the Association for Molecular Pathology. Genet Med. 2015 May;17(5):405-424 4. Orsini JJ, Escolar ML, Wasserstein MP, Caggana M: Krabbe disease. In: Adam MP, Ardinger HH, Pagon RA, et al, eds. GeneReviews [Internet]. University of Washington, Seattle; 2000. Updated October 11, 2018. Accessed June 30, 2020. Available at ncbi.nlm.nih.gov/books/NBK1238/ 5. Luzi P, Rafi MA, Wenger DA: Structure and organization of the human galactocerebrosidase (GALC) gene. Genomics. 1995;26:407-409 6. Luzi P, Rafi MA, Wenger DA: Characterization of the large deletion in the GALC gene found in patients with Krabbe disease. Hum Mol Genet. 1995;4(12):2335-2338 7. Spiegel R, Bach G, Sury V, et al: A mutation in the saposin A coding region of the prosaposin gene in an infant presenting as Krabbe disease: report of saposin A deficiency in humans. Molec Genet Metab. 2005,84:160-166 | Bidirectional sequence analysis is performed to test for the presence of a sequence variant in all coding regions and intron/exon boundaries of theGALCgene. Additionally, aPCR-based assay is used to examine DNA for the presence of a 30-kb deletion encompassing exon 11 through the end of theGALCgene.(Unpublished Mayo method) | 14 to 20 days |  | This test was developed and its performance characteristics determined by Mayo Clinic in a manner consistent with CLIA requirements. It has not been cleared or approved by the US Food and Drug Administration. | 81406 GALC (galactosylceramidase) (eg, Krabbe disease), full gene sequence88233-Tissue culture, skin or solid tissue biopsy (if appropriate)88240-Cryopreservation (if appropriate) | Krabbe Disease, Full Gene Analysis | 87738-1 | 53511 | Released By | 18771-6
KRASW | KRAS Somatic Mutation Analysis, Peritoneal Fluid | Staging of the pancreatic ductal adenocarcinoma(1) | Droplet Digital Polymerase Chain Reaction (ddPCR) | Yes | KRAS Mutation Analysis, Peritoneal | Varies | Container/Tube:50-mL Falcon tube Preferred:Fresh, peritoneal washing; no fixatives added to wash Specimen Volume:Two 50-mL Falcon tubes Collection Instructions:Containers must be labeled with two unique patient identifiers. | 100 mL ofperitonealwashing | Pancreatic ductal adenocarcinoma (PDAC) is an aggressive malignancy with predilection for peritoneal dissemination. Accurate peritoneal staging is important for management of patients with PDAC. TheKRASoncogene is the most frequently mutated oncogene in PDAC. Detection ofKRASmutations within peritoneal fluid has been associated with clinically positive laparoscopic findings (gross metastases and/or positive peritoneal cytology) and elevated peritoneal fluid carbohydrate antigen 19-9 and/or carcinoembryonic antigen and may portend an increased risk of residual/recurrent pancreatic cancer metastases within the peritoneal cavity. This test uses DNA extracted from cells shed into the peritoneum to evaluate for the presence ofKRAS(G12A, G12C, G12D, G12R, G12S, G12V, G13D, Q61K, Q61L, Q61R, Q61H, and A146T) mutations. A positive result indicates the presence of an activatingKRASmutation and can be a useful marker to aid in the staging of pancreatic ductal adenocarcinoma. | An interpretive report will be provided. | The interpretation of molecular biomarker analysis includes an overview of the results and the associated diagnostic, prognostic, and therapeutic implications. | Patients with a negative test result may still harbor aKRASmutation below the level of detection. The limit of detection of this assay is influenced by the amount of cells and DNA in the peritoneal wash. This is a biological variable that cannot be controlled. This assay was designed to detect mutations inKRAScodons 12, 13, 61, and 146 (G12A, G12C, G12D, G12R, G12S, G12V, G13D, Q61K, Q61L, Q61R, Q61H, and A146T). This test has not been clinically validated for use as a tool to monitor response to therapy or for early detection of tumors. This test cannot differentiate between somatic and germline alterations. | 1.Yonkus JA, Alva-Ruiz R, Abdelrahman AM, et al. Molecular peritoneal staging for pancreatic ductal adenocarcinoma using mutant KRAS droplet-digital polymerase chain reaction: Results of a prospective clinical trial. J Am Coll Surg. 2021;233(1):73-80.e1. doi:10.1016/j.jamcollsurg.2021.05.009 2. Kim NH, Kim HJ. Preoperative risk factors for early recurrence in patients with resectable pancreatic ductal adenocarcinoma after curative intent surgical resection. Hepatobiliary Pancreat Dis Int. 2018;17(5):450-455 doi:10.1016/j.hbpd.2018.09.003 3. Avula LR, Hagerty B, Alewine C. Molecular mediators of peritoneal metastasis in pancreatic cancer. Cancer Metastasis Rev. 2020;39(4):1223-1243. doi:10.1007/s10555-020-09924-4 | Droplet digital polymerase chain reaction is used to test for the presence ofKRAScodon 12, 13, 61, and 146 mutations.(Yonkus JA, Alva-Ruiz R, Abdelrahman AM, et al. Molecular peritoneal staging for pancreatic ductal adenocarcinoma using mutant KRAS droplet-digital polymerase chain reaction: Results of a prospective clinical trial. J Am Coll Surg. 2021;233(1):73-80.e1. doi:10.1016/j.jamcollsurg.2021.05.009) | 5 to 10 days | Extracted DNA: 3 months | This test was developed and its performance characteristics determined by Mayo Clinic in a manner consistent with CLIA requirements. It has not been cleared or approved by the US Food and Drug Administration. | 81275-KRAS (v-Ki-ras2 Kirsten rat sarcoma viral oncogene) (eg, carcinoma) gene analysis, variants in codons 12 and 1381276-KRAS (v-Ki-ras2 Kirsten rat sarcoma viral oncogene) (eg, carcinoma) gene analysis, additional variants | KRAS Mutation Analysis, Peritoneal | 21702-6 | 616462 | Additional Information | 48767-8
KRASP | KRAS Somatic Mutation Analysis, Tumor | Detecting molecular markers associated with response or resistance to specific cancer | Droplet Digital Polymerase Chain Reaction (ddPCR) | Yes | KRAS Somatic Mutation Analysis | When this test is ordered, slide review will always be performed at an additional charge. | Preferred: Specimen Type:Tissue block Collection Instructions:Submit a formalin-fixed, paraffin-embedded tissue block. Acceptable: Specimen Type:Tissue slide Slides:1 Hematoxylin and eosin stained and 5 unstained Collection Instructions:Submit 1 slide stained with hematoxylin and eosin and 5 unstained, nonbaked slides with 5-micron thick sections of the tumor tissue. Specimen Type: Cytology slide (direct smears or ThinPrep) Slides: 1 to 3 slides Collection Instructions: Submit 1 to 3 slides stained and coverslipped with a preferred total of 5000 nucleated cells or a minimum of at least 3000 nucleated cells. Note: Glass coverslips are preferred; plastic coverslips are acceptable but will result in longer turnaround times. Additional Information: Cytology slides will not be returned. | See Specimen Required | Strategies that focus on early detection and prevention effectively decrease the risk of mortality associated with cancer. In addition, an increase in survival rate for individuals with advanced stage disease has been observed as a result of advancements in standard chemotherapeutic agents and the development of specialized targeted therapies. Monoclonal antibodies against epidermal growth factor receptor (EGFR), such as cetuximab and panitumumab, represent an area of targeted therapy for patients with colorectal and non-small cell lung cancer (NSCLC). However, studies have shown that not all individuals with colorectal cancer or NSCLC respond to EGFR targeted molecules. Because the combination of targeted therapy and standard chemotherapy leads to an increase in toxicity and cost, strategies that help to identify the individuals most likely to benefit from such targeted therapies are desirable. Epidermal growth factor receptor is a growth factor receptor that is activated by the binding of specific ligands (epiregulin and amphiregulin), resulting in activation of the RAS/MAPK pathway. Activation of this pathway induces a signaling cascade ultimately regulating a number of cellular processes including cell proliferation. Dysregulation of the RAS/MAPK pathway is a key factor in tumor progression. Targeted therapies directed to EGFR, which inhibit activation of the RAS/MAPK pathway, have demonstrated some success (increased progression-free and overall survival) in patients with cancer, in particular, colorectal cancer and NSCLC. One of the most common somatic mutations in colon cancer and NSCLC is the presence of activating mutations in the protooncogeneKRAS.KRASis recruited by ligand-bound (active) EGFR to initiate the signaling cascade induced by the RAS/MAPK pathway. Because alteredKRASconstitutively activates the RAS/MAPK pathway downstream of EGFR, agents such as cetuximab and panitumumab, which prevent ligand-binding to EGFR, do not appear to have any meaningful inhibitor activity on cell proliferation in the presence of alteredKRAS. Current data suggest that the efficacy of EGFR-targeted therapies in colon cancer and NSCLC is confined to patients with tumors lackingKRASmutations. An exception is theKRASG12C variant, which is targetable with variant-specific inhibitors. This test uses DNA extracted from tumor tissue to evaluate for the presence ofKRAS(G12A, G12C, G12D, G12R, G12S, G12V, G13D, Q61K, Q61L, Q61R, Q61H, and A146T) mutations. A positive result indicates the presence of an activatingKRASmutation and can be a useful marker by which patients are selected for EGFR-targeted therapy. | An interpretive report will be provided. | The interpretation of molecular biomarker analysis includes an overview of the results and the associated diagnostic, prognostic, and therapeutic implications. | Not all patients whose tumors have wildtypeKRASrespond to epidermal growth factor receptor (EGFR)-targeted therapies. Rare genetic alterations (ie, polymorphisms) exist that could lead to false-negative or false-positive results. Test results should be interpreted in context of clinical findings, tumor sampling, and other laboratory data. If results obtained do not match other clinical or laboratory findings, please contact the laboratory for possible interpretation. Misinterpretation of results may occur if the information provided is inaccurate or incomplete. This assay was designed to detect variants inKRAScodons 12, 13, 61, and 146 (G12A, G12C, G12D, G12R, G12S, G12V, G13D, Q61K, Q61L, Q61R, Q61H, and A146T). This test has not been clinically validated for use as a tool to monitor response to therapy or for early detection of tumors. This test cannot differentiate between somatic and germline alterations. | 1.Allegra CJ, Rumble BR, Hamilton SR, et al. Extended RAS gene mutation testing in metastatic colorectal carcinoma to predict response to anti-epidermal growth factor receptor monoclonal antibody therapy: ASCO Provisional Clinical Opinion update 2015. J Clin Oncol. 2016;34(2):179-185 2.Spano JP, Milano G, Vignot S, Khayat D. Potential predictive markers of response to EGFR-targeted therapies in colorectal cancer. Crit Rev Oncol Hematol. 2008;66(1)21-30 3.Lam DC: Clinical testing for molecular targets for personalized treatment in lung cancer. Respirology. 2013;18(2):233-237 4.Hong DS, Fakih MG, Strickler JH, et al. KRAS G12C inhibition with sotorasib in advanced solid tumors. N Engl J Med. 2020;383(13):1207-1217 | A pathology review and macrodissection to enrich for tumor cells is performed prior to DNA extraction. Droplet digital polymerase chain reaction is used to test for the presence ofKRAScodon 12, 13, 61, and 146 variants.(Unpublished Mayo method). | 6 to 12 days | Unused slides: 5 years; Extracted DNA: 3 months. Unused portions of blocks will be returned. | This test was developed and its performance characteristics determined by Mayo Clinic in a manner consistent with CLIA requirements. It has not been cleared or approved by the US Food and Drug Administration. | 81275-KRAS (v-Ki-ras2 Kirsten rat sarcoma viral oncogene) (eg, carcinoma) gene analysis, variants in codons 12 and 1381276-KRAS additional variant(s)88381-Microdissection, manual | KRAS Somatic Mutation Analysis | 103955-1 | 614165 | Additional Information | 48767-8
LBCS | Labile Bound Copper, Serum | May be useful in the evaluation of copper-related disorders, including Wilson disease | Inductively-Coupled Plasma Mass Spectrometry (ICP-MS) | Yes | Labile Bound Copper, S | After a labile bound copper serum result is obtained, a total copper serum test will be performed at an additional charge. The labile bound copper concentration will be divided by the total copper concentration to calculate the labile bound copper fraction result. | Patient Preparation:High concentrations of gadolinium and iodine are known to potentially interfere with most inductively coupled plasma mass spectrometry-based metal tests. If either gadolinium- or iodine-containing contrast media has been administered,a specimen should not be collected for at least 96 hours. Supplies: -Metal Free Specimen Vial (T173) -Metal Free B-D Tube (No Additive), 6 mL (T184) Collection Container/Tube:6-mL Plain, royal blue-top Vacutainer plastic trace element blood collection tube Submission Container/Tube:7-mL Metal-free, screw-capped, polypropylene vial Specimen Volume:0.75 mL Collection Instructions: 1. For complete instructions, seeMetals Analysis Specimen Collection and Transport. 2. Allow the specimen to clot for 30 minutes; then centrifuge the specimen to separate serum from the cellular fraction. 3. Remove the stopper. Carefully pour specimen into metal-free, polypropylene vial, avoiding transfer of the cellular components of blood. Do not insert a pipet into the serum to accomplish transfer, and do not ream the specimen with a wooden stick to assist with serum transfer. 4. Freeze sample on dry ice immediately after pouring off the serum. | 0.5 mL | Copper (Cu) is an important trace element that is associated with a number of metalloproteins. Copper in biological material is complexed with proteins, peptides, and other organic ligands. The majority of copper in plasma is bound to the enzyme ceruloplasmin, a copper-dependent multifunction oxidase enzyme. Up to 90% of copper exported from the liver into peripheral blood is tightly protein bound. The remaining copper fraction is often referred to as "free" copper, however a more accurate description is labile bound copper (LBC), as it is not truly circulating freely but is loosely bound to various smaller proteins, including albumin, transcuprein, tetrapeptides, and other amino acids. This test involves measurement of both the LBC concentration and total copper. The LBC will be divided by the measured total copper concentration to calculate a LBC fraction result. The LBC fraction (%) may be more useful than LBC in some disease states, such as Wilson disease, as it represents the fraction of LBC normalized against potential variation in total copper burden. Low serum copper, most often due to excess iron or zinc ingestion and infrequently due to dietary copper deficit, may result in altered growth and in impaired erythropoiesis. Low total serum copper is also observed in hepatolenticular degeneration (Wilson disease) due to a decrease in the synthesis of ceruloplasmin and allelic variances in cellular metal ion transporters. In Wilson disease, the albumin-bound copper may actually be increased, but ceruloplasmin-bound copper is low, resulting in low serum copper. However, during the acute phase of Wilson disease (fulminant hepatic failure), ceruloplasmin and copper levels may be normal; in this circumstance, hepatic inflammation causes increased release of ceruloplasmin. It is useful to relate the degree of liver inflammation to ceruloplasmin and copper (see the following discussion on hypercupremia). Significant hepatic inflammation with normal ceruloplasmin and copper suggest acute Wilson disease. As WD is characterized by a loss of ceruloplasmin-copper binding function, the concentration of non-ceruloplasmin bound labile copper (NCC) is an attractive target as a diagnostic aid. NCC has been historically estimated by the following formula: NCC = total serum copper (mcg/dL) - [3.15 x ceruloplasmin (mcg/dL)]. This calculated estimate has limitations, as it is difficult to directly measure ceruloplasmin, and assumes that all available ceruloplasmin is fully saturated with copper. As such, a clinical assay that can directly quantify the proportion of "free" or labile bound (LBC fraction) of total copper in serum may be preferable. While measurement of LBC fraction has been shown to be a promising diagnostic tool for Wilson disease, it may be applicable to other copper-related disorders as well. Additional disorders associated with decreased serum copper concentrations include malnutrition, hypoproteinemia, malabsorption, nephrotic syndrome, Menkes disease, copper toxicity, and megadosing of zinc-containing vitamins (zinc interferes with normal copper absorption from the gastrointestinal [GI] tract). Hypercupremia is found in primary biliary cholangitis (formerly primary biliary cirrhosis), primary sclerosing cholangitis, hemochromatosis, malignant diseases (including leukemia), thyrotoxicosis, and various infections. Serum copper concentrations are also elevated in patients taking contraceptives or estrogens and during pregnancy. Since the GI tract effectively excludes excess copper, it is the GI tract that is most affected by copper ingestion. Increased copper serum concentration, LBC copper, and LBC fraction alone do not directly indicate copper toxicity. | Labile Bound Copper: <105 ng/mL Labile Bound Copper Fraction: Males: <10.5 % Females: <8.1 % Copper, Total: 0-2 months: 40-140 mcg/dL 3-6 months: 40-160 mcg/dL 7-9 months: 40-170 mcg/dL 10-12 months: 80-170 mcg/dL 13 months-10 years: 80-180 mcg/dL 11-17 years: 75-145 mcg/dL Males: > or =18 years: 73-129 mcg/dL Females: > or =18 years: 77-206 mcg/dL | This test measures the labile bound copper (LBC) in serum and calculates the fraction (%) of labile bound copper to total copper (LBC fraction). Serum copper results below the normal range and LBC fraction above the normal range are associated with Wilson disease. Abnormal total copper and LBC fraction may also be associated with a variety of other copper-related disorders (see Clinical Information). | No significant cautionary statements | 1. Woimant F, Djebrani-Oussedik N, Poujois A. New tools for Wilson's disease diagnosis: exchangeable copper fraction. Ann Transl Med. 2019;7(Suppl 2):S70. doi:10.21037/atm.2019.03.02 2. McMillin GA, Travis JJ, Hunt JW. Direct measurement of free copper in serum or plasma ultrafiltrate. Am J Clin Pathol. 2009;131(2):160-5. doi:10.1309/AJCP7Z9KBFINVGYF 3. Quarles CD Jr, Macke M, Michalke B, et al. LC-ICP-MS method for the determination of "extractable copper" in serum. Metallomics. 2020;12(9):1348-1355 4. Shribman S, Marjot T, Sharif A, et al. Investigation and management of Wilson's disease: a practical guide from the British Association for the Study of the Liver. Lancet Gastroenterol Hepatol. 2022;7(6):560-575 5. Strathmann FG, Blum LM. Toxic elements. In: Rifai N, Chiu RWK, Young I, Burnham CAD, Wittwer CT, eds. Tietz Textbook of Clinical Chemistry and Molecular Diagnostics. 7th ed. Elsevier; 2023:chap 44 6. Alman B, Fay M, Antezana A, et al. Toxicological Profile for Copper. ATSDR; 2022. Accessed January 22, 2024. Available atwww.atsdr.cdc.gov/toxprofiles/tp132.pdf | Total copper is analyzed by inductively coupled plasma mass spectrometry.(Unpublished Mayo method) The labile bound copper fraction of serum is isolated from total copper through a series of filtration and chelation steps. Labile bound copper is then analyzed by inductively coupled plasma mass spectrometry.(Bitzer AC, Fox J, Day PL, et al. Establishment of a labile bound copper reference interval in a healthy population via an inductively coupled plasma mass spectrometry dual filtration-based assay. Arch Pathol Lab Med. 2023 Oct 23. doi:10.5858/arpa.2023-0259-OA) | 7 to 14 days | 14 days | This test was developed and its performance characteristics determined by Mayo Clinic in a manner consistent with CLIA requirements. It has not been cleared or approved by the US Food and Drug Administration. | 82525 | Labile Bound Copper, S | 105459-2 | 620896 | Labile Bound Copper Fraction | 96463-5
LACO | Lacosamide, Serum | Monitoring serum concentrations of lacosamide to ensure compliance and appropriate dosing in specific clinical conditions (ie, severe kidney impairment, mild-to-moderate hepatic impairment, and kidney failure) | Liquid Chromatography-Tandem Mass Spectrometry (LC-MS/MS) Portions of this test are covered by patents held by Quest Diagnostics | Yes | Lacosamide, S | Serum | Supplies:Sarstedt Aliquot Tube, 5 mL (T914) Container/Tube: Preferred:Red top Acceptable:Serum gel Submission Container/Tube:Plastic vial Specimen Volume:1 mL Collection Instructions: 1. Collect specimen immediately before next scheduled dose. 2. For sustained-release formulations ONLY, collect specimen a minimum of 12 hours after last dose. 3. Centrifuge and aliquot serum into plastic vial within 2 hours of collection. | 0.2 mL | Lacosamide is approved for adjunctive therapy to treat partial-onset seizures in epileptic patients aged 17 years and older. In clinical trials, the most common side effects were dizziness, headache, nausea, and double vision. Lacosamide is completely absorbed after oral administration with negligible first-pass metabolism. Peak serum concentrations occur 1 to 4 hours after oral dosing, and the elimination half-life is approximately 13 hours. Steady-state serum concentrations are achieved after 3 days of twice daily repeated administration. About 40% of the administered dose is eliminated by the renal system unchanged, and 30% is metabolized by hepatic isoenzymes (CYP2C9, CYP2C19, and CYP3A4) to the O-desmethyl inactive metabolite. The relationship between lacosamide serum concentrations and its efficacy or adverse effects is not well established. However, central nervous system toxicity has been associated with higher drug concentrations in serum. | Patients receiving therapeutic doses usually have lacosamideconcentrations of1.0 to 10.0mcg/mL. | The serum concentration should be interpreted in the context of the patient's clinical response and may provide useful information in patients showing poor response or adverse effects, particularly when lacosamide is co-administered with other anticonvulsant drugs. Toxic ranges are not well established but occur more frequently when concentrations are greater or equal to 20 mcg/mL. | Abnormalities in liver function tests (eg, alanine aminotransferase) have been observed in controlled trials in adult patients with partial-onset seizures who were taking 1 to 3 concomitant antiepileptic drugs. | 1. VIMPAT Medication Guide. Harris FRC Corporation. UCB, Inc; Revised 09/2022. Accessed April 23, 2024. Available atwww.ucb-usa.com/vimpat-prescribing-information.pdf 2. Patsalos PN, Berry DJ. Pharmacotherapy of the third-generation AEDs: lacosamide, retigabine and eslicarbazepine acetate.Expert Opin Pharmacother.2012;13(5):699-715 3. Chung SS. New treatment option for partial-onset seizures: efficacy and safety of lacosamide.Ther Adv Neurol Disord.2010;3(2):77-83 4. Sattler A, Schaefer M, May TW, Rambeck B, Brandt C.Fluctuation of lacosamide serum concentrations during the day and occurrence of adverse drug reactions-first clinical experience.Epilepsy Res.2011;95(3):207-212 5. Greenaway C, Ratnaraj N, Sander JW, Patsalos PN. Saliva and serum lacosamide concentrations in patients with epilepsy.Epilepsia.2011;52(2):258-263 6. McMullin M, Dalrymple R. Analysis for lacosamide in human serum by LC/MS/MS and a summary of 8,000 patient values.Ther Drug Monit.2011;33(4):520-521 7. Hiemke C, Bergemann N, Clement HW, et al. Consensus Guidelines for Therapeutic Drug Monitoring in Neuropsychopharmacology: Update 2017. Pharmacopsychiatry. 2018;51(1-02):9-62. doi:10.1055/s-0043-116492 | Lacosamide and the internal standard are separated from other serum constituents by high-performance liquid chromatography with analysis on a tandem mass spectrometer equipped with an electrospray ion source using multiple reaction monitoring.(Unpublished Mayo method) | Same day/1 to 4 days | 14 days | This test was developed and its performance characteristics determined by Mayo Clinic in a manner consistent with CLIA requirements. It has not been cleared or approved by the US Food and Drug Administration. | 80235 | Lacosamide, S | 59297-2 | 62772 | Lacosamide, S | 59297-2
LDBF | Lactate Dehydrogenase (LDH), Body Fluid | Identification of exudative pleural effusions Lactate dehydrogenase in pericardial fluids isnot diagnostically useful. | Photometric | Yes | Lactate Dehydrogenase (LD), BF | Body Fluid | Specimen Type:Body fluid Preferred Source: -Peritoneal fluid (peritoneal, abdominal, ascites, paracentesis) -Pleural fluid (pleural, chest, thoracentesis) -Drain fluid (drainage, Jackson Pratt [JP] drain) -Pericardial -Synovial -Cerebral spinal fluid Acceptable Source:Write in source name with source location (if appropriate) Collection Container/Tube:Sterile container Submission Container/Tube:Plastic vial Specimen Volume:1 mL Collection Instructions: 1. Centrifuge to remove any cellular material and transfer into a plastic vial. 2. Indicate the specimen source and source location on label. | 0.5 mL | Lactate dehydrogenase (LDH) activity is present in all cells of the body with the highest concentrations in the heart, liver, muscle, kidney, lung, and erythrocytes. Pleural fluid: Pleural fluid is normally present within the pleural cavity surrounding the lungs, serving as a lubricant between the lungs and inner chest wall. Pleural effusion develops when the pleural cavity experiences an overproduction of fluid due to increased capillary hydrostatic and osmotic pressure that exceeds the ability of the lymphatic or venous system to return the fluid to circulation. Laboratory-based criteria are often used to classify pleural effusions as either exudative or transudative. Exudative effusions form due to infection or inflammation of the capillary membranes allowing excess fluid into the pleural cavity. Patients with these conditions benefit from further investigation and treatment of the local cause of inflammation. Transudative effusions form due to systemic conditions such as volume overload, end stage kidney disease, and heart failure that can lead to excess fluid accumulation in the pleural cavity. Patients with transudative effusions benefit from treatment of the underlying condition.(1) Measurement of LDH in body fluids is primarily indicated to aid in the differentiation of transudative and exudative effusions as LDH activity is considered an indicator of the extent of inflammation. Dr. Richard Light derived criteria in the 1970s for patients with pleural effusions that are still used today.(2) The criteria include the measurement of total protein and LDH in pleural fluid and serum. Exudates are defined as meeting one of the following criteria: 1. Pleural fluid-to-serum protein ratio above 0.5 2. Pleural fluid LDH above two-thirds the upper limit of normal serum LDH 3. Pleural fluid-to-serum LDH ratio above 0.6 Pericardial fluid: The routine analysis of LDH to differentiate exudative and transudative pericardial effusions is not considered helpful.(3) Peritoneal fluid: Spontaneous bacterial peritonitis or ascitic fluid infection is common (12%) at the time of admission of a patient with cirrhosis and ascites. The diagnosis is made in the presence of an elevated ascitic fluid absolute polymorphonuclear (PMN) leukocyte count (ie, >250 cells/mm(3) [0.25 x 10(9)/L]) without an evident intra-abdominal, surgically treatable source of infection.(4) Secondary bacterial peritonitis (ie, ascitic fluid infection caused by a surgically treatable intra-abdominal source) can masquerade as spontaneous bacterial peritonitis. Signs and symptoms do not help separate patients who need surgical intervention from those who have spontaneous bacterial peritonitis and need only antibiotic treatment. In contrast, the initial ascitic fluid analysis and the response to treatment can assist with this important distinction. The characteristic analysis in the setting of free perforation is PMN count of 250 cells/mm(3) (usually many thousands) or higher, multiple organisms (frequently including fungi and enterococcus) on Gram stain and culture, and at least 2 of the following criteria: total protein above 1 g/dL, LDH above the upper limit of normal for serum, and glucose below 50 mg/dL. Studies have reported higher than 95% sensitivity but low specificity using these criteria; a computerized tomographic scan was diagnostic in 85% of patients with secondary peritonitis.(5) | An interpretive report will be provided. | Pleural fluidlactate dehydrogenase(LDH) to serum LDH ratios above 0.6 are most consistent with exudative effusions.(2,6) Peritoneal fluid LDH above 220 U/L suggests secondary, rather than spontaneous bacterial peritonitis, in conjunction with other laboratory, imaging, and clinical findings.(4,5) Synovial fluid LDH may be elevated greater than plasma or serum LDH due to inflammatory causes. Values should be interpreted in conjunction with other clinical findings.(7) All other fluids: LDH may be used to differentiate transudative from exudative effusions. The decision limits are not well defined in fluids other than pleural fluid and should be interpreted in conjunction with other clinical findings. | Lactate dehydrogenase (LDH) activity is one of the most sensitive indicators of in vitro hemolysis. Causes can include transportation via pneumatic tube and vigorous mixing. Contamination with erythrocytes will elevate results, because the analyte level in erythrocytes is higher than in normal sera. The level of interference may be variable depending on the content of analyte in the lysed erythrocytes. In very rare cases of gammopathy, in particular Waldenstrom macroglobulinemia type IgM, may cause unreliable results. | 1. Block DR, Florkowski CM. Body fluids. In:Rifai N, Horvath AR, Wittwer CT. eds. Tietz Textbook of Clinical Chemistry and Molecular Diagnostics. 6th ed. Elsevier; 2018:chap 43 2. Light RW, Macgregor I, Luchsinger PC, Ball WC. Pleural effusions: the diagnostic separation of transudates and exudates. Ann Intern Med. 1972;77(4):507-513 3. Ben-Horin S, Bank I, Shinfeld A, et al. Diagnostic value of the biochemical composition of pericardial effusions in patients undergoing pericardiocentesis. Am J Cardiol. 2007;99(9):1294-1297 4. Soriano G, Castellote J, Alvarez C, et al. Secondary bacterial peritonitis in cirrhosis: a retrospective study of clinical and analytical characteristics, diagnosis and management. J Hepatol. 2010;52(1):39-44 5. Sahn, SA. Getting the most from pleural fluid analysis. Respirology. 2012;17(2):270-277 6. Tarn AC, Lapworth R. Biochemical analysis of ascitic (peritoneal) fluid: what should we measure? Ann Clin Biochem. 2010;47:397-407 7. Pejovic M, Stankovic A, Mitrovic DR. Lactate dehydrogenase activity and its isoenzymes in serum and synovial fluid of patients with rheumatoid arthritis and osteoarthritis. J Rheumatol. 1992;19:529-533 8. Nandakumar V, Dolan C, Baumann NA, et al. Effect of pH on the quantification of body fluid analytes for clinical diagnostic testing. Am J Clin Path. 2019;152(1):S10-S11 | Lactate andnicotinamide adenine dinucleotide, in the presence of lactate dehydrogenase, are converted to pyruvate and reduced nicotinamide adenine dinucleotide (NADH). The rate at which NADH is formed is determined by increase in absorbance and is directly proportional to enzyme activity.(Package insert: Roche LDH reagent. Roche Diagnostics; V13.0 02/2022) | Same day/1 to 2 days | 1 week | This test has been modified from the manufacturer's instructions. Its performance characteristics were determined by Mayo Clinic in a manner consistent with CLIA requirements. This test has not been cleared or approved by the US Food and Drug Administration. | 83615 | Lactate Dehydrogenase (LD), BF | 14803-1 | FLD11 | Fluid Type, Lactate Dehydrogenase | 14725-6
LD | Lactate Dehydrogenase (LDH), Serum | Investigation of a variety of diseases involving the heart, liver, muscle, kidney, lung, and blood Monitoring changes in tumor burden after chemotherapy; lactate dehydrogenase elevations in patients with cancer are too erratic to be of use in the diagnosis of cancer | Photometric Rate Reaction | Yes | Lactate Dehydrogenase (LD), S | For more information seeMultiple Myeloma: Laboratory Screening | Collection Container/Tube: Preferred:Serum gel Acceptable:Red top Submission Container/Tube:Plastic vial Specimen Volume:1 mL Collection Instructions: 1. Serum gel tubes should be centrifuged within 2 hours of collection. 2. Red-top tubes should be centrifuged, and the serum aliquoted into a plastic vial within 2 hours of collection. | 0.25 mL | Lactate dehydrogenase (LDH) activity is present in all cells of the body with highest concentrations in heart, liver, muscle, kidney, lung, and erythrocytes. Serum LDH is elevated in a number of clinical conditions. | 1-30 days: 135-750 U/L 31 days-11 months: 180-435 U/L 1-3 years: 160-370 U/L 4-6 years: 145-345 U/L 7-9 years: 143-290 U/L 10-12 years: 120-293 U/L 13-15 years: 110-283 U/L 16-17 years: 105-233 U/L > or =18 years: 122-222 U/L | Marked elevations in lactate dehydrogenase (LDH) activity can be observed in megaloblastic anemia, untreated pernicious anemia, Hodgkin disease, abdominal and lung cancers, severe shock, and hypoxia. Moderate to slight increases in LDH levels are seen in myocardial infarction, pulmonary infarction, pulmonary embolism, leukemia, hemolytic anemia, infectious mononucleosis, progressive muscular dystrophy (especially in the early and middle stages of the disease), liver disease, and kidney disease. In liver disease, elevations of LDH are not as great as the increases in aspartate aminotransferase (AST) and alanine aminotransferase (ALT). Increased levels of the enzyme are found in about one-third of patients with kidney disease, especially those with tubular necrosis or pyelonephritis. However, these elevations do not correlate well with proteinuria or other parameters of kidney disease. On occasion a raised LDH level may be the only evidence to suggest the presence of a hidden pulmonary embolus. | Red blood cells contain much more lactate dehydrogenase (LDH) than serum. A hemolyzed specimen is not acceptable. LDH activity is one of the most sensitive indicators of in vitro hemolysis. Causes can include transportation via pneumatic tube, vigorous mixing, or traumatic venipuncture. While increases in serum LDH also are seen following a myocardial infarction, the test has been replaced by the determination of troponin. | Panteghini M, Bais R: Serum enzymes. In:Rifai N, Horvath AR, Wittwer CT, eds. Tietz Textbook of Clinical Chemistry and Molecular Diagnostics. 6th ed. Elsevier; 2018:407-431 | Lactate andnicotinamide adenine dinucleotide (NAD[+]), in the presence of lactate dehydrogenase (LD), are converted to pyruvate and NADH. The rate at which NADH is formed is determined by an increase in absorbance and is directly proportional to enzyme activity.(Package insert: LDH reagent. Roche Diagnostics; 08/2019) | Same day/1 to 3 days | 1 week | This test has been cleared, approved, or is exempt by the US Food and Drug Administration and is used per manufacturer's instructions. Performance characteristics were verified by Mayo Clinic in a manner consistent with CLIA requirements. | 83615 | Lactate Dehydrogenase (LD), S | 14804-9 | LD | Lactate Dehydrogenase (LD), S | 14804-9
LAPYP | Lactate Pyruvate Panel, Plasma | Diagnosing and monitoring patients with lactic acidosis Monitoring lactate-to-pyruvate ratios | Gas Chromatography Mass Spectrometry (GC-MS) | Yes | Lactate Pyruvate Panel, P | Plasma | Collection Container/Tube: Preferred:Green top (Sodium heparin) Acceptable:Green top (Lithium heparin) Submission Container/Tube:Plastic vial Specimen Volume:0.5 mL Collection Instructions:Centrifuge and aliquot plasma into a plastic vial. | 0.1 mL | Lactic acid (lactate) is primarily produced from glucose metabolism via the glycolytic pathway. Although primarily metabolized by the liver, other tissues also use small amounts of lactate. Typically, the amount of lactate produced parallels the amount utilized. Both the rates of lactate production and liver clearance impact the lactate concentration in blood. Lactic acidosis, or the accumulation of excess lactate, results from a combination of increased lactate production with decreased utilization. Patients experiencing lactic acidosis present with tachypnea, weakness, and fatigue. Untreated, patients may develop confusion and progress to coma. Lactic acidosis may be associated with hypoxic conditions (eg, shock, hypovolemia, heart failure, pulmonary insufficiency), metabolic disorders (eg, diabetic ketoacidosis, malignancies, inborn errors of metabolism), and toxin exposures (eg, ethanol, methanol, salicylates). Pyruvic acid, an intermediate metabolite, plays an important role in linking carbohydrate and amino acid metabolism to the tricarboxylic acid cycle, the fatty acid beta-oxidation pathway, and the mitochondrial respiratory chain complex. However, pyruvic acid levels alone have little clinical utility. Combined analysis of lactate and pyruvate may suggest an inborn error of metabolism when elevations of both analytes are observed or when there is an abnormal lactate-to-pyruvate (L:P) ratio. For example, several mitochondrial respiratory chain disorders exhibit elevated L:P ratios. Mitochondrial disorders vary widely in both clinical presentation and age of onset. Patients commonly present with neurologic and myopathic features. In addition, patients may experience involvement of multiple organ systems with features such asmyopathy, ophthalmoplegia, ptosis, cardiomyopathy, sensorineural hearing loss, optic atrophy, pigmentary retinopathy, diabetes mellitus, encephalomyopathy, seizures, and stroke-like episodes. A low L:P ratio is observed in inherited disorders of pyruvate metabolism including pyruvate dehydrogenase complex (PDHC) deficiency. Clinical presentation of PDHC deficiency can range from fatal congenital lactic acidosis to relatively mild ataxia or neuropathy. The most common features observed in infants and children with PDHC deficiency are developmental delay, hypotonia, seizures, and ataxia. Other manifestations may include congenital brain malformations, degenerative changes including Leigh disease, and facial dysmorphism. | Lactic Acid < or = 4000.0 nmol/mL Pyruvic Acid < or = 350.0 nmol/mL | An elevated lactate-to-pyruvate (L:P) ratio may indicate inherited disorders of the respiratory chain complex, tricarboxylic acid cycle disorders, and pyruvate carboxylase deficiency. Respiratory chain defects usually result in L:P ratios above 20. A low L:P ratio (disproportionately elevated pyruvic acid) may indicate an inherited disorder of pyruvate metabolism. Defects of the pyruvate dehydrogenase complex result in L:P ratios below 10. The L:P ratio is characteristically normal in other patients. An artifactually high ratio can be found if the patient is acutely ill. Cerebrospinal fluid (CSF) L:P ratio may assist in evaluation of patients with neurologic dysfunction and normal blood L:P ratios. Blood and CSF specimens should be collected at the same time. | No significant cautionary statements | 1. Munnich A, Rotig A, Cormier-Daire V, Rustin P. Clinical presentation of respiratory chain deficiency. In: Valle DL, Antonarakis S, Ballabio A, Beaudet AL, Mitchell GA, eds. The Online Metabolic and Molecular Bases of Inherited Disease. McGraw-Hill; 2019. Accessed July 5, 2024. Available at http://ommbid.mhmedical.com/content.aspx?bookid=2709&sectionid=225086827 2. Robinson BH. Lactic acidemia: Disorders of pyruvate carboxylase and pyruvate dehydrogenase. In: Valle DL, Antonarakis S, Ballabio A, Beaudet AL, Mitchell GA, eds. The Online Metabolic and Molecular Bases of Inherited Disease. McGraw-Hill; 2019. Accessed July 5, 2024. Available at http://ommbid.mhmedical.com/content.aspx?bookid=2709&sectionid=225087140 3. Shoffner JM. Oxidative phosphorylation diseases. In: Valle DL, Antonarakis S, Ballabio A, Beaudet AL, Mitchell GA, eds. Online Metabolic and Molecular Bases of Inherited Disease. McGraw-Hill; 2019 Accessed July 5, 2024. Available at http://ommbid.mhmedical.com/content.aspx?bookid=2709&sectionid=225088339 | A mixture of labeled internal standards is added to patient plasma following oximation of keto acids. The samples are acidified and extracted. After evaporation, the dry residue is silylated analyzed by capillary gas chromatography mass spectrometry using selected ion monitoring with positive electron impact ionization and stable isotope dilution.(Unpublished Mayo method) | 3 to 9 days | 2 months | This test was developed and its performance characteristics determined by Mayo Clinic in a manner consistent with CLIA requirements. It has not been cleared or approved by the US Food and Drug Administration. | 8360584210 | Lactate Pyruvate Panel, P | 101656-7 | 616796 | Reviewed by | 18771-6
LACS1 | Lactate, Plasma | Diagnosing and monitoring patients with lactic acidosis | Colorimetric | Yes | Lactate, P | Plasma NaFl-KOx | Collection Container/Tube: Gray top (potassium oxalate/sodium fluoride) Submission Container/Tube: Plastic vial Specimen Volume: 0.5 mL Collection Instructions: 1.Collection must be at least 1 mL in a 2-mL collection tube or at least 2 mL in a 4-mL collection tube. 2. Centrifuge and aliquot plasma into plastic vial. | 0.25 mL | Anaerobic glycolysis markedly increases blood lactate and causes some increase in pyruvate levels, especially with prolonged exercise. The common cause for increased blood lactate and pyruvate is anoxia resulting from such conditions as shock, pneumonia, and congestive heart failure. Lactic acidosis may also occur in kidney failure and leukemia. Thiamine deficiency and diabetic ketoacidosis are associated with increased levels of lactate and pyruvate. Lactate measurements that evaluate the acid-base status are used in the diagnosis and treatment of lactic acidosis (abnormally high acidity in the blood). | 0-90 days (<3 months): 0.0-3.3 mmol/L 3-24 months: 0.0-3.1 mmol/L >24 months-18 years: 0.0-2.2 mmol/L >18 years: 0.5-2.2 mmol/L | While no definitive concentration of lactate has been established for the diagnosis of lactic acidosis, lactate concentrations exceeding 5 mmol/L and pH below 7.25 are generally considered indicative of significant lactic acidosis. | Proper specimen collection and processing techniques are critical for reliable results. | 1. Mizock BA. The hepatosplanchnic area and hyperlactatemia: A tale of two lactates. Crit Care Med. 2001;29(2):447-449. doi:10.1097/00003246-200102000-00047 2. Duke T: Dysoxia and lactate. Arch Dis Child. Oct;81(4):343-350. doi:10.1136/adc.81.4.343 3. Sacks D: Carbohydrates. In: Rifai N, Horvath AR, Wittwer CT, eds. Tietz Textbook of Clinical Chemistry and Molecular Diagnostics 6th ed. Elsevier; 2018:518-538 | Lactate concentration is determined using an enzymatic colorimetric method. L-lactate is oxidized to pyruvate by the specific enzyme lactate oxidase. Peroxidase is used to generate a colored dye using the hydrogen peroxide generated in the first reaction. The intensity of the color formed is directly proportional to the L-lactate concentration. It is determined by measuring the increase in absorbance.(Package insert: Roche Diagnostics, Indianapolis IN, 02/2016) | Same day/1 to 2 days | 2 days | This test has been cleared, approved, or is exempt by the US Food and Drug Administration and is used per manufacturer's instructions. Performance characteristics were verified by Mayo Clinic in a manner consistent with CLIA requirements. | 83605 | Lactate, P | 2524-7 | LACS1 | Lactate, P | 2524-7
LASF1 | Lactic Acid, Spinal Fluid | Aid in differentiating between bacterial and viral meningitis Aid in identifying increased anaerobic glycolysis or hypoxia associated with bacterial meningitis, cerebral infarction, cerebral arteriosclerosis, intracranial hemorrhage, hydrocephalus, traumatic brain injury, cerebral edema, epilepsy, and inborn errors of metabolism | Colorimetric | Yes | Lactic Acid, CSF | CSF | Specimen Type:Spinal fluid Container/Tube:Sterile container Specimen Volume:1 mL Collection Instructions:Centrifuge to remove any cellular material. | 0.5 mL | Anaerobic glycolysis markedly increases lactate concentrations. Lactate concentrations in cerebrospinal fluid (CSF) are increased in the presence of cerebral glycolysis or hypoxia associated with bacterial meningitis, cerebral infarction, cerebral arteriosclerosis, intracranial hemorrhage, hydrocephalus, traumatic brain injury, cerebral edema, epilepsy, and inborn errors of metabolism. Lactate found in CSF is predominantly produced by central nervous system anaerobic glycolysis and is independent of blood lactate. Lactate measurement in CSF has been proposed as a test to differentiate bacterial from viral meningitis. | 0-2 days: 1.1-6.7 mmol/L 3-10 days: 1.1-4.4 mmol/L 11 days-17 years: 1.1-2.8 mmol/L >17 years: 1.1-2.4 mmol/L | In addition to reference intervals, published meta-analysis of 33 studies concluded concentrations greater than 3.9 mmol/L are suggestive of bacterial meningitis, with lower concentrations suggestive of viral meningitis.(1) | Cerebrospinal fluid (CSF) lactate concentrations should be interpreted in conjunction with clinical findings and other laboratory results. CSF lactate concentrations decrease after treatment with antibiotics; therefore, specimens should be collected prior to initiation of antibiotics in order to differentiate bacterial from aseptic meningitis. | 1. Sakushima K, Hayashino Y, Kawaguchi T, et al: Diagnostic accuracy of cerebrospinal fluid lactate for differentiating bacterial meningitis from aseptic meningitis: A meta-analysis. J Infect. 2011;62:255-262 2. Zhang W, Natowicz MR: Cerebrospinal fluid lactate and pyruvate concentrations and their ratio. Clin Biochem. 2013;46:694-697 | Lactate concentration is determined using an enzymatic colorimetric method. L-lactate is oxidized to pyruvate by the specific enzyme lactate oxidase. Peroxidase is used to generate a colored dye using the hydrogen peroxide generated in the first reaction. The intensity of the color formed is directly proportional to the L-lactate concentration. It is determined by measuring the increase in absorbance.(Package insert: Roche Diagnostics Cobas 6000; LACT2 reagent package insert; Indianapolis, IN 46256. 02/2016) | Same day/1 to 2 days | 1 week | This test has been cleared, approved, or is exempt by the US Food and Drug Administration and is used per manufacturer's instructions. Performance characteristics were verified by Mayo Clinic in a manner consistent with CLIA requirements. | 83605 | Lactic Acid, CSF | 2520-5 | LASF1 | Lactic Acid, CSF | 2520-5
FLACF | Lactoferrin, Fecal by ELISA |  | Qualitative Enzyme-Linked Immunosorbent Assay | Yes | Lactoferrin, Fecal by ELISA | Fecal | Preferred Specimen Type: Unpreserved stool Supplies: Sterile stool container Container/Tube: Sterile stool container Specimen Volume: 5 g Specimen Stability Information: Refrigerated Collection Instructions: 5 grams fresh, unpreserved stool or stool preserved in Cary-Blair transport media (Agar Swab is not acceptable), shipped refrigerate in a plastic leak-proof container. | 1 gm |  | Negative | A positive result is indicative of the presence of lactoferrin, a marker for fecal leukocytes. A negative result does not exclude the presence of intestinal inflammation. |  |  |  | 1 to 6 days |  |  | 83630 | Lactoferrin, Fecal by ELISA | 40703-1 | FLACF | Lactoferrin, Fecal by ELISA | 40703-1
FLACQ | Lactoferrin, Quantitative, Stool |  | Immunoassay | No | Lactoferrin, QN, Stool | Fecal | Preferred Specimen Type:Unpreserved stool Supplies:Sterile stool container Container/Tube:Sterile stool container Specimen Volume:1 g Specimen Stability Information:Refrigerated Collection Instructions:1 gram fresh, unpreserved stool, ship refrigerated | 0.3 gram |  | Less than 7.25 mcg/mL |  |  |  |  | 6 to 8 days |  |  | 83631 | Lactoferrin, QN, Stool | 42924-1 | FLACQ | Lactoferrin, QN, Stool | 42924-1
LACTO | Lactotransferrin Immunostain, Technical Component Only | Identifying the presence of lactotransferrin in amyloid deposits An adjunct to amyloid-subtyping analysis by mass spectrometry | Immunohistochemistry (IHC) | Yes | Lactotransferrin IHC, Tech Only | For the initial technical component only immunohistochemical (IHC) stain performed, the appropriate bill-only test ID will be reflexed and charged (IHTOI). For each additional technical component only IHC stain performed, an additional bill-only test ID will be reflexed and charged (IHTOA). | Supplies:Immunostain Technical Only Envelope (T693) Specimen Type:Tissue Container/Tube:Immunostains Technical Only Envelope Preferred:2 Unstained positively charged glass slide (25- x 75- x 1-mm) per test ordered; sections 4-microns thick. Acceptable:Formalin-fixed, paraffin-embedded tissue block |  | Lactotransferrin (also referred to as lactoferrin) is a secreted iron-binding glycoprotein found in milk, tears, and leukocytes. It has been shown to be expressed in various tissues including tonsil, intestinal epithelium, kidney, and various regions of the brain where it is thought to play a role in iron metabolism and defense against bacteria. Lactotransferrin also plays a role in amyloidosis, specifically of the cornea, but has been observed in other tissue types. |  | This test does not include pathologist interpretation, only technical performance of the stain. If interpretation is required, order PATHC / Pathology Consultation for a full diagnostic evaluation or second opinion of the case. The positive and negative controls are verified as showing appropriate immunoreactivity. If a control tissue is not included on the slide, a scanned image of the relevant quality control tissue is available upon request; call 855-516-8404. Interpretation of this test should be performed in the context of the patient's clinical history and other diagnostic tests by a qualified pathologist. | Age of a cut paraffin section can affect immunoreactivity. Stability thresholds vary widely among published literature and are antigen dependent. Best practice is for paraffin sections to be cut within 6 weeks. | 1. Ando Y, Nakamura M, Kai H, et al. A novel localized amyloidosis associated with lactoferrin in the cornea. Lab Invest. 2002;82(6):757-765 2. Furuya S, Masurmori N, Furuya R, et al. Characterization of localized seminal vesicle amyloidosis causing hemospermia: An analysis using immunohistochemistry and magnetic resonance imaging. J Urol. 2005;173:1273-1277 3. Kebbel A, Rocken C. Immunohistochemical classification of amyloid in surgical pathology revisited. Am J Surg Pathol. 2006;30(6):673-683 4. Tuccari G, Barresi G. Lactoferrin in human tumours: immunohistochemical investigations during more than 25 years. Biometals. 2011;24:775-784 5. Magaki S, Hojat SA, Wei B, So A, Yong WH. An introduction to the performance of immunohistochemistry. Methods Mol Biol. 2019;1897:289-298. doi:10.1007/978-1-4939-8935-5_25 | Immunohistochemistry on sections of paraffin-embedded tissue.(Unpublished Mayo method) | 1 to 3 days | Until staining is complete. | This test has been cleared, approved, or is exempt by the US Food and Drug Administration and is used per manufacturer's instructions. Performance characteristics were verified by Mayo Clinic in a manner consistent with CLIA requirements. | 88342-TC, primary88341-TC, if additional IHC | Lactotransferrin IHC, Tech Only | Order only;no result | 70896 | Lactotransferrin IHC, Tech Only | Bill only; no result
FLBAE | Ladybeetle Multicolored Asian (Harmonia axyridis) IgE |  | Enzyme Immunoassay (EIA) | Yes | Ladybeetle Asian IgE | Serum | Draw blood in a plain red-top tube(s), serum gel tube(s) is acceptable. Spin down and send 0.5 mL of serum refrigerated in a plastic vial. | 0.5 mL |  | <0.35 kU/L | Class IgE (kU/L) Comment 0 <0.35 Below Detection 1 0.35-0.69 Low Positive 2 0.70-3.49 Moderate Positive 3 3.50-17.49 Positive 4 17.50-49.99 Strong Positive 5 >=50 Very Strong Positive |  |  | The conventional EIA uses allergen-coated discs from several suppliers and an enzyme-labeled anti-IgE. | 2 to 7 days |  | This test was developed and its performance characteristics determined by Viracor Eurofins. It has not been cleared or approved by the U.S. Food and Drug Administration. | 86003 | Ladybeetle Asian IgE | 50639-4 | Z3129 | Class | Not Provided
LAMQ | Lamb's Quarter, IgE, Serum | Establishing a diagnosis of an allergy to lamb's quarter Defining the allergen responsible for eliciting signs and symptoms Identifying allergens: -Responsible for allergic response and/or anaphylactic episode -To confirm sensitization prior to beginning immunotherapy -To investigate the specificity of allergic reactions to insect venom allergens, drugs, or chemical allergens | Fluorescence Enzyme Immunoassay (FEIA) | Yes | Lambs Quarter, IgE | Serum | Collection Container/Tube: Preferred:Serum gel Acceptable:Red top Submission Container/Tube:Plastic vial Specimen Volume:0.5 mL for every 5 allergens requested Collection Instructions:Centrifuge and aliquot serum into a plastic vial. | For 1 allergen: 0.3 mL For more than 1 allergen: (0.05 mL x number of allergens) + 0.25 mL deadspace | Clinical manifestations of immediate hypersensitivity (allergic) diseases are caused by the release of proinflammatory mediators (histamine, leukotrienes, and prostaglandins) from IgE-sensitized effector cells (mast cells and basophils) when cell-bound IgE antibodies interact with an allergen. In vitro serum testing for IgE antibodies provides an indication of the immune response to allergens that may be associated with allergic disease. The allergens chosen for testing often depend upon the age of the patient, history of allergen exposure, season of the year, and clinical manifestations. In individuals predisposed to develop allergic disease, the sequence of sensitization and clinical manifestations proceed as follows: eczema and respiratory disease (rhinitis and bronchospasm) in infants and children less than 5 years due to food sensitivity (milk, egg, soy, and wheat proteins) followed by respiratory disease (rhinitis and asthma) in older children and adults due to sensitivity to inhalant allergens (dust mite, mold, and pollen inhalants). | Class,IgE kU/L,Interpretation, 0,<0.10,Negative, 0/1,0.10-0.34,Borderline/equivocal, 1,0.35-0.69,Equivocal, 2,0.70-3.49,Positive, 3,3.50-17.4,Positive, 4,17.5-49.9,Strongly positive, 5,50.0-99.9,Strongly positive, 6,> or =100,Strongly positive, | Detection of IgE antibodies in serum (class 1 or greater) indicates an increased likelihood of allergic disease as opposed to other etiologies and defines the allergens that may be responsible for eliciting signs and symptoms. The level of IgE antibodies in serum varies directly with the concentration of IgE antibodies expressed as a class score or kU/L. | Testing for IgE antibodies is not useful in patients previously treated with immunotherapy to determine if residual clinical sensitivity exists or in patients in whom the medical management does not depend upon identification of allergen specificity. Some individuals with clinically insignificant sensitivity to allergens may have measurable levels of IgE antibodies in serum, and test results must be interpreted in the clinical context. False-positive results for IgE antibodies may occur in patients with markedly elevated serum IgE (>2500 kU/L) due to nonspecific binding to allergen solid phases. | Homburger HA, Hamilton RG: Allergic diseases. In: McPherson RA, Pincus MR, eds. Henry's Clinical Diagnosis and Management by Laboratory Methods. 23rd ed. Elsevier; 2017:1057-1070 | Specific IgE from the patient's serum reacts with the allergen of interest, which is covalently coupled to an ImmunoCAP. After washing away nonspecific IgE, enzyme-labeled anti-IgE antibody is added to form a complex. After incubation, unbound anti-IgE is washed away, and the bound complex incubated with a developing agent. After stopping the reaction, the fluorescence of the eluate is measured. Fluorescence is proportional to the amount of specific IgE present in the patient's sample (ie, the higher the fluorescence value, the more IgE antibody is present).(Package insert: ImmunoCAP System Specific IgE FEIA. Phadia; Rev 06/2020) | Same day/1 to 3 days | 14 days | This test has been cleared, approved, or is exempt by the US Food and Drug Administration and is used per manufacturer's instructions. Performance characteristics were verified by Mayo Clinic in a manner consistent with CLIA requirements. | 86003 | Lambs Quarter, IgE | 6156-4 | LAMQ | Lambs Quarter, IgE | 6156-4
LAMB | Lamb, IgE, Serum | Establishing a diagnosis of an allergy to lamb Defining the allergen responsible for eliciting signs and symptoms Identifying allergens: -Responsible for allergic response and/or anaphylactic episode -To confirm sensitization prior to beginning immunotherapy -To investigate the specificity of allergic reactions to insect venom allergens, drugs, or chemical allergens | Fluorescence Enzyme Immunoassay (FEIA) | Yes | Lamb, IgE | Serum | Collection Container/Tube: Preferred:Serum gel Acceptable:Red top Submission Container/Tube:Plastic vial Specimen Volume:0.5 mL for every 5 allergens requested Collection Instructions:Centrifuge and aliquot serum into a plastic vial. | For 1 allergen: 0.3 mL For more than 1 allergen: (0.05 mL x number of allergens) + 0.25 mL deadspace | Clinical manifestations of immediate hypersensitivity (allergic) diseases are caused by the release of proinflammatory mediators (histamine, leukotrienes, and prostaglandins) from IgE-sensitized effector cells (mast cells and basophils) when cell-bound IgE antibodies interact with an allergen. In vitro serum testing for IgE antibodies provides an indication of the immune response to allergens that may be associated with allergic disease. The allergens chosen for testing often depend upon the age of the patient, history of allergen exposure, season of the year, and clinical manifestations. In individuals predisposed to develop allergic disease, the sequence of sensitization and clinical manifestations proceed as follows: eczema and respiratory disease (rhinitis and bronchospasm) in infants and children less than 5 years due to food sensitivity (milk, egg, soy, and wheat proteins) followed by respiratory disease (rhinitis and asthma) in older children and adults due to sensitivity to inhalant allergens (dust mite, mold, and pollen inhalants). | Class,IgE kU/L,Interpretation, 0,<0.10,Negative, 0/1,0.10-0.34,Borderline/equivocal, 1,0.35-0.69,Equivocal, 2,0.70-3.49,Positive, 3,3.50-17.4,Positive, 4,17.5-49.9,Strongly positive, 5,50.0-99.9,Strongly positive, 6,> or =100,Strongly positive, | Detection of IgE antibodies in serum (class 1 or greater) indicates an increased likelihood of allergic disease as opposed to other etiologies and defines the allergens that may be responsible for eliciting signs and symptoms. The level of IgE antibodies in serum varies directly with the concentration of IgE antibodies expressed as a class score or kU/L. | Testing for IgE antibodies is not useful in patients previously treated with immunotherapy to determine if residual clinical sensitivity exists or in patients in whom the medical management does not depend upon identification of allergen specificity. Some individuals with clinically insignificant sensitivity to allergens may have measurable levels of IgE antibodies in serum, and test results must be interpreted in the clinical context. False-positive results for IgE antibodies may occur in patients with markedly elevated serum IgE (>2500 kU/L) due to nonspecific binding to allergen solid phases. | Homburger HA, Hamilton RG: Allergic diseases. In: McPherson RA, Pincus MR, eds. Henry's Clinical Diagnosis and Management by Laboratory Methods. 23rd ed. Elsevier; 2017:1057-1070 | Specific IgE from the patient's serum reacts with the allergen of interest, which is covalently coupled to an ImmunoCAP. After washing away nonspecific IgE, enzyme-labeled anti-IgE antibody is added to form a complex. After incubation, unbound anti-IgE is washed away, and the bound complex incubated with a developing agent. After stopping the reaction, the fluorescence of the eluate is measured. Fluorescence is proportional to the amount of specific IgE present in the patient's sample (ie, the higher the fluorescence value, the more IgE antibody is present).(Package insert: ImmunoCAP System Specific IgE FEIA. Phadia; Rev 06/2020) | Same day/1 to 3 days | 14 days | This test has been cleared, approved, or is exempt by the US Food and Drug Administration and is used per manufacturer's instructions. Performance characteristics were verified by Mayo Clinic in a manner consistent with CLIA requirements. | 86003 | Lamb, IgE | 6155-6 | LAMB | Lamb, IgE | 6155-6
LAIHC | Lambda Light Chain Immunostain, Technical Component Only | A marker of B-cell and plasma cell clonality and B-cell lineage | Immunohistochemistry (IHC) | Yes | Lambda IHC, Tech Only | For the initial technical component only immunohistochemical (IHC) stain performed, the appropriate bill-only test ID will be reflexed and charged (IHTOI). For each additional technical component only IHC stain performed, an additional bill-only test ID will be reflexed and charged (IHTOA). | Supplies:Immunostain Technical Only Envelope (T693) Specimen Type:Tissue Container/Tube:Immunostain Technical Only Envelope Preferred:2 Unstained positively charged glass slide (25- x 75- x 1-mm) per test ordered; sections 4-microns thick. Acceptable:Formalin-fixed, paraffin-embedded tissue block |  | Kappa or lambda immunoglobulin light chains pair with immunoglobulin heavy chains to form complete immunoglobulin molecules. These proteins serve as receptors for antigens in B lymphocytes and are the secretory products of plasma cells, forming the humoral arm of the immune system. Because individual B cells or plasma cells synthesize immunoglobulin containing either kappa or lambda light chains, but not both, immunoperoxidase stains for light chains can be applied to lymphocyte and plasma cell populations as a marker of clonality and B-cell lineage. |  | This test does not include pathologist interpretation, only technical performance of the stain. If interpretation is required, order PATHC / Pathology Consultation for a full diagnostic evaluation or second opinion of the case. The positive and negative controls are verified as showing appropriate immunoreactivity. If a control tissue is not included on the slide, a scanned image of the relevant quality control tissue is available upon request; call 855-516-8404. Interpretation of this test should be performed in the context of the patient's clinical history and other diagnostic tests by a qualified pathologist. | Age of a cut paraffin section can affect immunoreactivity. Stability thresholds vary widely among published literature and are antigen dependent. Best practice is for paraffin sections to be cut within 6 weeks. | 1. Peterson LC, Brown BA, Crosson JT, Mladenovic J. Application of the immunoperoxidase technique to bone marrow trephine biopsies in the classification of patients with monoclonal gammopathies. Am J Clin Pathol. 1986;85:688-693 2. Taylor CR, Burns J. The demonstration of plasma cells and other immunoglobulin-containing cells in formalin-fixed, paraffin-embedded tissues using peroxidase labeled antibody. J Clin Pathol. 1974;27(1):14-20 3. Magaki S, Hojat SA, Wei B, So A, Yong WH. An Introduction to the Performance of Immunohistochemistry. Methods Mol Biol. 2019;1897:289-298. doi:10.1007/978-1-4939-8935-5_25 | Immunohistochemistry on sections of paraffin-embedded tissue.(Unpublished Mayo method) | 1 to 3 days | Until staining is complete. | This test has been cleared, approved, or is exempt by the US Food and Drug Administration and is used per manufacturer's instructions. Performance characteristics were verified by Mayo Clinic in a manner consistent with CLIA requirements. | 88342-TC, primary88341-TC, if additional IHC | Lambda IHC, Tech Only | Order only;no result | 70811 | Lambda IHC, Tech Only | Bill only; no result
LAMO | Lamotrigine, Serum | Monitoring serum concentration of lamotrigine Assessing compliance Adjusting lamotrigine dose in patients receiving other anticonvulsant drugs that interact pharmacokinetically with lamotrigine | Liquid Chromatography-Tandem Mass Spectrometry (LC-MS/MS) | Yes | Lamotrigine, S | Serum | Supplies:Sarstedt Aliquot Tube, 5 mL (T914) Collection Container/Tube: Preferred:Red top Acceptable:Serum gel Submission Container/Tube:Plastic vial Specimen Volume:1 mL Collection Instructions: 1. Collect blood immediately before next scheduled dose. 2. For sustained-release formulationsonly, collect blood a minimum of 12 hours after last dose. 3. Centrifuge within 2 hours of collection 4. For red-top tubes, immediately aliquot serum into a plastic vial. 5. For serum gel tubes, aliquot serum into a plastic vial within 24 hours of collection. | 0.5 mL | Lamotrigine (Lamictal) is approved for therapy of bipolar I disorder and a wide variety of seizure disorders including Lennox-Gastaut syndrome, primary generalized tonic-clonic seizures, and partial seizures. Its many off-label uses include treatment of migraine, trigeminal neuralgia, and treatment-refractory depression. Lamotrigine inhibits glutamate release (an excitatory amino acid) and voltage-sensitive sodium channels to stabilize neuronal membranes; it also weakly inhibits the 5-HT3 (serotonin) receptor. Lamotrigine oral bioavailability is very high (approximately 98%). The drug is metabolized by glucuronic acid conjugation to inactive metabolites. The half-life is 25 to 33 hours in adults but decreases with concurrent use of phenytoin or carbamazepine (13-14 hours) and increases with concomitant valproic acid therapy (59-70 hours), kidney dysfunction, or hepatic impairment. The therapeutic range is relatively wide, 3 to 15 mcg/mL for most individuals. Common adverse effects are dizziness, ataxia, blurred or double vision, nausea, or vomiting. | Patients receiving therapeutic doses usually have lamotrigineconcentrations of 3.0-15.0 mcg/mL. | The serum concentration should be interpreted in the context of the patient's clinical response and may provide useful information in patients showing poor response, noncompliance, or adverse effects, particularly when lamotrigine is coadministered with other anticonvulsant drugs. While most patients show response to the drug when the trough concentration is in the range of 3.0 to 15.0 mcg/mL and show signs of toxicity when the peak serum concentration is greater than 20 mcg/mL, some patients can tolerate peak concentrations as high as 70 mcg/mL. | Serum separator tube is acceptable but serum must be removed from gel within 24 hours of collection. | 1. Milone MC, Shaw LM: Therapeutic drugs and their management. In: Rifai N, Chiu RWK, Young I, Burnham CAD, Wittwer CT, eds. Tietz Textbook of Laboratory Medicine. 7th ed. Elsevier; 2023:420-453 2. Johannessen SI, Battino D, Berry DJ, et al. Therapeutic drug monitoring of the newer antiepileptic drugs. Ther Drug Monit. 2003;25(3):347-363. doi:10.1097/00007691-200306000-00016 3. Johannessen SI, Landmark CJ. Value of therapeutic drug monitoring in epilepsy. Expert Rev Neurother. 2008;8(6):929-939. doi:10.1586/14737175.8.6.929 4. Johannessen SI, Tomson T. Pharmacokinetic variability of newer antiepileptic drugs: When is monitoring needed? Clin Pharmacokinet. 2006;45(11):1061-1075. doi:10.2165/00003088-200645110-00002 5. Physician's Desk Reference. 71st ed. Thomson PDR; 2017 6. Hardman JG, Limbird LE, Gilman AG, eds. Goodman and Gilman's The Pharmacological Basis of Therapeutics. 10th ed. McGraw-Hill Book Company; 2001 7. Hiemke C, Bergemann N, Clement HW, et al. Consensus guidelines for therapeutic drug monitoring in neuropsychopharmacology: Update 2017. Pharmacopsychiatry. 2018;51(1-02):9-62. doi:10.1055/s-0043-116492 | Samples are diluted and extracted online by high turbulence liquid chromatography with detection by tandem mass spectrometry.(Unpublished Mayo method) | Same day/1 to 2 days | 14 days | This test was developed and its performance characteristics determined by Mayo Clinic in a manner consistent with CLIA requirements. It has not been cleared or approved by the US Food and Drug Administration. | 80175 | Lamotrigine, S | 6948-4 | 80999 | Lamotrigine, S | 6948-4
LANGR | Langerin Immunostain, Technical Component Only | Visualization of normal and neoplastic Langerhans cells | Immunohistochemistry (IHC) | Yes | Langerin IHC, Tech Only | For the initial technical component only immunohistochemical (IHC) stain performed, the appropriate bill-only test ID will be reflexed and charged (IHTOI). For each additional technical component only IHC stain performed, an additional bill-only test ID will be reflexed and charged (IHTOA). | Supplies:Immunostain Technical Only Envelope (T693) Specimen Type:Tissue Container/Tube:Immunostains Technical Only Envelope Preferred:2 Unstained positively charged glass slide (25- x 75- x 1-mm) per test ordered; sections 4-microns thick. Acceptable:Formalin-fixed, paraffin-embedded tissue block |  | Langerhans cells are specialized antigen-presenting cells residing in the skin, usually as scattered cells along the dermal-epidermal junction. Langerin is expressed in both normal and neoplastic Langerhans cells and is specifically associated with the assembly of Birbeck granules in these cells. Langerin positivity also has been noted in lymph node sinuses and hepatic sinusoids in which CD1a is negative. |  | This test does not include pathologist interpretation, only technical performance of the stain. If interpretation is required, order PATHC / Pathology Consultation for a full diagnostic evaluation or second opinion of the case. The positive and negative controls are verified as showing appropriate immunoreactivity. If a control tissue is not included on the slide, a scanned image of the relevant quality control tissue is available upon request; call 855-516-8404. Interpretation of this test should be performed in the context of the patient's clinical history and other diagnostic tests by a qualified pathologist. | Age of a cut paraffin section can affect immunoreactivity. Stability thresholds vary widely among published literature and are antigen dependent. Best practice is for paraffin sections to be cut within 6 weeks. | 1. Chikwava K, Jaffe R. Langerin (CD207) staining in normal pediatric tissues, reactive lymph node, and childhood histiocytic disorders. Pediatr Dev Pathol. 2004;7(6):607-6142. Valladeau J, Dezuter-Dambuyant C, Saeland S, et al. Langerin/CD207 sheds light on formation of birbeck granules and their possible function in Langerhans cells. Immunol Res. 2003;28(2):93-1073. Bohn OL, Ruiz-Arguelles G, Navarro L, et al. Cutaneous Langerhans cell sarcoma: a case report and review of the literature. Int J Hematol. 2007;85(2):116-120 4. Magaki S, Hojat SA, Wei B, So A, Yong WH. An Introduction to the Performance of Immunohistochemistry. Methods Mol Biol. 2019;1897:289-298. doi:10.1007/978-1-4939-8935-5_25 | Immunohistochemistry on sections of paraffin-embedded tissue.(Unpublished Mayo method) | 1 to 3 days | Until staining is complete. | This test has been cleared, approved, or is exempt by the US Food and Drug Administration and is used per manufacturer's instructions. Performance characteristics were verified by Mayo Clinic in a manner consistent with CLIA requirements. | 88342-TC, primary88341-TC, if additional IHC | Langerin IHC, Tech Only | Order only;no result | 70808 | Langerin IHC, Tech Only | Bill only; no result
LANG | Langust (Lobster), IgE, Serum | Establishing the diagnosis of an allergy to langust (lobster) Defining the allergen responsible for eliciting signs and symptoms Identifying allergens: -Responsible for allergic response and/or anaphylactic episode -To confirm sensitization prior to beginning immunotherapy -To investigate the specificity of allergic reactions to insect venom allergens, drugs, or chemical allergens Testing for IgE antibodies isnot usefulin patients previously treated with immunotherapy to determine if residual clinical sensitivity exists, or in patients in whom the medical management does not depend upon identification of allergen specificity. | Fluorescence Enzyme Immunoassay (FEIA) | Yes | Langust(Lobster), IgE | Serum | Collection Container/Tube: Preferred:Serum gel Acceptable:Red top Submission Container/Tube:Plastic vial Specimen Volume:0.5 mL for every 5 allergens requested Collection Instructions:Centrifuge and aliquot serum into a plastic vial. | For 1 allergen: 0.3 mL More than 1 allergen: (0.05 mL x number of allergens) + 0.25 mL dead space | Clinical manifestations of immediate hypersensitivity (allergic) diseases are caused by the release of proinflammatory mediators (histamine, leukotrienes, and prostaglandins) from IgE-sensitized effector cells (mast cells and basophils) when cell-bound IgE antibodies interact with an allergen. In vitro serum testing for IgE antibodies provides an indication of the immune response to allergens that may be associated with allergic disease. The allergens chosen for testing often depend upon the age of the patient, history of allergen exposure, season of the year, and clinical manifestations. In individuals predisposed to develop allergic disease, the sequence of sensitization and clinical manifestations proceed as follows: eczema and respiratory disease (rhinitis and bronchospasm) in infants and children less than 5 years due to food sensitivity (milk, egg, soy, and wheat proteins) followed by respiratory disease (rhinitis and asthma) in older children and adults due to sensitivity to inhalant allergens (dust mite, mold, and pollen inhalants). | Class,IgE kU/L,Interpretation, 0,<0.10,Negative, 0/1,0.10-0.34,Borderline/equivocal, 1,0.35-0.69,Equivocal, 2,0.70-3.49,Positive, 3,3.50-17.4,Positive, 4,17.5-49.9,Strongly positive, 5,50.0-99.9,Strongly positive, 6,> or =100,Strongly positive, | Detection of IgE antibodies in serum (class 1 or greater) indicates an increased likelihood of allergic disease as opposed to other etiologies and defines the allergens that may be responsible for eliciting signs and symptoms. The level of IgE antibodies in serum varies directly with the concentration of IgE antibodies expressed as a class score or kU/L. | Some individuals with clinically insignificant sensitivity to allergens may have measurable levels of IgE antibodies in serum, and test results must be interpreted in the clinical context. False-positive results for IgE antibodies may occur in patients with markedly elevated serum IgE (>2500 kU/L) due to nonspecific binding to allergen solid phases. | Homburger HA, Hamilton RG: Allergic diseases. In: McPherson RA, Pincus MR, eds. Henry's Clinical Diagnosis and Management by Laboratory Methods. 23rd ed.Elsevier; 2017:1057-1070 | Specific IgE from the patient's serum reacts with the allergen of interest, which is covalently coupled to an ImmunoCAP. After washing away nonspecific IgE, enzyme-labeled anti-IgE antibody is added to form a complex. After incubation, unbound anti-IgE is washed away, and the bound complex incubated with a developing agent. After stopping the reaction, the fluorescence of the eluate is measured. Fluorescence is proportional to the amount of specific IgE present in the patient's sample (ie, the higher the fluorescence value, the more IgE antibody is present).(Package insert: ImmunoCAP System Specific IgE FEIA. Phadia; Rev 06/2020) | Same day/1 to 3 days | 14 days | This test was developed and its performance characteristics determined by Mayo Clinic in a manner consistent with CLIA requirements. It has not been cleared or approved by the US Food and Drug Administration. | 86003 | Langust(Lobster), IgE | 6249-7 | LANG | Langust(Lobster), IgE | 6249-7
LATX | Latex, IgE, Serum | Establishing a diagnosis of an allergy to latex Defining the allergen responsible for eliciting signs and symptoms Identifying allergens: -Responsible for allergic response and/or anaphylactic episode -To confirm sensitization prior to beginning immunotherapy -To investigate the specificity of allergic reactions to insect venom allergens, drugs, or chemical allergens | Fluorescence Enzyme Immunoassay (FEIA) | Yes | Latex, IgE | Serum | Collection Container/Tube: Preferred:Serum gel Acceptable:Red top Submission Container/Tube:Plastic vial Specimen Volume:0.5 mL for every 5 allergens requested Collection Instructions:Centrifuge and aliquot serum into a plastic vial. | For 1 allergen: 0.3 mL For more than 1 allergen: (0.05 mL x number of allergens) + 0.25 mL deadspace | Clinical manifestations of immediate hypersensitivity (allergic) diseases are caused by the release of proinflammatory mediators (histamine, leukotrienes, and prostaglandins) from IgE-sensitized effector cells (mast cells and basophils) when cell-bound IgE antibodies interact with an allergen. In vitro serum testing for IgE antibodies provides an indication of the immune response to allergens that may be associated with allergic disease. The allergens chosen for testing often depend upon the age of the patient, history of allergen exposure, season of the year, and clinical manifestations. In individuals predisposed to develop allergic disease, the sequence of sensitization and clinical manifestations proceed as follows: eczema and respiratory disease (rhinitis and bronchospasm) in infants and children less than 5 years due to food sensitivity (milk, egg, soy, and wheat proteins) followed by respiratory disease (rhinitis and asthma) in older children and adults due to sensitivity to inhalant allergens (dust mite, mold, and pollen inhalants). | Class,IgE kU/L,Interpretation, 0,<0.10,Negative, 0/1,0.10-0.34,Borderline/equivocal, 1,0.35-0.69,Equivocal, 2,0.70-3.49,Positive, 3,3.50-17.4,Positive, 4,17.5-49.9,Strongly positive, 5,50.0-99.9,Strongly positive, 6,> or =100,Strongly positive, | Detection of IgE antibodies in serum (class 1 or greater) indicates an increased likelihood of allergic disease as opposed to other etiologies and defines the allergens that may be responsible for eliciting signs and symptoms. The level of IgE antibodies in serum varies directly with the concentration of IgE antibodies expressed as a class score or kU/L. | Testing for IgE antibodies is not useful in patients previously treated with immunotherapy to determine if residual clinical sensitivity exists or in patients in whom the medical management does not depend upon identification of allergen specificity. Some individuals with clinically insignificant sensitivity to allergens may have measurable levels of IgE antibodies in serum, and test results must be interpreted in the clinical context. False-positive results for IgE antibodies may occur in patients with markedly elevated serum IgE (>2500 kU/L) due to nonspecific binding to allergen solid phases. | Homburger HA, Hamilton RG: Allergic diseases. In: McPherson RA, Pincus MR, eds. Henry's Clinical Diagnosis and Management by Laboratory Methods. 23rd ed. Elsevier; 2017:1057-1070 | Specific IgE from the patient's serum reacts with the allergen of interest, which is covalently coupled to an ImmunoCAP. After washing away nonspecific IgE, enzyme-labeled anti-IgE antibody is added to form a complex. After incubation, unbound anti-IgE is washed away, and the bound complex incubated with a developing agent. After stopping the reaction, the fluorescence of the eluate is measured. Fluorescence is proportional to the amount of specific IgE present in the patient's sample (ie, the higher the fluorescence value, the more IgE antibody is present).(Package insert: ImmunoCAP System Specific IgE FEIA. Phadia; Rev 06/2020) | Same day/1 to 3 days | 14 days | This test has been cleared, approved, or is exempt by the US Food and Drug Administration and is used per manufacturer's instructions. Performance characteristics were verified by Mayo Clinic in a manner consistent with CLIA requirements. | 86003 | Latex, IgE | 6158-0 | LATX | Latex, IgE | 6158-0
FLDLD | LDL Cholesterol, Direct |  | Quantitative Detergent Solubilization/Enzymatic | Yes | LDL Cholesterol, Direct | Serum | Container/Tube: Preferred:Serum gel tube Acceptable:Red top tube Specimen Volume:1.0 mL Collection Instructions:Draw blood in a serum gel tube(s), plain red-top tube is also acceptable. Spin down and send 1 mL of serum refrigerate. | 0.5 mL |  | Age,Desirable,Borderline,Higher Risk, 0-19 years,109 mg/dL or less,110-129 mg/dL,130 mg/dL or greater, 20 years and older,129 mg/dL or less (99 mg/dL or less if patient has CHD),130-159 mg/dL,160 mg/dL or greater, | CHD Risk Factors: +1 Age: Men, 45 years and older Women, 55 years and older or premature menopause without estrogen therapy +1 Family history of premature CHD +1 Current smoking +1 Hypertension +1 Diabetes mellitus +1 Low HDL Cholesterol: 39 mg/dL or less - 1 High HDL Cholesterol: 60 mg/dL or greater LDL Cholesterol: Therapeutic goal 99 mg/dL or less if CHD is present (Optional 69 mg/dL or less) 129 mg/dL or less if no CHD and two or more risk factors 159 mg/dL or less if no CHD (Circulation 2004; 110:227-39) |  |  |  | 1 to 5 days |  |  | 83721 | LDL Cholesterol, Direct | 2089-1 | FLDLD | LDL Cholesterol, Direct | 2089-1
PBOU | Lead Occupational Exposure, Random, Urine | Detecting clinically significant lead exposure due to occupational exposure in random urine specimens This test isnot a substitutefor blood lead screening. | Only orderable as part of profile. For more information see: -PBUOE / Lead Occupational Exposure, Random, Urine -HMUOE / Heavy Metal Occupational Exposure, with Reflex, Random, Urine Triple-Quadrupole Inductively Coupled Plasma Mass Spectrometry (ICP-MS/MS) | Yes | Lead Occupational Exposure | Urine | Only orderable as part of profile. For more information see: -PBUOE / Lead Occupational Exposure, Random, Urine -HMUOE / Heavy Metal Occupational Exposure, with Reflex, Random, Urine | 1.5 mL | Lead toxicity primarily affects the gastrointestinal, neurologic, and hematopoietic systems. Increased urine lead concentration per gram of creatinine indicates significant lead exposure. Measurement of urine lead concentration per gram of creatinine beforeandafter chelation therapy has been used as an indicator of significant lead exposure. An increase in lead concentration per gram of creatinine in the post-chelation specimen of up to 6 times the concentration in the pre-chelation specimen is normal. Blood lead measurement is the best test for clinical correlation of toxicity. For more information, see PBDV / Lead, Venous, with Demographics, Blood. | Only orderable as part of profile. For more information see: -PBUOE / Lead Occupational Exposure, Random, Urine -HMUOE / Heavy Metal Occupational Exposure, with Reflex, Random, Urine Biological Exposure Index (BEI): <150 mcg/g creatinine | Urinary excretion of less than 4 mcg/g creatinine is not associated with any significant lead exposure. Urinary excretion of more than 4 mcg/g creatinine is usually associated with pallor, anemia, and other evidence of lead toxicity. | No significant cautionary statements | 1. Kosnett MJ, Wedeen RP, Rotherberg SJ, et al.Recommendations for medical management of adult lead exposure.EnvironHealth Perspect. 2007;115(3):463-471 2. de Burbane C, Buchet JP, Leroyer A, et al. Renal and neurologic effects of cadmium, lead, mercury, and arsenic in children: evidence of early effects and multiple interactions at environmental exposure levels.Environ Health Perspect. 2006;114(4):584-590 3.Strathmann FG, Blum LM. Toxic elements. In: Rifai N, Chiu RWK, Young I, Burnham CD, Wittwer CT, eds. Tietz Textbook of Laboratory Medicine. 7th ed. Elsevier; 2023:chap 44 4. Hauptman M, Bruccoleri R, Woolf AD. An update on childhood lead poisoning. Clin Pediatr Emerg Med. 2017;18(3):181-192. doi:10.1016/j.cpem.2017.07.010 | The metal of interest is analyzed by triple-quadrupole inductively coupled plasma mass spectrometry.(Unpublished Mayo method) | 2 to 4 days | 14 days | This test was developed and its performance characteristics determined by Mayo Clinic in a manner consistent with CLIA requirements. It has not been cleared or approved by the US Food and Drug Administration. | 83655 | Lead Occupational Exposure | 13466-8 | 608894 | Lead Occupational Exposure | 13466-8
PBUOE | Lead Occupational Exposure, Random, Urine | Detecting clinically significant lead exposuredue to occupational exposure This test isnot a substitutefor blood lead screening. | PBOU: Triple Quadrupole Inductively Coupled Plasm Mass Spectrometry (ICP-MS/MS) CRETR: Enzymatic Colorimetric Assay | Yes | Lead Occupat Exp, Random, U | Urine | Patient Preparation:High concentrations of gadolinium and iodine are known to interfere with most metal tests. If either gadolinium- or iodine-containing contrast media has been administered,a specimen should not be collected for 96 hours. Supplies:Urine Tubes, 10 mL (T068) Collection Container/Tube:Clean, plastic urine container with no metal cap or glued insert Submission Container/Tube:Plastic vial or clean, plastic aliquot container with no metal cap or glued insert Specimen Volume:3 mL Collection Instructions: 1. Collect a random urine specimen. 2. SeeMetals Analysis Specimen Collection and Transportfor complete instructions. | 1.5 mL | Lead toxicity primarily affects the gastrointestinal, neurologic, and hematopoietic systems. Increased urine lead concentration per gram of creatinine indicates significant lead exposure. Measurement of urine lead concentration per gram of creatinine beforeandafter chelation therapy has been used as an indicator of significant lead exposure. However, the American College of Medical Toxicology (ACMT 2010) position statement on post-chelator challenge urinary metal testing states that "post-challenge urinary metal testing has not been scientifically validated, has no demonstrated benefit, and may be harmful when applied in the assessment and treatment of patients in whom there is concern for metal poisoning. Lead blood measurement is the best test for clinical correlation of toxicity. For more information see PBDV / Lead, Venous, with Demographics, Blood. | LEAD/CREATININE: Biological Exposure Index (BEI): <150 mcg/g creatinine CREATININE: > or =18 years: 16-326 mg/dL Reference values have not been established for patients who are younger than 18 years of age. | Measurements of urinary lead levels have been used to assess lead exposure. However, like blood lead, urinary lead excretion mainly reflects recent exposure and, thus, shares many of the same limitations for assessing lead body burden or long-term exposure.(1,2) Urinary lead concentration increases exponentially with blood lead and can exhibit relatively high intra-individual variability, even at similar blood lead concentrations.(3,4) | No significant cautionary statements | 1.Sakai T. Biomarkers of lead exposure. Ind Health. 2000;38(2):127-142 2.Skerfving S. Biological monitoring of exposure to inorganic lead. In: Clarkson TW, Friberg L, Nordberg GF, Sager PR, eds. Biological Monitoring of Toxic Metals. Rochester Series on Environmental Toxicity. Springer; 1988:169-197 3. Gulson BL, Jameson CW, Mahaffey KR, et al. Relationships of lead in breast milk to lead in blood, urine, and diet of the infant and mother. Environ Health Perspect. 1998;106(10):667-674 4. Skerfving S, Ahlgren L, Christoffersson JO. Metabolism of inorganic lead in man. Nutr Res. 1985;Suppl 1:601-607 5. Kosnett MJ, Wedeen RP, Rotherberg SJ, et al.Recommendations for medical management of adult lead exposure.EnvironHealth Perspect. 2007;115(3):463-471 6. De Burbane C, Buchet JP, Leroyer A, et al. Renal and neurologic effects of cadmium, lead, mercury, and arsenic in children: evidence of early effects and multiple interactions at environmental exposure levels.Environ Health Perspect. 2006;114(4):584-590 7.Strathmann FG, Blum LM. Toxic elements. In: Rifai N, Chiu RWK, Young I, Burnham CD, Wittwer CT, eds. Tietz Textbook of Laboratory Medicine. 7th ed. Elsevier; 2023:chap 44 8. Hauptman M, Bruccoleri R, Woolf AD. An update on childhood lead poisoning. Clin Pediatr Emerg Med. 2017;18(3):181-192. doi:10.1016/j.cpem.2017.07.010 | The metal of interest is analyzed by triple-quadrupole inductively coupled plasma mass spectrometry.(Unpublished Mayo method) | 2 to 4 days | 14 days | This test was developed and its performance characteristics determined by Mayo Clinic in a manner consistent with CLIA requirements. It has not been cleared or approved by the US Food and Drug Administration. | 8365582570 | Lead Occupat Exp, Random, U | 13466-8 | 608894 | Lead Occupational Exposure | 13466-8
PBPFD | Lead Profile Occupational Exposure, Blood | Detecting lead toxicity due to occupational exposure | PBB: Inductively Coupled Plasma Mass Spectrometry (ICP-MS) PPFE: High-Performance Liquid Chromatography (HPLC) with Fluorescence Detection | Yes | Lead Profile Occ Exposure, B | Whole blood | Both EDTA whole blood and heparin whole blood specimens are required. Patient Preparation: 1.High concentrations of gadolinium and iodine are known to interfere with most inductively couple plasma mass spectrometry-based metal tests. If either gadolinium- or iodine-containing contrast media has been administered, a specimen should not be collected for 96 hours. 2. Patient should abstain from alcohol for 24 hours prior to specimen collection. Specimen Type:Whole blood Supplies: -Metal Free B-D Tube (EDTA), 6 mL (T183) -Metal Free B-D Tube (EDTA), 3 mL (T989) -Microtainer (EDTA) Tube, 0.5 mL (T174) Container/Tube: Preferred:Royal blue-top BD Vacutainer Plus with EDTA blood collection tube (6 mL) (BD catalog no. 368381) Acceptable:Royal blue-top BD vacutainer with EDTA blood collection tube (3 mL), BD Microtainer with EDTA, or royal blue-top Monoject trace element blood collection tube Specimen Volume:2 mL Collection Instructions: 1. SeeMetal Analysis Specimen Collection and Transportfor complete instructions. 2. Send whole blood specimen in original tube.Do not aliquot. 3. Refrigerate specimen as soon as possible. Specimen Type:Whole blood Container/Tube: Preferred:Green top (sodium heparin) Acceptable:Dark blue top (metal free heparin), green top (lithium heparin), or lavender top (EDTA) Specimen Volume:4 mL Collection Instructions:Refrigerate specimen as soon as possible after collection. | See Specimen Required | Lead is a heavy metal commonly found in man's environment that can be an acute and chronic toxin. Lead was banned from household paints in 1978 but is still found in paint produced for nondomestic use and in artistic pigments. Ceramic products available from noncommercial suppliers (such as local artists) often contain significant amounts of lead that can be leached from the ceramic by weak acids, such as vinegar and fruit juices. Lead is found in dirt from areas adjacent to homes painted with lead-based paints and highways where lead accumulates from use of leaded gasoline. Use of leaded gasoline has diminished significantly since the introduction of nonleaded gasolines that have been required in personal automobiles since 1972. Lead is found in soil near abandoned industrial sites where lead may have been used. Water transported through lead or lead-soldered pipe will contain some lead with higher concentrations found in water that is weakly acidic. Some foods/beverages (eg, moonshine distilled in lead pipes) and some traditional home medicines contain lead. Lead expresses its toxicity by several mechanisms. It avidly inhibits aminolevulinic acid dehydratase and ferrochelatase, 2 of the enzymes that catalyze synthesis of heme; the end result is decreased hemoglobin synthesis resulting in anemia and increased levels of erythrocyte zinc protoporphyrin. Lead is also an electrophile that avidly forms covalent bonds with the sulfhydryl group of cysteine in proteins. Thus, proteins in all tissues exposed to lead will have lead bound to them. The most common sites affected are epithelial cells of the gastrointestinal tract and epithelial cells of the proximal tubule of the kidney. The typical diet in the United States contributes 1 to 3 mcg of lead per day, of which 1% to 10% is absorbed; children may absorb as much as 50% of the dietary intake, and the fraction of lead absorbed is enhanced by nutritional deficiency. The majority of the daily intake is excreted in the stool after direct passage through the gastrointestinal tract. While a significant fraction of the absorbed lead is rapidly incorporated into bone and erythrocytes, lead ultimately distributes among all tissues, with lipid-dense tissues such as the central nervous system being particularly sensitive to organic forms of lead. All absorbed lead is ultimately excreted in the bile or urine. Soft-tissue turnover of lead occurs within approximately 120 days. Avoidance of exposure to lead is the treatment of choice. However, chelation therapy is available to treat severe disease. Oral dimercaprol may be used in the outpatient setting except in the most severe cases. | LEAD: <3.5 mcg/dL The Occupational Safety and Health Administration (OSHA) recommended limit for blood lead level is 40 mcg/dL (OSHA 1978). The biological exposure index (BEI) for Pb in blood of exposed workers is 20 mcg/dL (ACGIH 2018). Critical Values: Pediatrics (< or =15 years): > or =20.0 mcg/dL Adults (> or =16 years): > or =70.0 mcg/dL PROTOPORPHYRINS, FRACTIONATION Free Protoporphyrin: <20 mcg/dL Zinc-Complexed Protoporphyrin: <60 mcg/dL | The Centers for Disease Control and Prevention (CDC) has identified the blood lead test as the preferred test for detecting lead exposure.The most recent National Health and Nutrition Examination Survey (NHANES) data show that 97.5 percentile for blood lead levels in US adults 16 years and older is 3.46 mcg/dL. In concurrence with the reference value concept that there is no safe level of lead in blood, the Council of State and Territorial Epidemiologists Occupational Health Subcommittee approved lowering the blood lead threshold from 5 mcg/dL to 3.5 mcg/dL for adults.For children younger than 6 years, thecurrent reference level at which the CDC recommends public health actions be initiated is 3.5 mcg/dL.Chelation therapy is indicated when whole blood lead concentration is above 25 mcg/dL in children or above 45 mcg/dL in adults. Occupational Safety and Health Standards: Lead (1983). 29 CFR Part 1910.1025 App C Action required for workers with Elevated Lead Values OSHA, Occupational Exposure to Lead, 1978: Number of tests performed Whole blood lead concentration Action required 1 > or =40mcg/dL Notification of worker in writing; medical examination of worker and consultation. 3 (average) > or =50mcg/dL Removal of worker from job with potential lead exposure. 1 > or =60mcg/dL Removal of worker from job with potential lead exposure. 2 <40mcg/dL Reinstatement of worker in job with potential lead exposure is based upon symptoms and medical evaluation. OSHA requirements in effect since 1978 call for the measurement of whole blood lead and zinc protoporphyrin (CLSI document C42-A, November 1996) to evaluate the occupational exposure to lead. Elevated zinc protoporphyrin levels in adults may indicate long-term (chronic) lead exposure or may be indicative of iron deficiency anemia or anemia of chronic disease. | For protoporphyrin testing, patients must abstain from alcohol for at least 24 hours prior to specimen collection. Alcohol suppresses enzyme activity potentially leading to false-positive results. | 1. Centers for Disease Control and Prevention. National Report on Human Exposure to Environmental Chemicals. CDC; Updated September 2023. Accessed December 5, 2023. Available atwww.cdc.gov/exposurereport 2. Occupational Safety and Health Administration. Medical surveillance guidelines. Occupational Health and Safety Standards Toxic and Hazardous Substances from 1910.1025 App C. OSHA; 2001. Accessed December 5, 2023. Available at https://www.osha.gov/laws-regs/regulations/standardnumber/1910/1910.1025AppC 3. de Burbure C, Buchet J-P, Leroyer A, et al.Renal and neurologic effects of cadmium, lead, mercury, and arsenic in children: evidence of early effects and multiple interactions at environmental exposure levels.EnvironHealth Perspect. 2006;114(4):584-590 4. Kosnett MJ, Wedeen RP, Rothenberg SJ, et al. Recommendations for medical management of adult lead exposure.Environ Health Perspect. 2007;115(3):463-471 5. Jusko T, Henderson C, Lanphear B, et al.Blood lead concentrations <10 mcg/dL and child intelligence at 6 years of age.Environ Health Perspect. 2008;116(2):243-248 | Lead The metal of interest is analyzed by inductively coupled plasma mass spectrometry.(Unpublished Mayo method) Protoporphyrins, Fractionation Extraction followed by fractionation by high-performance liquid chromatography. Zinc protoporphyrin and free protoporphyrin are separately quantitated.(Smith RM, Doran D, Mazur M, Bush B. High-performance liquid chromatographic determination of protoporphyrin and zinc protoporphyrin in blood. J Chromatogr.1980;181[3-4]:319-327;Gou EE, Balwani M, Bissell DM, et al.Pitfalls in erythrocyte protoporphyrin measurement for diagnosis and monitoring of protoporphyrias. Clin Chem. 2015;61[12]:1453-1456. doi:10.1373/clinchem.2015.245456) | 2 to 6 days | 14 days | This test was developed and its performance characteristics determined by Mayo Clinic in a manner consistent with CLIA requirements. It has not been cleared or approved by the US Food and Drug Administration. | 8365582542 | Lead Profile Occ Exposure, B | 29588-1 | LABPH | Submitting Laboratory Phone | 65651-2
PBU | Lead, 24 Hour, Urine | Detecting clinically significant lead exposure in 24-hour specimens This testis nota substitute for blood lead screening. | Triple-Quadrupole Inductively Coupled Plasma Mass Spectrometry (ICP-MS/MS) | Yes | Lead, 24 Hr, U | Urine | Patient Preparation:High concentrations of gadolinium and iodine are known to interfere with most metal tests. If either gadolinium- or iodine-containing contrast media has been administered,a specimenshould not be collected for 96 hours. Supplies:Urine Tubes, 10 mL (T068) Collection Container/Tube:Clean, plastic urine container with no metal cap or glued insert Submission Container/Tube:Plastic, 10-mL urine tube or a clean, plastic aliquot container with no metal cap or glued insert Specimen Volume:3 mL Collection Instructions: 1. Collect urine for 24 hours. 2. Refrigerate specimen within 4 hours of completion of 24-hour collection. 3. SeeMetals Analysis Specimen Collection and Transportfor complete instructions. Additional Information:SeeUrine Preservatives-Collection and Transportation for 24-Hour Urine Specimensfor multiple collections. | 1.5 mL | Increased urine lead excretion rate indicates significant lead exposure. Measurement of urine lead excretion rate before and after chelation therapy has been used as an indicator of lead exposure. However, the American College of Medical Toxicology (ACMT 2010) position statement on post-chelator challenge urinary metal testing states that "post-challenge urinary metal testing has not been scientifically validated, has no demonstrated benefit, and may be harmful when applied in the assessment and treatment of patients in whom there is concern for metal poisoning." For more information see PBDV/ Lead, Venous, with Demographics, Blood. | 0-17 years: Not established > or =18 years: <2 mcg/24 h | Measurements of urinary lead (Pb) levels have been used to assess lead exposure. However, like lead blood, urinary lead excretion mainly reflects recent exposure and thus shares many of the same limitations for assessing lead body burden or long-term exposure.(1,2) Urinary lead concentration increases exponentially with blood lead and can exhibit relatively high intra-individual variability, even at similar blood lead concentrations.(3,4) | No significant cautionary statements. | 1.Sakai T. Biomarkers of lead exposure. Ind Health. 2000;38(2):127-142 2.Skerfving S. Biological monitoring of exposure to inorganic lead. In: Clarkson TW, Friberg L, Nordberg GF, Sager PR, eds. Biological Monitoring of Toxic Metals. Rochester Series on Environmental Toxicity. Springer; 1988:169-197 3. Gulson BL, Jameson CW, Mahaffey KR, et al. Relationships of lead in breast milk to lead in blood, urine, and diet of the infant and mother. Environ Health Perspect. 1998;106(10):667-674 4. Skerfving S, Ahlgren L, Christoffersson JO, et al. Metabolism of inorganic lead in man. Nutr Res. 1985;Suppl 1:601-607 5.Kosnett MJ, Wedeen RP, Rotherberg SJ, et al.Recommendations for medical management of adult lead exposure.EnvironHealth Perspect. 2007;115(3):463-471 6. de Burbane C, Buchet JP, Leroyer A, et al. Renal and neurologic effects of cadmium, lead, mercury, and arsenic in children: evidence of early effects and multiple interactions at environmental exposure levels.Environ Health Perspect. 2006;114(4):584-590 7. Pascal DC, Ting BG, Morrow JC, et al. Trace metals in urine of United States residents: reference range concentrations. Environ Res. 1998;76(1):53-59 8. Hauptman M, Bruccoleri R, Woolf AD. An update on childhood lead poisoning. Clin Pediatr Emerg Med. 2017;18(3):181-192. doi:10.1016/j.cpem.2017.07.010 9. Strathmann FG, Blum LM. Toxic elements. In: Rifai N, Chiu RWK, Young I, Burnham CD, Wittwer CT, eds. Tietz Textbook of Laboratory Medicine. 7th ed. Elsevier; 2023:chap 44 | The metal of interest is analyzed by inductively coupled plasma mass spectrometry.(Unpublished Mayo method). | 1 to 3 days | 14 days | This test was developed and its performance characteristics determined by Mayo Clinic in a manner consistent with CLIA requirements. It has not been cleared or approved by the US Food and Drug Administration. | 83655 | Lead, 24 Hr, U | 5677-0 | VL84 | Urine Volume | 3167-4
PBDC | Lead, Capillary, with Demographics, Blood | Detecting lead toxicity with capillary collections | Inductively Coupled Plasma Mass Spectrometry (ICP-MS) | Yes | Lead, Capillary, w/Demographics, B | Whole blood | Patient Preparation:High concentrations of gadolinium and iodine are known to potentially interfere with most inductively coupled plasma mass spectrometry-based metal testing. If either gadolinium- or iodine-containing contrast media has been administered, a specimen should not be collected for 96 hours. Supplies:Microtainer (EDTA) Tube, 0.5 mL (T174) Collection Container/Tube:BD Microtainer with EDTA Specimen Volume:0.4 mL Collection Instructions: 1. SeeMetals Analysis Specimen Collection and Transportfor complete instructions. 2. Send whole blood specimen in original tube.Do not aliquot. | 0.1 mL | Lead is a heavy metal naturally found in the environment that can be an acute and chronic toxin. Lead can enter the environment through releases from mining lead and other metals, and from factories that make or use lead, lead alloys, or lead compounds. Lead is released into the air during burning coal, oil, or waste. Before the use of leaded gasoline in motor vehicles was banned (January 1, 1996), most of the lead released into the United States environment came from vehicle exhaust. Lead was banned from household paints in 1978 but is still found in paint produced for nondomestic use and in artistic pigments. Ceramic products available from noncommercial suppliers (such as local artists) often contain significant amounts of lead that can be leached from the ceramic by weak acids, such as vinegar and fruit juices. Lead is commonly found in soil especially near roadways, older houses, old orchards, mining areas, industrial sites, near power plants, incinerators, landfills, and hazardous waste sites. Recent data has shown that inexpensive cosmetic jewelry pieces sold to the general public may contain high levels of lead, which can be transferred to the skin through routine handling. However, not much lead can get into your body through your skin. People may be exposed to lead by eating food or drinking water that contains lead. Drinking (tap) water in houses containing lead pipes may contain lead, especially if the water is acidic or "soft". Foods may contain small amounts of lead. Leafy fresh vegetables grown in lead-containing soils may have lead-containing dust on them. Lead may also enter foods if they are put into improperly glazed pottery or ceramic dishes and from leaded-crystal glassware. However, since lead solder is no longer used in cans, very little lead is typically found in food. The typical diet in the United States contributes 1 to 3 mcg of lead per day, of which 1% to 10% is absorbed; children may absorb as much as 50% of the dietary intake, and the fraction of lead absorbed is enhanced by nutritional deficiency. The majority of the daily intake is excreted in the stool after direct passage through the gastrointestinal tract. While a significant fraction of the absorbed lead is incorporated into bone (approximately 94% adults; approximately 73% children) and erythrocytes, lead ultimately distributes among all tissues with lipid-dense tissues, such as the central nervous system, being particularly sensitive to organic forms of lead. All absorbed lead is ultimately excreted in the bile or urine. Soft-tissue turnover of lead occurs within approximately 120 days. Other alternative sources of lead include moonshine distilled in lead pipes, some traditional home medicines, non-Western cosmetics (eg, surma and kohl), and some types of hair colorants, cosmetics, and dyes. Lead expresses its toxicity by several mechanisms: 1. It avidly inhibits aminolevulinic acid dehydratase and ferrochelatase, 2 of the enzymes involved in the synthesis of heme. In the end, this inhibition causes decreased hemoglobin synthesis resulting in anemia. 2. Lead is also an electrophile that avidly forms covalent bonds with the sulfhydryl group of cysteine in proteins. Thus, proteins in all tissues exposed to lead will have lead bound to them. The most common sites affected are epithelial cells of the gastrointestinal tract and epithelial cells of the proximal tubule of the kidney. Avoidance of exposure to lead is the treatment of choice. However, chelation therapy is available to treat severe disease and may be necessary especially in children if the blood lead is higher than 25 mcg/dL. The standard chelating agents currently in use are dimercaprol (British Anti-Lewisite), CaNa2-EDTA (or EDTA), penicillamine, and 2,3-dimercaptosuccinic acid (DMSA; succimer). | <3.5 mcg/dL Critical values Pediatrics (< or =15 years): > or =20.0 mcg/dL Adults (> or =16 years): > or =70.0 mcg/dL | No safe blood lead level in children has been identified. Lead exposure can affect nearly every system in the body. Because lead exposure often occurs with no obvious symptoms, it frequently goes unrecognized. The current reference level at which the Centers for Disease Control and Prevention recommends public health actions be initiated is 3.5 mcg/dL in patients 0 to 5 years old and 5 mcg/dL for patients 6 years and older. The most recent National Health and Nutrition Examination Survey (NHANES) data shows that 97.5 percentile for blood lead levels in US adults aged 16 years and older is 3.46 mcg/dL. In concurrence with the reference value concept that there is no safe level of lead in blood, the Council of State and Territorial Epidemiologists Occupational Health Subcommittee approved lowering the blood lead threshold from 5 to 3.5 mcg/dL for adults. Chelation therapy is generally indicated in children when whole blood lead concentrations are above 25 mcg/dL. The Occupational Safety and Health Administration (OSHA) has published the following standards for employees working in industry. OSHA Standards for General Industry (CFR 1910.1025) and Construction (CFR 1926.62) apply to workers exposed to airborne lead levels 30 mcg/m(3) or greater time-weighted average and require the removal of workers if a periodic and follow-up blood lead level is 60 mcg/dL (2.9 mcmol/L) or greater, 50 mcg/dL (2.4 mcmol/L) or greater for construction, or the average blood lead level of all tests over a 6-month period (or if there are fewer than 3 tests over a 6-month period, the average of 3 consecutive tests) is 50 mcg/dL (2.4 mcmol/L) or greater. Workers with a single blood lead level meeting the numerical criteria for medical removal must have their blood lead level retested within 2 weeks. If a worker is medically removed, a new blood lead level must be measured monthly during the removal period. Workers are permitted to return to work when their blood lead level is 40 mcg/dL (1.9 mcmol/L) or less. According to OSHA Lead Standards, a zinc protoporphyrin is also required on each occasion a blood lead level measurement is made. | No significant cautionary statements | 1. Centers for Disease Control and Prevention (CDC). National Report on Human Exposure to Environmental Chemicals. CDC; Updated September 29, 2023. Accessed October 24, 2023. Available at www.cdc.gov/exposurereport 2. Agency for Toxic Substances and Disease Registry: Toxicological Profile for Lead. US Department of Health and Human Services; August 2020. Accessed October 24, 2023. Available at: www.atsdr.cdc.gov/ToxProfiles/tp13.pdf 3. de Burbure C, Buchet JP, Leroyer A, et al. Renal and neurologic effects of cadmium, lead, mercury, and arsenic in children: evidence of early effects and multiple interactions at environmental exposure levels.EnvironHealth Perspect. 2006;114(4):584-590 4. Kosnett MJ, Wedeen RP, Rothenberg SJ, et al. Recommendations for medical management of adult lead exposure.Environ Health Perspect. 2007;115(3):463-471 5.Jusko T, Henderson C, Lanphear B, et al. Blood lead concentrations <10 mcg/dL and child intelligence at 6 years of age.Environ Health Perspect. 2008;116(2):243-248 6. Strathmann FG, Blum LM. Toxic elements. In Rifai N, Horwath AR, Wittwer CT, eds. Tietz Textbook of Clinical Chemistry and Molecular Diagnostics. 6th ed. Elsevier; 2018: 907-910 7. Cantor AG, Hendrickson R, Blazina I, Griffin J, Grusing S, McDonagh MS. Screening for elevated blood lead levels in childhood and pregnancy: Updated evidence report and systematic review for the US Preventive Services Task Force. JAMA. 2019;321(15):1510-1526. doi:10.1001/jama.2019.1004 8. CSTE Occupational Subcommittee. Management Guidelines for Blood Lead Levels in Adults. 2021. Accessed October 24, 2023. Available at: https://cdn.ymaws.com/www.cste.org/resource/resmgr/occupationalhealth/publications/ManagementGuidelinesforAdult.pdf | The metal of interest is analyzed by inductively coupled plasma mass spectrometry.(Unpublished Mayo method) | 1 to 2 days | 14 days | This test was developed and its performance characteristics determined by Mayo Clinic in a manner consistent with CLIA requirements. It has not been cleared or approved by the US Food and Drug Administration. | 83655 | Lead, Capillary, w/Demographics, B | 10368-9 | LABP7 | Submitting Laboratory Phone | 65651-2
PBHA | Lead, Hair | Detecting lead exposure using hair specimens | Inductively Coupled Plasma-Mass Spectrometry (ICP-MS) | No | Lead, Hair | Hair | Supplies:Hair and Nails Collection Kit (T565) Specimen Volume:0.2 g Collection Instructions:Prepare and transport specimen per the instructions in the kit or seeCollecting Hair and Nails for Metals Testing. | 0.05 g | Hair analysis for lead can be used to corroborate blood analysis or to document past lead exposure. If the hair is collected and segmented in a time sequence (based on length from root), the approximate time of exposure can be assessed. | <4.0 mcg/gof hair Reference values apply to all ages. | Normal hair lead content is below 4.0 mcg/g. While hair lead content above 10.0 mcg/g may indicate significant lead exposure, hair is also subject to potential external contamination with environmental lead and contaminants in artificial hair treatments (eg, dyeing, bleaching, or permanents). Ultimately, the hair lead content needs to be interpreted in addition to the overall clinical scenario including symptoms, physical findings, and other diagnostic results when determining further actions. | Blood lead analysis has the strongest correlation with toxicity. | 1. Strumylaite L, Ryselis S, Kregzdyte R. Content of lead in human hair from people exposed to lead.Int J Hyg Environ Health. 2004;207:345-351 2.Barbosa F, Tanus-Santos J, Gerlach R, Parsons P. A Critical review of biomarkers used for monitoring human exposure to lead: advantages, limitations, and future needs. Environ Health Perspect. 2005;113:1669-1674 3. Sanna E, Liguori A, Palmes L, et al. Blood and hair lead levels in boys and girls living in two Sardinian towns at different risks of lead pollution. Ecotoxicol Environ Saf. 2003;55:293-299 4.DiPietro ES, Phillips DL, Paschal DC, Neese JW. Determination of trace elements in human hair. Biol Trace Elem Res. 1989;22:83-100 5.Strathmann FG, Blum LM. Toxic elements. In: Nader R, Horwath AR, Wittwer CT, eds. Tietz Textbook of Laboratory Medicine. 7th ed. Elsevier; 2023:chap 44 | The metal of interest is analyzed by inductively coupled plasma mass spectrometry.(Unpublished Mayo method) | 2 to 8 days | 14 days | This test was developed and its performance characteristics determined by Mayo Clinic in a manner consistent with CLIA requirements. It has not been cleared or approved by the US Food and Drug Administration. | 83655 | Lead, Hair | 5673-9 | PBHSC | Specimen Source | 31208-2
PBNA | Lead, Nails | Detecting lead exposure using nail specimens | Inductively Coupled Plasma-Mass Spectrometry (ICP-MS) | No | Lead, Nails | Nail | Supplies:Hair and Nails Collection Kit (T565) Specimen Volume:0.2 g Collection Instructions: 1. Prepare and transport specimen per the instructions in the kit or seeCollecting Hair and Nails for Metals Testing. 2. Clippings should be taken from all 10 fingernails or toenails. | 0.05 g | Nail analysis of lead can be used to corroborate blood analysis. | <4.0 mcg/g of nails Reference values apply to all ages. | Normally, the nail lead content is below 4.0 mcg/g. While nail lead content above 10.0 mcg/g may indicate significant lead exposure, nails are also subject to potential external contamination with environmental lead. Ultimately, the nail lead content needs to be interpreted in addition to the overall clinical scenario including symptoms, physical findings, and other diagnostic results when determining further actions. | Blood lead analysis has the strongest correlation with toxicity. | 1. Strumylaite L, Ryselis S, Kregzdyte R. Content of lead in human hair from people exposed to lead.Int J Hyg Environ Health. 2004;207(4):345-351 2.Barbosa F, Tanus-Santos J, Gerlach R, Parsons P. A critical review of biomarkers used for monitoring human exposure to lead: advantages, limitations, and future needs. Environ Health Perspect.2005;113(12):1669-1674 3. Sanna E, Liguori A, Palmes L, Soro MR, Floris Ge Blood and hair lead levels in boys and girls living in two Sardinian towns at different risks of lead pollution. Ecotoxicol Environ Saf. 2003;55(3):293-299 4. Strathmann FG, Blum LM: Toxic elements. In: Nader R, Horwath AR, Wittwer CT, eds. Tietz Textbook of Laboratory Medicine. 7th ed. Elsevier; 2023:chap 44 | The metal of interest is analyzed by inductively coupled plasma mass spectrometry. (Unpublished Mayo method) | 2 to 8 days | 14 days | This test was developed and its performance characteristics determined by Mayo Clinic in a manner consistent with CLIA requirements. It has not been cleared or approved by the US Food and Drug Administration. | 83655 | Lead, Nails | 8202-4 | PBNSC | Specimen Source | 31208-2
PBDV | Lead, Venous, with Demographics, Blood | Detecting lead toxicity in venous blood specimens | Inductively Coupled Plasma Mass Spectrometry (ICP-MS) | Yes | Lead, Venous, w/Demographics, B | Whole blood | Patient Preparation:High concentrations of gadolinium and iodine are known to potentially interfere with most inductively coupled plasma mass spectrometry-based metal tests. If either gadolinium- or iodine-containing contrast media has been administered, a specimen should not be collected for 96 hours. Supplies: -Metal Free B-D Tube (EDTA), 6 mL (T183) -Metal Free B-D Tube (EDTA), 3 mL (T989) Container/Tube: Preferred:Royal blue-top BD Vacutainer Plus with EDTA (6 mL) blood collection tube Acceptable:Royal blue-top BD vacutainer with EDTA blood collection tube (3 mL) Specimen Volume:2 mL Collection Instructions: 1. SeeMetals Analysis Specimen Collection and Transportfor complete instructions. 2. Send whole blood specimen in original tube.Do not aliquot. | 0.1 mL | Lead is a heavy metal naturally found in the environment that can be an acute and chronic toxin.Lead can enter the environment through releases from mining lead and other metals, and from factories that make or use lead, lead alloys, or lead compounds. Lead is released into the air during burning coal, oil, or waste. Before the use of leaded gasoline in motor vehicles was banned (January 1, 1996), most of the lead released into the United States environment came from vehicle exhaust. Lead was banned from household paints in 1978 but is still found in paint produced for nondomestic use and in artistic pigments. Ceramic products available from noncommercial suppliers (such as local artists) often contain significant amounts of lead that can be leached from the ceramic by weak acids, such as vinegar and fruit juices.Lead is commonly found in soil especially near roadways, older houses, old orchards, mining areas, industrial sites, near power plants, incinerators, landfills, and hazardous waste sites.Recent data has shown that inexpensive cosmetic jewelry pieces sold to the general public may contain high levels of lead, which can be transferred to the skin through routine handling. However, not much lead can get into your body through your skin. People may be exposed to lead by eating food or drinking water that contains lead. Drinking (tap) water in houses containing lead pipes may contain lead, especially if the water is acidic or "soft". Foods may contain small amounts of lead. Leafy fresh vegetables grown in lead-containing soils may have lead-containing dust on them. Lead may also enter foods if they are put into improperly glazed pottery or ceramic dishes and from leaded-crystal glassware. However, since lead solder is no longer used in cans, very little lead is typically found in food. The typical diet in the United States contributes 1 to 3 mcg of lead per day, of which 1% to 10% is absorbed; children may absorb as much as 50% of the dietary intake, and the fraction of lead absorbed is enhanced by nutritional deficiency. The majority of the daily intake is excreted in the stool after direct passage through the gastrointestinal tract. While a significant fraction of the absorbed lead is incorporated into bone (approximately 94% adults; approximately 73% children) and erythrocytes, lead ultimately distributes among all tissues, with lipid-dense tissues such as the central nervous system being particularly sensitive to organic forms of lead. All absorbed lead is ultimately excreted in the bile or urine. Soft-tissue turnover of lead occurs within approximately 120 days. Other alternative sources of lead include moonshine distilled in lead pipes, some traditional home medicines,non-Western cosmetics (eg, surma and kohl), and some types of hair colorants, cosmetics, and dyes. Lead expresses its toxicity by several mechanisms: 1) It avidly inhibits aminolevulinic acid dehydratase and ferrochelatase, 2 of the enzymes involved in the synthesis of heme. In the end, this inhibition causes decreased hemoglobin synthesis resulting in anemia. 2) Lead is also an electrophile that avidly forms covalent bonds with the sulfhydryl group of cysteine in proteins. Thus, proteins in all tissues exposed to lead will have lead bound to them. The most common sites affected are epithelial cells of the gastrointestinal tract and epithelial cells of the proximal tubule of the kidney. Avoidance of exposure to lead is the treatment of choice. However, chelation therapy is available to treat severe disease and may be necessary especially in children if the blood lead is higher than 25 mcg/dL.The standard chelating agents currently in use are dimercaprol (British Anti-Lewisite), CaNa2-EDTA (or EDTA), penicillamine, and 2,3-dimercaptosuccinic acid (DMSA; succimer). | <3.5 mcg/dL Critical values Pediatrics (< or =15 years): > or =20.0 mcg/dL Adults (> or =16 years): > or =70.0 mcg/dL | No safe blood lead level in children has been identified. Lead exposure can affect nearly every system in the body. Because lead exposure often occurs with no obvious symptoms, it frequently goes unrecognized. The current reference level at which theCenters for Disease Control and Preventionrecommends public health actions be initiated is 3.5 mcg/dL in patients 0 to 5 years old and 5 mcg/dL for patients 6 years and older. The most recent National Health and Nutrition Examination Survey (NHANES) data shows that 97.5 percentile for blood lead levels in US adults age 16 years and older is 3.46 mcg/dL. In concurrence with the reference value concept that there is no safe level of lead in blood, the Council of State and Territorial Epidemiologists Occupational Health Subcommittee approved lowering the blood lead threshold from 5 to 3.5 mcg/dL for adults.Chelation therapy is generally indicated in children when whole blood lead concentrations are above 25 mcg/dL. The Occupational Safety and Health Administration (OSHA) has published the following standards for employees working in industry. OSHA Standards for General Industry (CFR 1910.1025) and Construction (CFR 1926.62) apply to workers exposed to airborne lead levels 30 mcg/m(3) or greater time-weighted average and require the removal of workers if a periodic and follow-up blood lead level is 60 mcg/dL (2.9 mcmol/L) or greater, 50 mcg/dL (2.4 mcmol/L) or greater for construction, or the average blood lead level of all tests over a 6-month period (or if there are fewer than 3 tests over a 6-month period, the average of 3 consecutive tests) is 50 mcg/dL (2.4 mcmol/L) or greater. Workers with a single blood lead level meeting the numerical criteria for medical removal must have their blood lead level retested within 2 weeks. If a worker is medically removed, a new blood lead level must be measured monthly during the removal period. Workers are permitted to return to work when their blood lead level is 40 mcg/dL (1.9 mcmol/L) or less. According to OSHA Lead Standards, a zinc protoporphyrin is also required on each occasion a blood lead level measurement is made. | No significant cautionary statements | 1. Centers for Disease Control and Prevention (CDC). National Report on Human Exposure to Environmental Chemicals. CDC; Updated September 29, 2023. Accessed October 24, 2023. Available at www.cdc.gov/exposurereport 2. Agency for Toxic Substances and Disease Registry: Toxicological Profile for Lead. US Department of Health and Human Services; August 2020. Accessed October 24, 2023. Available at www.atsdr.cdc.gov/ToxProfiles/tp13.pdf 3. de Burbure C, Buchet JP, Leroyer A, et al. Renal and neurologic effects of cadmium, lead, mercury, and arsenic in children: evidence of early effects and multiple interactions at environmental exposure levels.EnvironHealth Perspect. 2006;114(4):584-590 4. Kosnett MJ, Wedeen RP, Rothenberg SJ, et al. Recommendations for medical management of adult lead exposure.Environ Health Perspect. 2007;115(3):463-471 5.Jusko T, Henderson C, Lanphear B, et al. Blood lead concentrations <10 mcg/dL and child intelligence at 6 years of age.Environ Health Perspect. 2008;116(2):243-248 6.Strathmann FG, Blum LM. Toxic elements. In: Rifai N, Horwath AR, Wittwer CT, eds. Tietz Textbook of Clinical Chemistry and Molecular Diagnostics. 6th ed. Elsevier; 2018:907-910 7. Cantor AG, Hendrickson R, Blazina I, Griffin J, Grusing S, McDonagh MS. Screening for elevated blood lead levels in childhood and pregnancy: Updated evidence report and systematic review for the US Preventive Services Task Force. JAMA. 2019;321(15):1510-1526. doi: 10.1001/jama.2019.1004 8. CSTE Occupational Subcommittee. Management Guidelines for Blood Lead Levels in Adults. 2021.Accessed October 24, 2023. Available at: https://cdn.ymaws.com/www.cste.org/resource/resmgr/occupationalhealth/publications/ManagementGuidelinesforAdult.pdf | The metal of interest is analyzed by inductively coupled plasma mass spectrometry.(Unpublished Mayo method) | 1 to 2 days | 14 days | This test was developed and its performance characteristics determined by Mayo Clinic in a manner consistent with CLIA requirements. It has not been cleared or approved by the US Food and Drug Administration. | 83655 | Lead, Venous, w/Demographics, B | 77307-7 | LABP8 | Submitting Laboratory Phone | 65651-2
PBUCR | Lead/Creatinine Ratio, Random, Urine | Detecting clinically significant lead exposure, a toxic heavy metal, using random urine specimens | PBCU: Triple-Quadrupole Inductively Coupled Plasma Mass Spectrometry (ICP-MS/MS) CRETR: Enzymatic Colorimetric Assay | Yes | Lead/Creat Ratio, Random,U | Urine | Patient Preparation:High concentrations of gadolinium and iodine are known to interfere with most metal tests. If either gadolinium- or iodine-containing contrast media has been administered,a specimen should not be collected for 96 hours. Supplies:Urine Tubes, 10 mL (T068) Collection Container/Tube:Clean, plastic urine container with no metal cap or glued insert Submission Container/Tube:Plastic, 10-mL urine tube or clean, plastic aliquot container with no metal cap or glued insert Specimen Volume:3 mL Collection Instructions: 1. Collect a random urine specimen. 2.SeeMetals Analysis Specimen Collection and Transportfor complete instructions. | 1.5 mL | Increased urine lead concentration per gram of creatinine indicates significant lead exposure. Measurement of urine lead concentration per gram of creatinine beforeandafter chelation therapy have been used as an indicator of significant lead exposure.However, the American College of Medical Toxicology (ACMT 2010) position statement on post-chelator challenge urinary metal testing states that "post-challenge urinary metal testing has not been scientifically validated, has no demonstrated benefit, and may be harmful when applied in the assessment and treatment of patients in whom there is concern for metal poisoning." Blood lead measurement is the best test for clinical correlation of toxicity. For more information see PBDV / Lead, Venous, with Demographics, Blood. | LEAD/CREATININE: 0-17 years: Not established > or =18 years: <2 mcg/g creatinine CREATININE: > or =18 years: 16-326 mg/dL Reference values have not been established for patients who are younger than 18 years of age. | Measurements of urinary lead (Pb) levels have been used to assess lead exposure. However, like lead blood, urinary Pb excretion mainly reflects recent exposure and thus shares many of the same limitations for assessing lead body burden or long-term exposure.(1,2) Urinary lead concentration increases exponentially with blood lead and can exhibit relatively high intra-individual variability, even at similar blood lead concentrations.(3,4) | No significant cautionary statements | 1. Sakai T. Biomarkers of lead exposure. Ind Health. 2000;38(2):127-142 2. Skerfving S. Biological monitoring of exposure to inorganic lead. In: Clarkson TW, Friberg L, Nordberg GF, Sager PR, eds. Biological Monitoring of Toxic Metals. Rochester Series on Environmental Toxicity. Springer; 1988:169-197 3. Gulson BL, Jameson CW, Mahaffey KR, et al. Relationships of lead in breast milk to lead in blood, urine, and diet of the infant and mother. Environ Health Perspect. 1998;106(10):667-674 4. Skerfving S, Ahlgren L, Christoffersson JO. Metabolism of inorganic lead in man. Nutr Res. 1985;Suppl 1:601-607 5. Kosnett MJ, Wedeen RP, Rotherberg SJ, et al. Recommendations for medical management of adult lead exposure. Environ Health Perspect. 2007;115(3):463-471 6. de Burbane C, Buchet JP, Leroyer A, et al. Renal and neurologic effects of cadmium, lead, mercury, and arsenic in children: evidence of early effects and multiple interactions at environmental exposure levels. Environ Health Perspect. 2006;114(4):584-590 7.Strathmann FG, Blum LM: Toxic elements. In: Rifai N, Chiu RWK, Young I, Burnham CD, Wittwer CT, eds. Tietz Textbook of Laboratory Medicine. 7th ed. Elsevier; 2023:chap 44 8. Hauptman M, Bruccoleri R, Woolf AD. An update on childhood lead poisoning. Clin Pediatr Emerg Med. 2017;18(3):181-192. doi:10.1016/j.cpem.2017.07.010 | Lead: The metal of interest is analyzed by triple-quadrupole inductively coupled plasma mass spectrometry.(Unpublished Mayo method) Creatinine: The enzymatic method is based on the determination of sarcosine from creatinine with the aid of creatininase, creatinase, and sarcosine oxidase. The liberated hydrogen peroxide is measured via a modified Trinder reaction using a colorimetric indicator. Optimization of the buffer system and the colorimetric indicator enables the creatinine concentration to be quantified both precisely and specifically.(Package insert: Creatinine plus ver 2. Roche Diagnostics; V15.0, 03/2019) | 2 to 4 days | 14 days | This test was developed and its performance characteristics determined by Mayo Clinic in a manner consistent with CLIA requirements. It has not been cleared or approved by the US Food and Drug Administration. | 8365582570 | Lead/Creat Ratio, Random,U | 13466-8 | 608904 | Lead/Creatinine Ratio, U | 13466-8
PBCU | Lead/Creatinine Ratio, Urine | Detecting clinically significant lead exposure using random urine specimens This test isnota substitute forblood lead screening. | Only orderable as part of profile. For more information see: -PBUCR / Lead/Creatinine Ratio, Random, Urine -HMUCR / Heavy Metal/Creatinine Ratio, with Reflex, Random, Urine Triple-Quadrupole Inductively Coupled Plasma Mass Spectrometry (ICP-MS/MS) | Yes | Lead/Creatinine Ratio, U | Urine | Only orderable as part of profile. For more information see: -PBUCR / Lead/Creatinine Ratio, Random, Urine -HMUCR / Heavy Metal/Creatinine Ratio, with Reflex, Random, Urine | 1.5 mL | Increased urine lead concentration per gram of creatinine indicates significant lead exposure. Measurement of urine lead concentration per gram of creatinine beforeandafter chelation therapy have been used as an indicator of significant lead exposure. An increase in lead concentration per gram of creatinine in the post-chelation specimen of up to 6 times the concentration in the pre-chelation specimen is normal. Blood lead is the best clinical correlation of toxicity. For more information see PBDV / Lead, Venous, with Demographics, Blood. | Only orderable as part of profile. For more information see: -PBUCR / Lead/Creatinine Ratio, Random, Urine -HMUCR / Heavy Metal/Creatinine Ratio, with Reflex, Random, Urine 0-17 years: Not established > or =18 years: <2 mcg/g creatinine | Urinary excretion of less than 4 mcg/g creatinine is not associated with any significant lead exposure. Urinary excretion greater than 4 mcg/g creatinine is usually associated with pallor, anemia, and other evidence of lead toxicity. Measurements of urinary lead levels have been used to assess lead exposure. However, like lead blood, urinary lead excretion mainly reflects recent exposure and thus shares many of the same limitations for assessing lead body burden or long-term exposure.(1,2) Urinary lead concentration increases exponentially with blood lead and can exhibit relatively high intra-individual variability, even at similar blood lead concentrations.(3,4) | No significant cautionary statements | 1. Sakai T. Biomarkers of lead exposure. Ind Health. 2000;38(2):127-142. doi:10.2486/indhealth.38.127 2. Skerfving S. Biological monitoring of exposure to inorganic lead. In: Clarkson TW, Friberg L, Nordberg GF, Sager PR, eds. Biological Monitoring of Toxic Metals. Rochester Series on Environmental Toxicity. Springer; 1988:169-197 3. Gulson BL, Jameson CW, Mahaffey KR, et al. Relationships of lead in breast milk to lead in blood, urine, and diet of the infant and mother. Environ Health Perspect. 1998;106(10):667-667. doi:10.1289/ehp.98106667 4. Skerfving S, Ahlgren L, Christoffersson JO. Metabolism of inorganic lead in man. Nutr Res 1985;Suppl 1:601-607 5. Kosnett MJ, Wedeen RP, Rotherberg SJ, et al.Recommendations for medical management of adult lead exposure.EnvironHealth Perspect. 2007;115(3):463-471. doi:10.1289/ehp.9784 6. de Burbane C, Buchet JP, Leroyer A, et al. Renal and neurologic effects of cadmium, lead, mercury, and arsenic in children: evidence of early effects and multiple interactions at environmental exposure levels.Environ Health Perspect. 2006;114(4):584-590. doi:10.1289/ehp.8202 7.Strathmann FG, Blum LM. Toxic elements. In: Rifai N, Chiu RWK, Young I, Burnham CD, Wittwer CT, eds. Tietz Textbook of Laboratory Medicine. 7th ed. Elsevier; 2023:chap 44 8. Hauptman M, Bruccoleri R, Woolf AD. An update on childhood lead poisoning. Clin Pediatr Emerg Med. 2017;18(3):181-192. doi:10.1016/j.cpem.2017.07.010 | The metal of interest is analyzed by triple-quadrupole inductively coupled plasma mass spectrometry.(Unpublished Mayo method) | 2 to 4 days | 14 days | This test was developed and its performance characteristics determined by Mayo Clinic in a manner consistent with CLIA requirements. It has not been cleared or approved by the US Food and Drug Administration. | 83655 | Lead/Creatinine Ratio, U | 13466-8 | 608904 | Lead/Creatinine Ratio, U | 13466-8
LEFLU | Leflunomide Metabolite (Teriflunomide), Serum | Therapeutic monitoring of patients actively taking leflunomide Assessment of elimination in patients requiring enhanced elimination of the drug | High-Turbulence Liquid Chromatography Mass Spectrometry (HTLC-MS/MS) | Yes | Leflunomide Metabolite, S | Serum Red | Supplies:Sarstedt Aliquot Tube, 5 mL (T914) Collection Container/Tube: Preferred:Red top Acceptable:Serum gel Submission Container/Tube:Plastic vial Specimen Volume:1 mL Collection Instructions: 1. Draw blood no sooner than 12 hours (trough value) after last dose. 2. Within 2 hours of collection, centrifuge and aliquot serum into a plastic vial. | 0.3 mL | Leflunomide is a disease-modifying antirheumatic drug approved for therapy of rheumatoid arthritis and used off-label to reduce viral nephritis in kidney transplant. It is a prodrug: rapid and complete metabolism converts leflunomide to its active metabolite, teriflunomide (also called A77 1726), which acts by inhibiting pyrimidine synthesis. Teriflunomide has a very long half-life, greater than 2 weeks on average. There is marked interindividual variability in leflunomide pharmacokinetics, thus therapeutic monitoring of serum teriflunomide concentrations may be helpful in optimizing therapy. Therapeutic targets remain only loosely defined and appear to vary depending on the purpose of therapy, but serum teriflunomide concentrations greater than 40 mcg/mL have been associated with better clinical outcomes. Due to the long half-life, serum specimens for therapeutic monitoring may be collected at any point in the dosing cycle, although trough (immediately before next schedule dose) sampling is preferred for consistency. Adverse reactions to leflunomide do not correlate well with serum drug concentration but include diarrhea, hypertension, and liver toxicity. Enhanced elimination of the drug may be required in patients who are or who wish to become pregnant, or who are experiencing toxicity; teriflunomide can persist up to 2 years after ceasing therapy unless elimination is accelerated. This can be accomplished through use of activated charcoal or a bile acid sequestrant such as cholestyramine, reducing the half-life of teriflunomide to approximately 1 day. Serum concentrations less than 0.020 mcg/mL (<20 ng/mL) on 2 independent tests at least 2 weeks apart are preferred for patients anticipating pregnancy to minimize the potential risk of teratogenesis associated with the drug. | Therapeutic: >40 mcg/mL Elimination: <0.020 mcg/mL | Therapy: clinical targets for serum teriflunomide (leflunomide metabolite) concentrations are still being determined, but levels greater than 40 mcg/mL appear to correlate with better outcome. Elimination: serum concentrations less than 0.020 mcg/mL (20 ng/mL) are preferred to minimize potential teratogenesis for patients considering pregnancy. | Leflunomide toxicity does not appear to correlate with teriflunomide concentrations, thus, this assay is unlikely to aid in evaluation of potential adverse drug reactions. | 1. Cannon GW, Kremer JM. Leflunomide. Rheum Dis Clin North Am. 2004;30(2):295-309 2. Chan V, Charles BG, Tett SE. Population pharmacokinetics and association between A77 1726 plasma concentrations and disease activity measures following administration of leflunomide to people with rheumatoid arthritis. Br J Clin Pharmacol. 2005 Sep;60(3):257-264 3. Teschner S, Gerke P, Geyer M, et al. Leflunomide therapy for polyomavirus-induced allograft nephropathy: efficient BK virus elimination without increased risk of rejection. Transplant Proc. 2009;41(6):2533-2538 4. Temprano KK, Bandlamudi R, Moore TL. Antirheumatic drugs in pregnancy and lactation. Semin Arthritis Rheum. 2005;35(2):112-121 5. Hirsch HH, Randhawa PS; AST Infectious Diseases Community of Practice: BK polyomavirus in solid organ transplantation-Guidelines from the American Society of Transplantation Infectious Diseases Community of Practice. Clin Transplant.2019;33(9):e13528.doi:10.1111/ctr.13528 | Serum samples are diluted in an aqueous solution containing deuterated teriflunomide as an internal standard. This is injected onto a liquid chromatography system with Cohesive turboflow to separate the drug from serum components and analyzed by negative-ion mode tandem mass spectrometry.(Unpublished Mayo method) | 3 to 5 days | 14 days | This test was developed and its performance characteristics determined by Mayo Clinic in a manner consistent with CLIA requirements. It has not been cleared or approved by the US Food and Drug Administration. | 80193 | Leflunomide Metabolite, S | 44828-2 | 60292 | Leflunomide Metabolite, S | 44828-2
LAGU | Legionella Antigen, Random, Urine | An adjunct to culture for the detection of past or current Legionnaires disease (Legionella pneumophilaserogroup 1) | Immunochromatographic Membrane Assay | Yes | Legionella Ag, U | Urine | Supplies:Urine Tubes, 10 mL (T068) Container/Tube:Plastic, 10-mL urine tube Specimen Volume:0.5 mL Collection Instructions: 1. Collect a random urine specimen. 2. No preservative. 3.Excessively bloody or very turbid specimens containing protein, cells, or particulates will be canceled. They can inhibit the function of the test. 4.Centrifuging to remove particulates is not approved. 5. Specimens with any dyes or unnatural color are not acceptable and will be canceled. | 0.25 mL | Legionnaires disease, named after the outbreak in 1976 at the American Legion convention in Philadelphia, is caused byLegionella pneumophilaand is an acute febrile respiratory illness ranging in severity from mild illness to fatal pneumonia. Since that time, it has been recognized that the disease occurs in both epidemic and endemic forms, and that sporadic cases are not readily differentiated from other respiratory infections by clinical symptoms. It is estimated that about 25,000 to 100,000Legionellainfections occur annually. Known risk factors include immunosuppression, cigarette smoking, alcohol consumption, and concomitant pulmonary disease. The resulting mortality rate, which ranges up to 40% in untreated immunocompetent patients, can be lowered if the disease can be rapidly diagnosed and appropriate antimicrobial therapy instituted early.L pneumophilais estimated to be responsible for 80% to 85% of reported cases ofLegionellainfections with the majority of cases being caused byL pneumophilaserogroup 1 alone. A variety of laboratory techniques (culture, direct fluorescent antibody, DNA probes, immunoassay, antigen detection), using a variety of specimen types (respiratory specimens, serum, urine), have been used to help diagnoseLegionellapneumonia. Respiratory specimens are preferred. Unfortunately, one of the presenting signs of Legionnaires disease is the relative lack of productive sputum. This necessitates the use of invasive procedures to obtain adequate specimens (eg, bronchial washing, transtracheal aspirate, lung biopsy) in many patients. Serology may also be used but is often retrospective in nature. It was shown as early as 1979 that a specific soluble antigen was present in the urine of patients with Legionnaires disease.(1) The presence ofLegionellaantigen in urine makes this an ideal specimen for collection, transport, and subsequent detection in early, as well as later, stages of the disease. The antigen may be detectable in the urine as early as 3 days after onset of symptoms. | Negative | Positive: Positive forLegionella pneumophilaserogroup 1 antigen in urine, suggesting current or past infection.Culture is recommended to confirm infection. Negative: Negative forL pneumophilaserogroup 1 antigen in urine, suggesting no recent or current infection. Infection withLegionellacannot be ruled out because: -Other serogroups (other than serogroup 1, which is detected by this assay) and otherLegionellaspecies (other thanLpneumophila) can cause disease -Antigen may not be present in urine in early infection -The level of antigen may be below the detection limit of the test Legionellaculture is recommended for cases of suspectedLegionellapneumonia due to organisms other thanL pneumophilaserogroup 1. | The diagnosis of Legionnaires disease cannot be based on clinical or radiological evidence alone. There is no single satisfactory laboratory test for Legionnaires disease. Culture results, serology, and antigen detection methods should all be used in conjunction with clinical findings for diagnosis. TheLegionella pneumophilaserogroup 1 will not detect infections caused by other serogroups,LegionellamicdadeiorLegionellalongbeachae. Culture is recommended for suspected pneumonia to detect causative agents other thanL pneumophilaserogroup 1 and to confirm infection. Excretion ofLegionellaantigen in urine may vary among patients, depending on their underlying illness or treatment. Some individuals have been shown to excrete antigen for extended periods of time (up to 1 year after acute infection) and positivity may, therefore, indicate previous infection rather than current infection. Early treatment with appropriate antibiotics may decrease antigen excretion in some individuals, and the use of diuretics may affect the ability of the test to detect antigen. Consequently, patient history (eg, a history of a recent respiratory illness compatible with Legionnaires disease) must be considered when evaluating results. | 1. Berdal BP, Farshy CE, Feele JC: Detection ofLegionella pneumophilaantigen in urine by enzyme-linked immuno-specific assay. J Clin Microbiol. 1979 May;9(5):575-578 2. Fraser DW, Tsai TR, Orenstein W, et al: Legionnaires' disease: description of an epidemic of pneumonia.N Engl J Med. 1977 Dec 1;297(22):1189-1197 3.Stout JE, Yu VL: Legionellosis.N Engl J Med. 1997 Sept 4;337(10):682-687 4. Edelstein PH, Roy CR: Legionnaires disease and Pontiac fever.In: Bennett JE, Dolin R, Blaser MJ, eds. Mandell, Douglas, and Bennett's Principles and Practice of Infectious Diseases. 9th ed. Elsevier; 2020:2807-2817 | The BINAXNOW Legionella Urinary Antigen Test is an immunochromatographic membrane assay to detectLegionella pneumophilaserogroup 1 soluble antigen in human urine. Rabbit anti-L pneumophilaserogroup 1 antibody (the patient line) is adsorbed onto nitrocellulose membrane. Goat-anti-rabbit IgG (the control line) is adsorbed onto the same membrane as a second stripe. Rabbit anti-L pneumophilaserogroup 1 antibodies are conjugated to visualizing particles that are dried onto an inert fibrous support. The resulting conjugate pad and the striped membrane are combined to construct the test strip. This test strip and a well to hold the swab specimen are mounted on opposite sides of a hinged, book-shaped test device. To perform the test, a swab is dipped into the urine specimen, removed, and then inserted into the test device. Reagent A is added from a dropper bottle. The device is then closed, bringing the specimen into contact with the test strip.L pneumophilaserogroup 1 urinary antigen captured by immobilized anti-L pneumophilaserogroup 1 antibody reacts to bind conjugated antibody. Immobilized goat-anti-rabbit IgG also captures visualizing conjugate, forming the control line. A positive test result is visually read in 15 minutes or less depending on the concentration of antigen present in the urine specimen. A negative result, read in 15 minutes, indicates thatL pneumophilaserogroup 1 antigen was not detected in the urine specimen. The test is interpreted by the presence or absence of visually detectable pink-to-purple colored lines. A positive result will include the detection of both a patient and a control line, while a negative assay will produce only the control line. Failure of the control line to appear, whether the patient line is present or not, indicates an invalid assay.(Package insert: BinaxNow Legionella Urinary Antigen Card. Abbott Diagnostics; IN852050 Rev.12, 01/2021) | 1 to 2 days | 14 days | This test has been cleared, approved, or is exempt by the US Food and Drug Administration and is used per manufacturer's instructions. Performance characteristics were verified by Mayo Clinic in a manner consistent with CLIA requirements. | 87899 | Legionella Ag, U | 32781-7 | 81268 | Legionella Ag, U | 32781-7
LEGI | Legionella Culture, Varies | Diagnosis of Legionnaires disease | Conventional Culture Technique | Yes | Legionella Culture | When this test is ordered, the reflex tests may be performed at an additional charge. | Specimen Type:Lower respiratory Sources:Bronchoalveolar lavage, bronchial aspirate/brushing/lavage/washing, tracheal/endotracheal secretions/aspirate, sputum Container/Tube:Sterile container Specimen Volume:Entire collection Specimen type:Freshtissue or biopsy Sources:Lung, pleura, heart valve, pericardium Container/Tube:Sterile container Specimen Volume:5 mm(3) Collection Instructions:Aseptically collect a 1 to 2 cm(3) piece of tissue whenever possible Specimen type:Fluid Sources:Pericardial, pleural, chest, chest tube drainage, thoracentesis, empyema Container/Tube:Sterile container Specimen Volume:2 mL | See Specimen Required | TheLegionellaceaeare ubiquitous in natural freshwater habitats, allowing them to colonize artificial water supplies (eg, reservoirs), which may then serve as the source for human infections. Legionella pneumophilaand the related species,Legionellabozemanii,Legionella dumoffii, Legionella gormanii, Legionellamicdadei, Legionella longbeachae,andLegionella jordanishave been isolated from patients with pneumonia (Legionnaires disease). The organism has been isolated from lung tissue, bronchoalveolar lavage, pleural fluid, and sputum. The signs, symptoms, and radiographic findings of Legionnaires disease are generally nonspecific. | No growth ofLegionellaspecies after 7 days of incubation | Identification ofLegionellaspecies from respiratory specimens provides a definitive diagnosis of Legionnaires disease. Organisms isolated are identified asLegionellaspeciesvia matrix-assisted laser desorption/ionization time-of-flight (MALDI-TOF) mass spectrometry and/or 16S ribosomal RNA (rRNA) gene sequencing. | Although semi-selective media is utilized, recovery ofLegionellain specimens heavily contaminated with indigenous microbiota (ie, sputum) may be difficult. | 1. Edelstein PH.LegionellaIn: Carroll KC, Pfaller MA, eds. Manual of Clinical Microbiology. 12th ed. ASM Press; 2019:905-920 2. Clinical and Laboratory Standards Institute.Interpretive Criteria for Identification of Bacteria and Fungi by Targeted DNA Sequencing. 2nd ed. CLSI Guideline MM18. CLSI;2018 3. Rucinski SL, Murphy MP, Kies KD, Cunningham SA, Schuetz AN, Patel R.Eight years of clinical Legionella PCR testing illustrates a seasonal pattern.J Infect Dis.2018;218(4):669-670. doi:10.1093/infdis/jiy201 | Specimens are cultured on buffered charcoal-yeast extract-based media. Colonies may appear within a few days; however, cultures are incubated for 7 days before issuing a negative report. Positive specimens will be identified via matrix-assisted laser desorption/ionization time-of-flight (MALDI-TOF) mass spectrometry and/or 16S ribosomal RNA (rRNA) gene sequencing.(Edelstein PH. Improved semi-selective medium for isolation ofLegionella pneumophilafrom contaminated clinical and environmental specimens. J Clin Microbiol. 1981;14:298-303; CLSI. Interpretive Criteria for Identification of Bacteria and Fungi by Targeted DNA Sequencing. 2nd ed. CLSI Guideline MM18.Clinical and Laboratory Standards Institute;2018) | 7 to 10 days | 2 days | This test has been cleared, approved, or is exempt by the US Food and Drug Administration and is used per manufacturer's instructions. Performance characteristics were verified by Mayo Clinic in a manner consistent with CLIA requirements. | 87081-Legionellaculture87077-Ident by MALDI-TOF mass spec(if appropriate)87153-Aerobe ident by sequencing(if appropriate)87176-Tissue processing(if appropriate) | Legionella Culture | 593-4 | LEGI | Legionella Culture | 593-4
SLEG | Legionella pneumophila (Legionnaires Disease), Antibody, Serum | Evaluating possible legionellosis (Legionnaires disease, Pontiac fever, extrapulmonary legionella infection caused byLegionella pneumophila) | Enzyme-Linked Immunosorbent Assay (ELISA) | Yes | Legionella Pneumophila Ab, S | Serum | Collection Container/Tube: Preferred:Serum gel Acceptable:Red top Submission Container/Tube:Plastic vial Specimen Volume:0.5 mL Collection Instructions:Centrifuge and aliquot serum into plastic vial. | 0.4 mL | Legionella pneumophilamay cause pulmonary disease in normal and immunocompetent individuals. The disease may occur sporadically in the form of community acquired pneumonia or as an epidemic. Pneumonia (often referred to as Legionnaires disease) occurs more frequently in individuals who are severely immunosuppressed; a milder form of the illness, Pontiac fever, is more prevalent in normal hosts. Extrapulmonary infection withL pneumophilais rare. Legionnaires disease, Pontiac fever, and extrapulmonary infection have been collectively referred to as legionellosis. Approximately 85% of the documented cases of legionellosis have been caused byL pneumophila.Serogroups 1 and 6 ofL pneumophila, by themselves, account for up to 75% of cases of legionellosis. The definitive diagnosis ofL pneumophilais made by isolation of the organism on specialized culture medium (buffered charcoal yeast extract agar) or detection by a nucleic acid amplification test. In the absence of invasive procedures (eg, bronchial alveolar lavage), evaluation of patient urine samples forL pneumophilaserotype 1antigen may be useful. Testing for antibodies toL pneumophilamay be helpful to establish prior exposure or infection, however, does not differentiate between acute and past infection. | Negative Reference values apply to all ages. | A negative result indicates that IgG, IgA, and IgM antibodies toLegionella pneumophilaserogroups 1-6 were not detected. Negative results do not excludeLegionellainfection. It may require 4 to 8 weeks to develop a detectable antibody response; serum specimens taken early in the course of infection may not yet have significant antibody titers. Furthermore, antibody levels can fall to undetectable levels within a month of infection, early antibiotic therapy may suppress antibody response, and some individuals may not develop antibodies above detectable limits. Some culture-positive cases ofLegionellado not developLegionellaantibody. Positive results are suggestive ofLegionellainfection. A positive result only indicates immunologic exposure at some point in time. It does not distinguish between previous or current infection. The level of antibody response may not be used to determine active infection. Other laboratory procedures or additional clinical information are necessary to establish a diagnosis. Specimens with equivocal results are retested prior to reporting. Repeat testing on a second specimen should be considered in patients with equivocal results, if clinically indicated. | A diagnosis should not be made based on positiveLegionellaantibody results alone. Test results forLegionellaantibodies should be interpreted in conjunction with the clinical evaluation and the results of other diagnostic procedures. A positive result suggests infection with one or more of the groups 1-6 species; however, it is not possible to distinguish between species with the results of this enzyme-linked immunosorbent assay test alone. Use of serogroups 1-6 for assessing antibody responses to differentLegionellaspecies and serogroups has not been established. Cross-reactivity may occur in sera with infections due to otherLegionellaspecies. Positive results may be due to cross-reactivity with an antibody generated as a result of non-Legionella infection. Serologic cross-reactions have been reported withPseudomonas aeruginosa,severalRickettsiaspecies,Coxiella burnetii,enteric gram-negative rods,Bacteroidesspecies,Haemophilusspecies,Citrobacter freundii,andCampylobacter jejuni.Additionally, some reports indicate that a number of apparently healthy individuals may carry antibodies to legionellae; however, a positive result, along with clinical signs and symptoms may indicate possibleLegionellainfection. Additional testing to directly detect the organism, either through culture or nucleic acid amplification tests, is recommended to make a diagnosis of current infection. The assay performance characteristics have not been established for matrices other than sera. Although the conjugate is designed to detect human IgG, IgM, and IgA, it is not possible to determine which antibody is present with this assay. The use of hemolytic, lipemic, bacterially contaminated, or heat-inactivated specimens should be avoided as erroneous results may occur. | 1. Koneman EW, Allen SD, Janda WM, eds. Color Atlas and Textbook of Diagnostic Microbiology. 5th ed. Lippincott-Raven Publishers; 1997 2. Edelstein PH, Roy CR: Legionnaires' disease and Pontiac fever.In: Bennett JE, Dolin R, Blaser MJ, eds. Mandell, Douglas, and Bennett's Principles and Practice of Infectious Diseases. 9th ed. Elsevier; 2020 | TheLegionellakit is designed to detect IgG-, IgA-, and IgM-class antibodies toLegionella pneumophilain human sera. The test procedure involves 3 incubation steps: 1. Test sera (properly diluted) are incubated in multiwells coated with an inactivated, solubilized cocktail ofLpneumophilagroups 1-6 bacteria (antigen).Legionellaspecific IgG, IgM, or IgA antibodies in the specimen will bind to the immobilized antigen. The plate is washed to remove unbound antibody and other serum components. 2. Peroxidase-conjugated goat-antihuman IgG, IgA, and IgM is added to the wells and the plate is incubated. The conjugate will react with antibody immobilized on the solid phase in step 1. The wells are washed to remove unreacted conjugate. 3. The multiwells containing immobilized peroxidase conjugate are incubated with peroxidase substrate solution. Hydrolysis of the substrate by peroxidase produces a color change. After an incubation period, the reaction is stopped, and the color intensity of the solution is measured photometrically. The color intensity of the solution depends upon the antibody concentration in the test specimen.(Package insert:L. pneumophilaIgG/IgM/IgA Test System. Zeus Scientific; Revision 12/19/2017) | 1 to 7 days | 14 days | This test has been modified from the manufacturer's instructions. Its performance characteristics were determined by Mayo Clinic in a manner consistent with CLIA requirements. This test has not been cleared or approved by the US Food and Drug Administration. | 86713 | Legionella Pneumophila Ab, S | 7947-5 | SLEG | Legionella Pneumophila Ab, S | 7947-5
LEGRP | Legionella species, Molecular Detection, PCR, Varies | Sensitive and rapid diagnosis of pneumonia caused byLegionellaspecies The assay isnot recommendedas a test of cure because bacteria nucleic acids may persist after successful treatment. | Rapid Polymerase Chain Reaction (PCR) | Yes | Legionella PCR | Varies | The high sensitivity of amplification by polymerase chain reaction requires the specimen to be processed in an environment in which contamination of the specimen byLegionellaDNA is unlikely. Specimen Type:Lower respiratory Sources:Bronchoalveolar lavage, bronchial aspirate/brushing/lavage/washing, tracheal/endotracheal secretions/aspirate, sputum Container/Tube:Sterile container Specimen Volume:1 mL Specimen Type:Fresh tissue or biopsy Sources:Lung, pleura, heart valve, pericardium Container/Tube:Sterile container Specimen Volume:Entire collection or 5 mm(3) - approximately the size of a pencil eraser Collection Instructions:Aseptically collect a 1 to 2 cm(3) piece of tissue whenever possible Specimen type:Fluid Sources:Pericardial, pleural, chest, chest tube drainage, thoracentesis, empyema Container/Tube:Sterile container Specimen Volume:1 mL |  | Legionnaires disease was first recognized during a pneumonia outbreak at the Legionnaires convention in Philadelphia in 1976. Investigators with the Centers for Disease Control and Prevention isolated a novel, gram-negative bacillus, later namedLegionella pneumophila. It is now widely recognized thatL pneumophila(and other members of the genusLegionella) cause Legionnaires disease. | Not applicable | A positive polymerase chain reaction (PCR) result for the presence of a specific sequence found within theLegionella5S ribosomal RNA gene indicates the presence of aLegionellaspecies DNA, which may be due toLegionellainfection or environmental/waterLegionellaDNA in the specimen. A negative PCR result indicates the absence of detectableLegionellaDNA in the specimen but does not rule-out legionellosis as false-negative results may occur due to inhibition of PCR, sequence variability underlying the primers and probes, or the presence ofLegionellaspecies in quantities less than the limit of detection of the assay. | This assay does not differentiate between theLegionellaspecies. False-positive results are theoretically possible if patient specimens are contaminated withLegionellaDNA, which may occur sinceLegionellaspecies are environmental organisms present in aquatic environments. The following uncommonly encountered species ofLegionellaare not detected by this assay:Legionella anisa,Legionella feeleii,Legionella maceachernii,Legionella parisiensis, andLegionella sainthelensi. | 1. Hayden RT, Uhl JR, Qian X, et al: Direct detection ofLegionellaspecies from bronchoalveolar lavage and open lung biopsy specimens: comparison of LightCycler PCR, in situ hybridization, direct fluorescence antigen detection, and culture. J Clin Microbiol. 2001;39(7):2618-2626. doi: 10.1128/JCM.39.7.2618-2626.2001. 2. Diederen BM, Kluytmans JA, Vandenbroucke-Grauls CM, Peeters MF: Utility of real-time PCR for diagnosis of Legionnaires' disease in routine clinical practice. J Clin Microbiol. 2008;46(2):671-677. doi: 10.1128/JCM.01196-07. 3. MacDonell MT, Colwell RR: The nucleotide sequence of the 5S rRNA fromLegionella pneumophila. Nucleic Acids Res. 1987;15(3):1335. doi: 10.1093/nar/15.3.1335. 4. Rucinski SL, Murphy MP, Kies KD, Cunningham SA, Schuetz AN, Patel R: Eight years of clinical Legionella PCR testing illustrates a seasonal pattern. J Infect Dis. 2018 Jul 13;218(4):669-670. doi: 10.1093/infdis/jiy201. | This method employs a target-specific detection system using fluorescent resonance energy transfer (FRET) hybridization probes designed for a specific sequence found within theLegionella5S ribosomal RNA gene. The LightCycler (LC) instrument amplifies and monitors target nucleic acid sequences by fluorescence during polymerase chain rection (PCR) cycling. This is an automated PCR system that can rapidly detect amplified product development through stringent air-controlled temperature cycling and capillary cuvettes. The detection of amplified products is based on the FRET principle. For FRET product detection, a hybridization probe with a donor fluorophore, fluorescein, on the 3' end is excited by an external light source, which emits light that is absorbed by a second hybridization probed with an acceptor fluorophore, LC-Ted 640, on the 5' end. The acceptor fluorophore then emits light of a different wavelength that can be measured with a signal that is proportional to the amount of specific PCR product. The detection process is completed in under an hour using a closed tube system.(Cunningham SA, Sloan LM, Uhl JA, et al: Validation of a real-time PCR assay for the detection ofLegionellaspecies in respiratory samples. Abstracts of the Annual Meeting of the Association for Molecular Pathology, 2009 General Meeting, Nov. 19-22, 2009; Rucinski SL, Murphy MP, Kies KD, Cunningham SA, Schuetz AN, Patel R. Eight years of clinical Legionella PCR testing illustrates a seasonal pattern. J Infect Dis. 2018 Jul 13;218(4):669-670. doi: 10.1093/infdis/jiy201) | 3 days | 7 days | This test was developed and its performance characteristics determined by Mayo Clinic in a manner consistent with CLIA requirements. It has not been cleared or approved by the US Food and Drug Administration. | 87801 | Legionella PCR | 5020-3 | 29515 | Legionella PCR, Result | 5020-3
LEIS | Leishmaniasis (Visceral) Antibody, Serum | Aiding in the diagnosis of active visceral leishmaniasis This test shouldnot be usedas the sole criteria for diagnosis. | Immunochromatographic Strip Assay | Yes | Leishmaniasis (Visceral) Ab, S | Serum | Collection Container/Tube: Preferred:Serum gel Acceptable:Red top Submission Container/Tube:Plastic vial Specimen Volume:0.2 mL Collection Instructions:Centrifuge and aliquot serum into a plastic vial. | 0.1 mL | Visceral leishmaniasis (kala azar) is a disseminated intracellular protozoal infection that targets primarily the reticuloendothelial system (liver, spleen, bone marrow) and is caused byLeishmania donovani, Leishmania chagasi,orLeishmania infantum (L donovanicomplex). Transmission is by the bite of sandflies. Clinical symptoms include fever, weight loss, and splenomegaly; pancytopenia and hypergammaglobulinemia are often present. Most (90%) new cases each year arise in rural areas of India, Nepal, Bangladesh, Sudan, and Brazil, but the disease has a worldwide distribution, including the Middle East. Definitive diagnosis has required the microscopic documentation of characteristic intracellular amastigotes in stained smears from culture of aspirates of tissue (spleen, lymph node) or bone marrow. The detection of serum antibodies to the recombinant K39 antigen ofL donovaniis an alternative noninvasive sensitive (95%-100%) method for the diagnosis of active, visceral leishmaniasis. | Negative Reference values apply to all ages. | Negative: Negative results indicate the absence of antibodies to members of theLeishmania donovonicomplex. Repeat testing in 2 to 3 weeks if clinically indicated. Immunocompromised patients frequently have low or undetectable antibodies to Leishmania species. Positive: Positive results indicate the presence of antibodies to members of theL donovonicomplex, the causative agents of visceral leishmaniasis. Results should not be used as the sole criterion for diagnosis or treatment of visceral leishmaniasis and should not be used to diagnose other forms of leishmaniasis. False-positive reactions due to malaria infection have been reported. | This test indicates only the presence of antibodies and should not be used as the sole criteria for diagnosis. False-positive results may occur in patients with malaria or in the presence of rheumatoid factor. Specimens containing glycerol or other viscous materials may interfere with the test. Patients coinfected with HIV andLeishmaniamay fail to produce antibodies. | 1. Sundar S, Sahu M, Mehta H, et al. Noninvasive management of Indian visceral leishmaniasis: clinical application of diagnosis of K39 antigen strip testing at a kala-azar referral unit. Clin Infect Dis. 2002;35(5):581-586 2. Aronson NE, Copeland NK, Magill AJ.Leishmaniaspecies: visceral (Kala-Azar), cutaneous, and mucosal leishmaniasis. In: Bennett JE, Dolin R, Blaser MJ, eds. Mandell, Douglas, and Bennett's Principles and Practice of Infectious Diseases. 9th ed. Elsevier; 2020:3321-3339 | Immunochromatographic strip assay for the qualitative detection of antibodies to theLeishmania donovanicomplex in serum. The test strip membrane is coated on the bottom with a band of recombinant K39 antigen and on the top with immobilized antiprotein A antibody to detect IgG. A protein A-gold conjugate is used as the detection reagent. For this test, 20 mcL of serum is added to the test strip. The appearance of both a control and test band is considered a positive result.(Carvalho SF, Lemos EM, Corey R, Dietze R. Performance of recombinant K39 antigen in the diagnosis of Brazilian visceral leishmaniasis. Am J Trop Med Hyg. 2003;68:321-324; package insert: Kalazar Detect Rapid Test for Visceral Leishmaniasis. InBios International, Inc; 05/01/2018) | Same day/1 to 4 days | 14 days | This test has been cleared, approved, or is exempt by the US Food and Drug Administration and is used per manufacturer's instructions. Performance characteristics were verified by Mayo Clinic in a manner consistent with CLIA requirements. | 86717 | Leishmaniasis (Visceral) Ab, S | 7958-2 | 86219 | Leishmaniasis (Visceral) Ab, S | 7958-2
FLEMG | Lemon IgG |  | Enzyme Immunoassay (FEIA) | No | Lemon IgG | Serum | Draw blood in a plain red-top tube(s), serum gel tube(s) is acceptable. Spin down and send 0.5 mL of serum refrigerated in a plastic vial. | 0.5 mL |  | Reference ranges have not been established for food-specific IgG tests. The clinical utility of food-specific IgG tests has not been established. These tests can be used in special clinical situations to select foods for evaluation by diet elimination and challenge in patients who have food-related complaints. It should be recognized that the presence of food-specific IgG alone cannot be taken as evidence of food allergy and only indicates immunologic sensitization by the food allergen in question. This test should only be ordered by physicians who recognize the limitations of the test. |  |  |  |  | 3 to 7 days |  | This test was developed and its performance characteristics determined by Viracor Eurofins. It has not been cleared or approved by the U.S. Food and Drug Administration. | 86001 | Lemon IgG | 60381-1 | FLEMG | Lemon IgG | 60381-1
LEM | Lemon, IgE, Serum | Establishing a diagnosis of an allergy to lemon Defining the allergen responsible for eliciting signs and symptoms Identifying allergens: -Responsible for allergic response and/or anaphylactic episode -To confirm sensitization prior to beginning immunotherapy -To investigate the specificity of allergic reactions to insect venom allergens, drugs, or chemical allergens | Fluorescence Enzyme Immunoassay (FEIA) | Yes | Lemon, IgE | Serum | Collection Container/Tube: Preferred:Serum gel Acceptable:Red top Submission Container/Tube:Plastic vial Specimen Volume:0.5 mL for every 5 allergens requested Collection Instructions:Centrifuge and aliquot serum into a plastic vial. | For 1 allergen: 0.3 mL For more than 1 allergen: (0.05 mL x number of allergens) + 0.25 mL deadspace | Clinical manifestations of immediate hypersensitivity (allergic) diseases are caused by the release of proinflammatory mediators (histamine, leukotrienes, and prostaglandins) from IgE-sensitized effector cells (mast cells and basophils) when cell-bound IgE antibodies interact with an allergen. In vitro serum testing for IgE antibodies provides an indication of the immune response to allergens that may be associated with allergic disease. The allergens chosen for testing often depend upon the age of the patient, history of allergen exposure, season of the year, and clinical manifestations. In individuals predisposed to develop allergic disease, the sequence of sensitization and clinical manifestations proceed as follows: eczema and respiratory disease (rhinitis and bronchospasm) in infants and children less than 5 years due to food sensitivity (milk, egg, soy, and wheat proteins) followed by respiratory disease (rhinitis and asthma) in older children and adults due to sensitivity to inhalant allergens (dust mite, mold, and pollen inhalants). | Class,IgE kU/L,Interpretation, 0,<0.10,Negative, 0/1,0.10-0.34,Borderline/equivocal, 1,0.35-0.69,Equivocal, 2,0.70-3.49,Positive, 3,3.50-17.4,Positive, 4,17.5-49.9,Strongly positive, 5,50.0-99.9,Strongly positive, 6,> or =100,Strongly positive, | Detection of IgE antibodies in serum (class 1 or greater) indicates an increased likelihood of allergic disease as opposed to other etiologies and defines the allergens that may be responsible for eliciting signs and symptoms. The level of IgE antibodies in serum varies directly with the concentration of IgE antibodies expressed as a class score or kU/L. | Testing for IgE antibodies is not useful in patients previously treated with immunotherapy to determine if residual clinical sensitivity exists or in patients in whom the medical management does not depend upon identification of allergen specificity. Some individuals with clinically insignificant sensitivity to allergens may have measurable levels of IgE antibodies in serum, and test results must be interpreted in the clinical context. False-positive results for IgE antibodies may occur in patients with markedly elevated serum IgE (>2500 kU/L) due to nonspecific binding to allergen solid phases. | Homburger HA, Hamilton RG: Allergic diseases. In: McPherson RA, Pincus MR, eds. Henry's Clinical Diagnosis and Management by Laboratory Methods. 23rd ed. Elsevier; 2017:1057-1070 | Specific IgE from the patient's serum reacts with the allergen of interest, which is covalently coupled to an ImmunoCAP. After washing away nonspecific IgE, enzyme-labeled anti-IgE antibody is added to form a complex. After incubation, unbound anti-IgE is washed away, and the bound complex incubated with a developing agent. After stopping the reaction, the fluorescence of the eluate is measured. Fluorescence is proportional to the amount of specific IgE present in the patient's sample (ie, the higher the fluorescence value, the more IgE antibody is present).(Package insert: ImmunoCAP System Specific IgE FEIA. Phadia; Rev 06/2020) | Same day/1 to 3 days | 14 days | This test has been cleared, approved, or is exempt by the US Food and Drug Administration and is used per manufacturer's instructions. Performance characteristics were verified by Mayo Clinic in a manner consistent with CLIA requirements. | 86003 | Lemon, IgE | 6159-8 | LEM | Lemon, IgE | 6159-8
FLENG | Lentil IgG |  | Enzyme Immunoassay (FEIA) | No | Lentil IgG | Serum | Draw blood in a plain red-top tube(s), serum gel tube(s) is acceptable. Spin down and send 0.5 mL of serum refrigerated in a plastic vial. | 0.5 mL |  | Reference ranges have not been established for food-specific IgG tests. The clinical utility of food-specific IgG tests has not been established. These tests can be used in special clinical situations to select foods for evaluation by diet elimination and challenge in patients who have food-related complaints. It should be recognized that the presence of food-specific IgG alone cannot be taken as evidence of food allergy and only indicates immunologic sensitization by the food allergen in question. This test should only be ordered by physicians who recognize the limitations of the test. |  |  |  |  | 3 to 7 days |  | This test was developed and its performance characteristics determined by Viracor Eurofins. It has not been cleared or approved by the U.S. Food and Drug Administration. | 86001 | Lentil IgG | 63118-4 | FLENG | Lentil IgG | 63118-4
LEN | Lentil, IgE, Serum | Establishing a diagnosis of an allergy to lentil Defining the allergen responsible for eliciting signs and symptoms Identifying allergens: -Responsible for allergic response and/or anaphylactic episode -To confirm sensitization prior to beginning immunotherapy -To investigate the specificity of allergic reactions to insect venom allergens, drugs, or chemical allergens | Fluorescence Enzyme Immunoassay (FEIA) | Yes | Lentil, IgE | Serum | Collection Container/Tube: Preferred:Serum gel Acceptable:Red top Submission Container/Tube:Plastic vial Specimen Volume:0.5 mL for every 5 allergens requested Collection Instructions:Centrifuge and aliquot serum into a plastic vial. | For 1 allergen: 0.3 mL For more than 1 allergen: (0.05 mL x number of allergens) + 0.25 mL deadspace | Clinical manifestations of immediate hypersensitivity (allergic) diseases are caused by the release of proinflammatory mediators (histamine, leukotrienes, and prostaglandins) from IgE-sensitized effector cells (mast cells and basophils) when cell-bound IgE antibodies interact with an allergen. In vitro serum testing for IgE antibodies provides an indication of the immune response to allergens that may be associated with allergic disease. The allergens chosen for testing often depend upon the age of the patient, history of allergen exposure, season of the year, and clinical manifestations. In individuals predisposed to develop allergic disease, the sequence of sensitization and clinical manifestations proceed as follows: eczema and respiratory disease (rhinitis and bronchospasm) in infants and children less than 5 years due to food sensitivity (milk, egg, soy, and wheat proteins) followed by respiratory disease (rhinitis and asthma) in older children and adults due to sensitivity to inhalant allergens (dust mite, mold, and pollen inhalants). | Class,IgE kU/L,Interpretation, 0,<0.10,Negative, 0/1,0.10-0.34,Borderline/equivocal, 1,0.35-0.69,Equivocal, 2,0.70-3.49,Positive, 3,3.50-17.4,Positive, 4,17.5-49.9,Strongly positive, 5,50.0-99.9,Strongly positive, 6,> or =100,Strongly positive, | Detection of IgE antibodies in serum (class 1 or greater) indicates an increased likelihood of allergic disease as opposed to other etiologies and defines the allergens that may be responsible for eliciting signs and symptoms. The level of IgE antibodies in serum varies directly with the concentration of IgE antibodies expressed as a class score or kU/L. | Testing for IgE antibodies is not useful in patients previously treated with immunotherapy to determine if residual clinical sensitivity exists or in patients in whom the medical management does not depend upon identification of allergen specificity. Some individuals with clinically insignificant sensitivity to allergens may have measurable levels of IgE antibodies in serum, and test results must be interpreted in the clinical context. False-positive results for IgE antibodies may occur in patients with markedly elevated serum IgE (>2500 kU/L) due to nonspecific binding to allergen solid phases. | Homburger HA, Hamilton RG: Allergic diseases. In: McPherson RA, Pincus MR, eds. Henry's Clinical Diagnosis and Management by Laboratory Methods. 23rd ed. Elsevier; 2017:1057-1070 | Specific IgE from the patient's serum reacts with the allergen of interest, which is covalently coupled to an ImmunoCAP. After washing away nonspecific IgE, enzyme-labeled anti-IgE antibody is added to form a complex. After incubation, unbound anti-IgE is washed away, and the bound complex incubated with a developing agent. After stopping the reaction, the fluorescence of the eluate is measured. Fluorescence is proportional to the amount of specific IgE present in the patient's sample (ie, the higher the fluorescence value, the more IgE antibody is present).(Package insert: ImmunoCAP System Specific IgE FEIA. Phadia; Rev 06/2020) | Same day/1 to 3 days | 14 days | This test has been cleared, approved, or is exempt by the US Food and Drug Administration and is used per manufacturer's instructions. Performance characteristics were verified by Mayo Clinic in a manner consistent with CLIA requirements. | 86003 | Lentil, IgE | 7458-3 | LEN | Lentil, IgE | 7458-3
LEPD | Lepidoglyphus destructor, IgE, Serum | Establishing a diagnosis of an allergy toLepidoglyphus destructor Defining the allergen responsible for eliciting signs and symptoms Identifying allergens: -Responsible for allergic response and/or anaphylactic episode -To confirm sensitization prior to beginning immunotherapy -To investigate the specificity of allergic reactions to insect venom allergens, drugs, or chemical allergens | Fluorescence Enzyme Immunoassay (FEIA) | Yes | Lepidoglyphus Destructor, IgE | Serum | Collection Container/Tube: Preferred:Serum gel Acceptable:Red top Submission Container/Tube:Plastic vial Specimen Volume:0.5 mL for every 5 allergens requested Collection Instructions:Centrifuge and aliquot serum into a plastic vial. | For 1 allergen: 0.3 mL For more than 1 allergen: (0.05 mL x number of allergens) + 0.25 mL deadspace | Clinical manifestations of immediate hypersensitivity (allergic) diseases are caused by the release of proinflammatory mediators (histamine, leukotrienes, and prostaglandins) from IgE-sensitized effector cells (mast cells and basophils) when cell-bound IgE antibodies interact with an allergen. In vitro serum testing for IgE antibodies provides an indication of the immune response to allergens that may be associated with allergic disease. The allergens chosen for testing often depend upon the age of the patient, history of allergen exposure, season of the year, and clinical manifestations. In individuals predisposed to develop allergic disease, the sequence of sensitization and clinical manifestations proceed as follows: eczema and respiratory disease (rhinitis and bronchospasm) in infants and children less than 5 years due to food sensitivity (milk, egg, soy, and wheat proteins) followed by respiratory disease (rhinitis and asthma) in older children and adults due to sensitivity to inhalant allergens (dust mite, mold, and pollen inhalants). | Class,IgE kU/L,Interpretation, 0,<0.10,Negative, 0/1,0.10-0.34,Borderline/equivocal, 1,0.35-0.69,Equivocal, 2,0.70-3.49,Positive, 3,3.50-17.4,Positive, 4,17.5-49.9,Strongly positive, 5,50.0-99.9,Strongly positive, 6,> or =100,Strongly positive, | Detection of IgE antibodies in serum (class 1 or greater) indicates an increased likelihood of allergic disease as opposed to other etiologies and defines the allergens that may be responsible for eliciting signs and symptoms. The level of IgE antibodies in serum varies directly with the concentration of IgE antibodies expressed as a class score or kU/L. | Testing for IgE antibodies is not useful in patients previously treated with immunotherapy to determine if residual clinical sensitivity exists or in patients in whom the medical management does not depend upon identification of allergen specificity. Some individuals with clinically insignificant sensitivity to allergens may have measurable levels of IgE antibodies in serum, and test results must be interpreted in the clinical context. False-positive results for IgE antibodies may occur in patients with markedly elevated serum IgE (>2500 kU/L) due to nonspecific binding to allergen solid phases. | Homburger HA, Hamilton RG: Allergic diseases. In: McPherson RA, Pincus MR, eds. Henry's Clinical Diagnosis and Management by Laboratory Methods. 23rd ed. Elsevier; 2017:1057-1070 | Specific IgE from the patient's serum reacts with the allergen of interest, which is covalently coupled to an ImmunoCAP. After washing away nonspecific IgE, enzyme-labeled anti-IgE antibody is added to form a complex. After incubation, unbound anti-IgE is washed away, and the bound complex incubated with a developing agent. After stopping the reaction, the fluorescence of the eluate is measured. Fluorescence is proportional to the amount of specific IgE present in the patient's sample (ie, the higher the fluorescence value, the more IgE antibody is present).(Package insert: ImmunoCAP System Specific IgE FEIA. Phadia; Rev 06/2020) | Same day/1 to 3 days | 14 days | This test has been cleared, approved, or is exempt by the US Food and Drug Administration and is used per manufacturer's instructions. Performance characteristics were verified by Mayo Clinic in a manner consistent with CLIA requirements. | 86003 | Lepidoglyphus Destructor, IgE | 6160-6 | LEPD | Lepidoglyphus Destructor, IgE | 6160-6
FLEP | Leptin |  | Enzyme-linked immunosorbent assay (ELISA) | Yes | Leptin | Serum | Patient Preparation:Fasting 8-12 hours is recommended. Specimen Type:Serum Container/Tube:Red or SST Specimen Volume:1 mL Collection Instructions:Draw blood in a plain red-top tube(s), serum gel tube(s) is acceptable. Separate from cells within 45 minutes of venipuncture and send 1 mL of serum frozen in a plastic vial. Note:EDTA (lavender-top) plasma is an acceptable alternate. | 0.5 mL NOTE: Minimum volume does not allow for repeat analysis. |  | Units: ng/mL Adults (BMI=22) Males: 0.7-5.3 Females: 3.3-18.3 Contact laboratory for other BMI reference ranges. |  |  |  |  | 13 to 19 days |  | This test was developed and its performance characteristics determined by LabCorp. It has not been cleared or approved by the Food and Drug Administration. | 83520 | Leptin | 21365-2 | Z0262 | Leptin | 21365-2
LEPDT | Leptospira, IgM, Serum | Aiding in the diagnosis of leptospirosis This test isnot useful forestablishing cure or response to therapy. | Enzyme-Linked Immunoassay Dot (Immunodot) | Yes | Leptospira, IgM, S | Serum | Supplies:Sarstedt Aliquot Tube, 5 mL (T914) Collection Container/Tube: Preferred:Serum gel Acceptable:Red top Submission Container/Tube:Plastic vial Specimen Volume:0.3 mL Collection Instructions:Centrifuge and aliquot serum into plastic vial. Additional Information:If acute and convalescent specimens are being obtained to determine seroconversion, they should be collected 2 or more weeks apart. | 0.1 mL | Leptospirosis is a zoonotic disease of worldwide prevalence, though the majority of infections occur in warm, tropical climates. Wild mammals, typically rodents, are the primary, natural reservoir for disease-causing strains ofLeptospira; however, domestic animals (eg, dogs) also represent a major source of human infection.Leptospiraare gram-negative spirochetes with at least 20 different species in the genus. Of these, at least 9 species are considered disease-causing, including the most common agent of leptospirosis,Leptospira interrogans. Transmission occurs through indirect human contact (eg, via mucous membranes or abraded skin) with water, food, or soil contaminated with animal urine containing theLeptospiraspirochetes. Following infection, the incubation period can range from 3 to 30 days, depending on the inoculum dose and immune status of the individual. The clinical manifestations of leptospirosis can vary, ranging from a mild, flu-like illness (eg, headache, malaise, fever, arthralgia, fatigue) to fulminant disease with severe liver and kidney involvement. The latter manifestation was previously referred to as Weil disease.Leptospiraorganisms may be found in the blood at the onset of disease and can persist for approximately 1 week. Subsequently, spirochetes may be found in the urine and can persist for 2 to 3 months; however, shedding may be intermittent, and the number of organisms present may be low. WhileLeptospiracan be grown in culture, this is a fastidious organism that requires immediate transport to the laboratory. Additionally, detectable growth requires prolonged incubation (1-6 weeks), limiting the utility of culture for acute diagnosis. For this reason, serologic detection for antibodies toLeptospiraremains the method of choice for rapid diagnosis. IgM-class antibodies to this spirochete are detectable by day 6 of illness and remain detectable for 2 to 3 months following symptom onset. | Negative | Positive: IgM antibodies toLeptospiraspecies detected, suggesting recent infection. Antibody presence alone cannot be used to definitively diagnose acute infection, as antibodies from a prior exposure or infection may remain detectable for a prolonged period. Borderline: Result should be interpreted with caution. Additional testing of a second, convalescent specimen is recommended. If the specimen remains borderline reactive, a second serological method should be considered if leptospirosis infection is still suspected. Negative: No IgM antibodies toLeptospiradetected. Since antibodies may not be present or may be present at undetectable levels during early disease, repeat testing of a convalescent sample collected in 2 to 3 weeks is recommended. | The temporal IgM immune response can vary among patients. Therefore, a single negative result by this assay should not be used to exclude diagnosis, especially in patients with symptoms suggestive of leptospirosis who have an appropriate exposure history. This test does not distinguish between acute or past infection. Clinical correlation is required. Patients may remain seropositive for months to possibly years following resolution of disease; therefore, this test cannot be used to establish cure or response to therapy. | 1. Centers for Disease Control and Prevention, National Center for Emerging and Zoonotic Infectious Diseases (NCEZID), Division of High-Consequence Pathogens and Pathology (DHCPP): Leptospriosis. Reviewed June 24, 2024. Accessed September 5, 2024. Available at www.cdc.gov/leptospirosis/ 2. Costa F, Hagan JE, Calcagno J, et al. Global morbidity and mortality of leptospirosis: a systemic review. PLoS Negl Trop Dis. 2015;9(9):e0003898. doi:10.1371/journal.pntd.0003898 | The GenBio IgM ImmunoDOTLeptosirosistest utilizes an enzyme-linked immunoassay dot technique for the detection of IgM antibodies.Leptospira biflexa, serovar Patoc 1 strain antigens are dispensed as discrete dots onto a solid membrane. After adding the test specimen to a reaction cuvette, an assay strip is inserted, allowing patient antibodies reactive with the test antigens to bind to the strip's solid support member. Alkaline phosphatase conjugated goat antihuman IgM antibodies are allowed to react with bound patient antibodies. Finally, the strip is transferred to an enzyme substrate reagent, which reacts with bound alkaline phosphatase to produce an easily seen, distinct spot.(Package insert: ImmunoDOT Leptospira IgM. GenBio; 06/20/2022) | Same day/1 to 5 days | 14 days | This test has been cleared, approved, or is exempt by the US Food and Drug Administration and is used per manufacturer's instructions. Performance characteristics were verified by Mayo Clinic in a manner consistent with CLIA requirements. | 86720 | Leptospira, IgM, S | 23201-7 | 65183 | Leptospira, IgM, S | 23201-7
FLETG | Lettuce IgG |  | Enzyme Immunoassay (FEIA) | No | Lettuce IgG | Serum | Draw blood in a plain red-top tube(s), serum gel tube(s) is acceptable. Spin down and send 0.5 mL of serum refrigerated in a plastic vial. | 0.5 mL |  | Reference ranges have not been established for food-specific IgG tests. The clinical utility of food-specific IgG tests has not been established. These tests can be used in special clinical situations to select foods for evaluation by diet elimination and challenge in patients who have food-related complaints. It should be recognized that the presence of food-specific IgG alone cannot be taken as evidence of food allergy and only indicates immunologic sensitization by the food allergen in question. This test should only be ordered by physicians who recognize the limitations of the test. |  |  |  |  | 3 to 7 days |  | This test was developed and its performance characteristics determined by Viracor Eurofins. It has not been cleared or approved by the U.S. Food and Drug Administration. | 86001 | Lettuce IgG | 51919-9 | FLETG | Lettuce IgG | 51919-9
LETT | Lettuce, IgE, Serum | Establishing a diagnosis of an allergy to lettuce Defining the allergen responsible for eliciting signs and symptoms Identifying allergens: -Responsible for allergic response and/or anaphylactic episode -To confirm sensitization prior to beginning immunotherapy -To investigate the specificity of allergic reactions to insect venom allergens, drugs, or chemical allergens | Fluorescence Enzyme Immunoassay (FEIA) | Yes | Lettuce, IgE | Serum | Collection Container/Tube: Preferred:Serum gel Acceptable:Red top Submission Container/Tube:Plastic vial Specimen Volume:0.5 mL for every 5 allergens requested Collection Instructions:Centrifuge and aliquot serum into a plastic vial. | For 1 allergen: 0.3 mL For more than 1 allergen: (0.05 mL x number of allergens) + 0.25 mL deadspace | Clinical manifestations of immediate hypersensitivity (allergic) diseases are caused by the release of proinflammatory mediators (histamine, leukotrienes, and prostaglandins) from IgE-sensitized effector cells (mast cells and basophils) when cell-bound IgE antibodies interact with an allergen. In vitro serum testing for IgE antibodies provides an indication of the immune response to allergens that may be associated with allergic disease. The allergens chosen for testing often depend upon the age of the patient, history of allergen exposure, season of the year, and clinical manifestations. In individuals predisposed to develop allergic disease, the sequence of sensitization and clinical manifestations proceed as follows: eczema and respiratory disease (rhinitis and bronchospasm) in infants and children less than 5 years due to food sensitivity (milk, egg, soy, and wheat proteins) followed by respiratory disease (rhinitis and asthma) in older children and adults due to sensitivity to inhalant allergens (dust mite, mold, and pollen inhalants). | Class,IgE kU/L,Interpretation, 0,<0.10,Negative, 0/1,0.10-0.34,Borderline/equivocal, 1,0.35-0.69,Equivocal, 2,0.70-3.49,Positive, 3,3.50-17.4,Positive, 4,17.5-49.9,Strongly positive, 5,50.0-99.9,Strongly positive, 6,> or =100,Strongly positive, | Detection of IgE antibodies in serum (class 1 or greater) indicates an increased likelihood of allergic disease as opposed to other etiologies and defines the allergens that may be responsible for eliciting signs and symptoms. The level of IgE antibodies in serum varies directly with the concentration of IgE antibodies expressed as a class score or kU/L. | Testing for IgE antibodies is not useful in patients previously treated with immunotherapy to determine if residual clinical sensitivity exists or in patients in whom the medical management does not depend upon identification of allergen specificity. Some individuals with clinically insignificant sensitivity to allergens may have measurable levels of IgE antibodies in serum, and test results must be interpreted in the clinical context. False-positive results for IgE antibodies may occur in patients with markedly elevated serum IgE (>2500 kU/L) due to nonspecific binding to allergen solid phases. | Homburger HA, Hamilton RG: Allergic diseases. In: McPherson RA, Pincus MR, eds. Henry's Clinical Diagnosis and Management by Laboratory Methods. 23rd ed. Elsevier; 2017:1057-1070 | Specific IgE from the patient's serum reacts with the allergen of interest, which is covalently coupled to an ImmunoCAP. After washing away nonspecific IgE, enzyme-labeled anti-IgE antibody is added to form a complex. After incubation, unbound anti-IgE is washed away, and the bound complex incubated with a developing agent. After stopping the reaction, the fluorescence of the eluate is measured. Fluorescence is proportional to the amount of specific IgE present in the patient's sample (ie, the higher the fluorescence value, the more IgE antibody is present).(Package insert: ImmunoCAP System Specific IgE FEIA. Phadia; Rev 06/2020) | Same day/1 to 3 days | 14 days | This test has been cleared, approved, or is exempt by the US Food and Drug Administration and is used per manufacturer's instructions. Performance characteristics were verified by Mayo Clinic in a manner consistent with CLIA requirements. | 86003 | Lettuce, IgE | 6161-4 | LETT | Lettuce, IgE | 6161-4
LLTOF | Leukemia and Lymphoma Phenotyping, Technical Only, Varies | Evaluating lymphocytoses of undetermined etiology Identifying B- and T-cell lymphoproliferative disorders involving blood and bone marrow Distinguishing acute lymphoblastic leukemia from acute myeloid leukemia (AML) Immunologic subtyping of acute leukemias Distinguishing reactive lymphocytes and lymphoid hyperplasia from malignant lymphoma Distinguishing between malignant lymphoma and acute leukemia Phenotypic subclassification of B- and T-cell chronic lymphoproliferative disorders, including chronic lymphocytic leukemia, mantle cell lymphoma, and hairy cell leukemia Recognizing AML with minimal morphologic or cytochemical evidence of differentiation Recognizing monoclonal plasma cells This test isnot intended fordetection of minimal residual disease below 5% blasts. | Immunophenotyping | Yes | Leukemia/Lymphoma; Tech Only Flow | Note:This test is only available to clients who have MayoAccess or MayoLink. | Submit only 1 of the following specimens: Specimen Type:Wholeblood Container/Tube: Preferred:Yellow top (ACD solution A or B) Acceptable:Lavender top (EDTA) or green top (sodium heparin) Specimen Volume:10 mL Slides:If possibleinclude 5 to 10 unstained blood smears, labeled with two unique identifiers Collection Instructions: 1. Send whole blood specimen in original tube.Do not aliquot. 2. Label specimen as blood. Specimen Stability Information:Ambient < or =4 days/Refrigerated < or =4 days Specimen Type:Bone marrow Container/Tube: Preferred:Yellow top (ACD solution A or B) Acceptable:Lavender top (EDTA) or green top (sodium heparin) Specimen Volume:1 to 5 mL Slides:If possibleinclude 5 to 10 unstained bone marrow aspirate smears, whichmust be labeled withtwo unique identifiers Collection Instructions: 1. Submission of bilateral specimens is not required. 2. Send bone marrow specimen in original tube.Do not aliquot. 3. Label specimen as bone marrow. Specimen Stability Information:Ambient < or =4 days/Refrigerated < or = 4 days Specimen Type:Fluid Sources:Serous effusions, pleural, pericardial, or abdominal (peritoneal fluid) Container/Tube:Body fluid container Specimen Volume:20 mL Collection Instructions: 1. If possible, fluids other than spinal fluid should be anticoagulated with heparin (1 U/mL of fluid). 2. Label specimen with fluid type. Additional Information:The volume of fluid necessary to phenotype the lymphocytes or blasts in serous effusions depends upon the cell count in the specimen. Usually, 20 mL of pleural or peritoneal fluid is sufficient. Smaller volumes can be used if there is a high cell count. Specimen Stability Information:Refrigerated < or =4 days/Ambient < or =4 days Specimen Type:Spinal fluid Container/Tube:Sterile vial Specimen Volume:1 to 1.5 mL Collection Instructions: 1.An original cytospin preparation (preferably unstained) should be included with the spinal fluid specimen so correlative morphologic evaluation can occur. 2. Label specimen as spinal fluid. Specimen Stability Information:Refrigerated /Ambient < or =4 days Additional Information:The volume of fluid necessary to phenotype the lymphocytes or blasts in spinal fluid depends upon the cell count in the specimen. A cell count should be determined and submitted with the specimen. Usually, 1 to 1.5 mL of spinal fluid is sufficient. Smaller volumes can be used if there is a high cell count. If the cell count is less than 10 cells/mcL, a larger volume of spinal fluid may be required. When cell counts drop below 5 cells/mcL, the immunophenotypic analysis may not be successful. | Blood: 3 mL Bone marrow: 0.5 mL Spinal fluid: 1 mL Fluid from serous effusions: 5 mL | Diagnostic hematopathology has become an increasingly complex subspecialty, particularly with neoplastic disorders of blood and bone marrow. While morphologic assessment of blood smears, bone marrow smears, and tissue sections remains the cornerstone of lymphoma and leukemia diagnosis and classification, immunophenotyping is a very valuable and important complementary tool. Immunophenotyping hematopoietic specimens can help resolve many differential diagnostic problems posed by the clinical or morphologic features. This test is appropriate for hematopoietic specimens only. This is a technical only test and does not include interpretation unless reflex testing is performed. At any point, clients may request to have a Mayo Clinic hematopathologist provide an interpretation at an additional charge. | Not applicable | Report will include a summary of the procedure. | Specimens will be initially screened to determine which, if any, of the immunophenotyping panels should be performed. | 1.Jevremovic D, Dronca RS, Morice WG, et al. CD5+ B-cell lymphoproliferative disorders: Beyond chronic lymphocytic leukemia and mantle cell lymphoma. Leuk Res. 2010;34(9):1235-1238 2. Hanson CA. Acute leukemias and myelodysplastic syndromes.In: McClatchey KD, ed. Clinical Laboratory Medicine. Williams and Wilkins; 1994:939-969 3.Jevremovic D,Olteanu H.Flow cytometry applications in the diagnosis of T/NK-cell lymphoproliferative disorders.Cytometry B Clin Cytom. 2019;96(2):99-115 4.Rosado FG,Morice WG, He R,et al.Immunophenotypic features by multiparameterflowcytometry can help distinguish low grade B-cell lymphomas with plasmacytic differentiation from plasma cell proliferative disorders with an unrelated clonal B-cell process.Br J Haematol. 2015;169(3):368-376 5.Shi M, Ternus JA, Ketterling RP, et al. Immunophenotypic and laboratory features of t(11;14)(q13;q32)-positive plasma cell neoplasms. Leuk Lymphoma. 2018;59(8):1913-1919 6. Morice WG, Kimlinger T, Katzmann JA, et al. Flow cytometric assessment of TCR-V-beta expression in the evaluation of peripheral blood involvement by T-cell lymphoproliferative disorders: a comparison with conventional T-cell immunophenotyping and molecular genetic techniques. Am J Clin Pathol. 2004;121(3):373-383 7. Shi M, Jevremovic D, Otteson GE, Timm MM, Olteanu H, Horna P. Single antibody detection of T-cell receptor alpha-beta clonality by flow cytometry rapidly identifies mature T-cell neoplasms and monotypic small CD8-positive subsets of uncertain significance. Cytometry B Clin Cytom. 2020;98(1):99-107 8.Jevremovic D,Olteanu H.Flow cytometry applications in the diagnosis of T/NK-cell lymphoproliferative disorders.Cytometry B Clin Cytom. 2019;96(2):99-115 | Flow cytometric immunophenotyping of peripheral blood, bone marrow, and body fluids is performed using the following antibodies: Triage Panel: CD3, CD10, CD16, CD19, CD34, CD45, and kappa and lambda immunoglobulin light chains. Possible Additional Panels: Performed per algorithmic approach -B-cell Panel: CD5, CD11c, CD19, CD20, CD22, CD23, CD38, CD45, CD103, CD200 and kappa and lambdaimmunoglobulinlight chains -T-cell Panel: CD2, CD3, CD4, CD5, CD7, CD8, CD45, TRBC1, and gamma/delta -Sezary Panel: CD2, CD3, CD4, CD5, CD7, CD8, CD26, CD45, and TRBC1. -Killer-cell immunoglobulin-like receptor (KIR) Panel: CD3, CD8, CD16, CD56, CD57, CD94, CD158a, CD158b, CD158e (p70), and NKG2a -Acute Panel: CD2, CD7, CD13, CD15, CD16, CD33, CD34, CD36, CD38, CD45, CD56, CD64, CD117, and HLA-DR -B-cell acute lymphocytic leukemia (ALL) Panel: CD10, CD19, CD20, CD22, CD24, CD34, CD38, CD45, CD58, and CD66c -Myeloperoxidase/terminal deoxynucleotidyl transferase (MPO/TdT) Panel: cytoplasmic CD3, CD13, cytoplasmic CD22, CD34, CD45, cytoplasmic CD79a, nuclear TdT, and cytoplasmic MPO -Plasma Cell Panel: CD19, CD38, CD45, CD138, and cytoplasmic kappa and lambdaimmunoglobulinlight chains -Mast Cell Panel (bone marrow only): CD2, CD25, CD69, CD117.(Keren P, McCoy JP, Carey J, eds. Flow Cytometry in Clinical Diagnosis. 4th ed. ASCP Press; 2007; Betters DM. Use of flow cytometry in clinical practice. J Adv Pract Oncol. 2015;6[5]:435–440) | 1 to 4 days | Remaining blood/bone marrow: 14 days; Remaining fluid: 7 days | This test was developed and its performance characteristics determined by Mayo Clinic in a manner consistent with CLIA requirements. It has not been cleared or approved by the US Food and Drug Administration. | 88184-Flow cytometry; first cell surface, cytoplasmic or nuclear marker88185-Flow cytometry; additional cell surface, cytoplasmic or nuclear marker (each)Additional CPTs may be added if consultative help is needed with the case, or algorithm dictates Mayo consultant involvement.88187-Flow cytometry interpretation, 2 to 8 markers (if appropriate)88188-Flow cytometry interpretation, 9 to 15 markers (if appropriate)88189-Flow cytometry interpretation, 16 or more markers (if appropriate) | Leukemia/Lymphoma; Tech Only Flow | 101119-6 | CKS2 | Specimen Source | 31208-2
LLPT | Leukemia/Lymphoma Immunophenotyping, Flow Cytometry, Tissue | Evaluation of tissues for potential involvement by: -Chronic lymphoproliferative disorders -Malignant lymphomas -Acute lymphoblastic leukemia -Acute myelogenous leukemia | Immunophenotyping | Yes | Leukemia Lymphoma Phenotype, Tissue | When this test is ordered, a screening panel and a professional interpretation will always be charged. The screening panel will be charged based on number of makers tested (FIRSTfor first marker, ADD1 for each additional marker).The interpretation will be set based on markers tested in increments of 9 to 15, or 16 and greater. In addition, reflex testing may occur to fully characterize a disease state or clarify any abnormalities from the screening test. Reflex tests will be performed at an additional charge for each marker tested (FIRST if applicable, ADD1 if applicable). | Supplies:Hank's Solution (T132) Container/Tube:Sterile container with 15 mL of tissue culture medium (eg, Hank's balanced salt solution, RPMI, or equivalent) Specimen Volume:5 mm(3) or larger biopsy Collection Instructions: 1. Send intact specimen(do not mince) 2.Specimen cannot be fixed. | 1 mm(3) | Cellular immunophenotyping, characterizing cells by using antibodies directed against cell surface markers, is generally regarded as a fundamental element in establishing a diagnosis of tissue involvement by hematolymphoid malignancies, when used in conjunction with morphologic assessment. It is also an essential component in subclassification of hematolymphoid malignancies when present. | An interpretive report will be provided. | This test will be processed as a laboratory consultation. An interpretation of the immunophenotypic findings and correlation with the morphologic features will be provided by a hematopathologist for every case. Normal tissues typically contain a mixture of B cells with polytypic surface immunoglobulin light chain expression and T cells with unremarkable expression of the T cell-associated antigens CD3, CD5, and CD7. Typically, no appreciable blast population is present by CD45 and side scatter analysis. | It is well recognized that a negative flow cytometry result does not exclude tissue involvement by hematolymphoid malignancy. This may be attributable to sampling bias, although some malignancies, such as Hodgkin lymphoma, are not detected by this technique. Viability will be assessed in all tissue specimens. Cases in which the viability is low (<50%) are prone to false-negative results and, therefore, must be interpreted with caution. In cases with viability less than 50%, testing will be attempted but may not be interpretable. Fine-needle aspiration and small biopsy specimens have a higher frequency of low cell counts and poor viability, which may be uninterpretable. Even when abnormal, in most instances the results of flow cytometry are insufficient for complete subclassification of a hematolymphoid malignancy. Precise subclassification requires correlation with the histopathologic features in paraffin-embedded materials and also, in some instances, the results of cytogenetic analyses. The tissue used for flow cytometry cannot be subsequently submitted for histopathologic evaluation. For this reason, this technique should be avoided in small biopsy specimens. | 1. Morice WG, Hodnefield JM, Kurtin PJ, Hanson CA. An unusual case of leukemic mantle cell lymphoma with a blastoid component showing loss of CD5 and aberrant expression of CD10. Am J Clin Pathol. 2004;122(1):122-127 2. Hanson CA. Acute leukemias and myelodysplastic syndromes. In: McClatchey KD, ed. Clinical Laboratory Medicine. Williams and Wilkins; 1994:939-969 3. Jaffe ES, Cossman J. Immunodiagnosis of lymphoid and mononuclear phagocytic neoplasms. In: Rose NR, Friedman H, Fahey JL, eds. Manual of Clinical Immunology. 3rd ed. ASM Press; 1987:779-790 4. Witzig TE, Banks PM, Stenson MJ, et al. Rapid immunotyping of B-cell non-Hodgkin's lymphomas by flow cytometry. A comparison with the standard frozen-section method. Am J Clin Pathol. 1990;94(3):280-286 5. Jevremovic D, Dronca RS, Morice WG, et al. CD5+ B-cell lymphoproliferative disorders: Beyond chronic lymphocytic leukemia and mantle cell lymphoma. Leuk Res. 2010;34(9):1235-1238 6. Jevremovic D, Olteanu H. Flow cytometry applications in the diagnosis of T/NK-cell lymphoproliferative disorders. Cytometry B Clin Cytom. 2019;96(2):99-115 7. Shi M, Jevremovic D, Otteson GE, Timm MM, Olteanu H, Horna P. Single antibody detection of T-Cell receptor alpha beta clonality by flow cytometry rapidly identifies mature T-Cell neoplasms and monotypic small CD8-positive subsets of uncertain significance. Cytometry B Clin Cytom. 2020;98(1):99-107 | Flow cytometric immunophenotyping of tissues is performed using the following antibodies: Tissue Panel: CD3, CD5, CD7, CD10, CD19, CD20, CD23, CD45, 7-AAD, and kappa and lambda immunoglobulin light chains. Possible Additional Panels:Performed per algorithmic approach B-cell Panel: CD5, CD11c, CD19, CD20, CD22, CD23, CD38, CD45, CD103, CD200 and kappa and lambda immunoglobulin light chains T-cell Panel: CD2, CD3, CD4, CD5, CD7, CD8, CD45, TRBC1, and gamma/delta Killer-cellImmunoglobulin-like ReceptorPanel: CD3, CD8, CD16, CD56, CD57, CD94, CD158a, CD158b, CD158e (p70) and NKG2a Acute Panel: CD2, CD3, CD5, CD7, CD13, CD15, CD19, CD20, CD33, CD34, CD45, CD56, CD117 and HLA-DR B-cell ALL: CD10, CD19, CD20, CD22, CD24, CD34, CD38, CD45, CD58, and CD66c Myeloperoxidase (MPO)/terminal deoxynucleotidyl transferase (TdT) (MPO/TdT) Panel: cytoplasmic CD3, CD13, cytoplasmic CD22, CD34, CD45, cytoplasmic CD79a, nuclear TDT, and cytoplasmic MPO Plasma Cell Panel: CD19, CD38, CD45, CD138, and cytoplasmic kappa and lambda immunoglobulin light chains (Keren P, McCoy JP, Carey J, eds. Flow Cytometry in Clinical Diagnosis. 4th ed. ASCP Press; 2007; Betters DM: Use of flow cytometry in clinical practice. J Adv Pract Oncol. 2015;6[5]:435-440) | 1 to 4 days | Remaining tissue 7 days | This test was developed using an analyte specific reagent. Its performance characteristics were determined by Mayo Clinic in a manner consistent with CLIA requirements. This test has not been cleared or approved by the US Food and Drug Administration. | 88184-Flow cytometry; first cell surface, cytoplasmic or nuclear marker x 188185-Flow cytometry; additional cell surface, cytoplasmic or nuclear marker (each)88187-Flow Cytometry Interpretation, 2 to 8 Markers (if appropriate)88188-Flow Cytometry Interpretation, 9 to 15 Markers (if appropriate)88189-Flow Cytometry Interpretation, 16 or More Markers (if appropriate) | Leukemia Lymphoma Phenotype, Tissue | In Process | CK139 | LLPT Result | No LOINC Needed
LCMS | Leukemia/Lymphoma Immunophenotyping, Flow Cytometry, Varies | Evaluating lymphocytoses of undetermined etiology Identifying B- and T-cell lymphoproliferative disorders involving blood and bone marrow Distinguishing acute lymphoblastic leukemia (ALL) from acute myeloid leukemia (AML) Immunologic subtyping of acute leukemias Distinguishing reactive lymphocytes and lymphoid hyperplasia from malignant lymphoma Distinguishing between malignant lymphoma and acute leukemia Phenotypic subclassification of B- and T-cell chronic lymphoproliferative disorders, including chronic lymphocytic leukemia, mantle cell lymphoma, and hairy cell leukemia Recognizing AML with minimal morphologic or cytochemical evidence of differentiation Recognizing monoclonal plasma cells This test isnot intended fordetection of minimal residual disease below 5% blasts. | Immunophenotyping | Yes | Leukemia/Lymphoma, Phenotype | The testing process begins with a screening panel. The screening panel will be charged based on the number of markers tested (FIRST for first marker, ADD1 for each additional marker). The interpretation will be based on markers tested in increments of 2 to 8, 9 to 15, or 16 and greater. In addition, reflex testing may occur to fully characterize a disease state or clarify any abnormalities from the screening test. Reflex tests will be performed at an additional charge for each marker tested (FIRST if applicable, ADD1 if applicable). | Submit only 1 of the following specimens: Specimen Type:Wholeblood Container/Tube: Preferred:Yellow top (ACD solution A or B) Acceptable:Lavender top (EDTA) or green top (sodium heparin) Specimen Volume:6 mL Slides:If possible, include5 to 10 unstained blood smears labeled withtwo unique identifiers Collection Instructions: 1. Send whole blood specimen in original tube.Do notaliquot. 2. Label specimen as blood. Specimen Stability Information:Ambient < or =4 days/Refrigerated < or =4 days Specimen Type:Bone marrow Container/Tube: Preferred:Yellow top (ACD solution A or B) Acceptable:Lavender top (EDTA) or green top (sodium heparin) Specimen Volume:1 to 5 mL Slides:If possible,include 5 to 10 unstained bone marrow aspirate smears, whichmust be labeled withtwo unique identifiers. Collection Instructions: 1. Submission of bilateral specimens is not required. 2. Send bone marrow specimen in original tube.Do not aliquot. 3. Label specimen as bone marrow. Specimen Stability Information:Ambient < or =4 days/Refrigerated < or =4 days Specimen Type:Fluid Sources:Serous effusions, pleural fluid, pericardial fluid, abdominal (peritoneal) fluid Container/Tube:Body fluid container Specimen Volume:20 mL Collection Instructions: 1. If possible, fluids other than spinal fluid should be anticoagulated with heparin (1 U/mL of fluid). 2. Label specimen with fluid type. Specimen Stability Information:Refrigerated < or =4 days/Ambient < or =4 days Additional Information:The volume of fluid necessary to phenotype the lymphocytes or blasts in serous effusions depends upon the cell count in the specimen. Usually, 20 mL of pleural or peritoneal fluid is sufficient. Smaller volumes can be used if there is a high cell count. Specimen Type:Spinal fluid Container/Tube:Sterile vial Specimen Volume:1 to 1.5 mL Collection Instructions: 1.An original cytospin preparation (preferably unstained) should be included with the spinal fluid specimen so correlative morphologic evaluation can occur. 2.. Label specimen as spinal fluid. Specimen Stability Information:Refrigerated < or =4 days/Ambient < or =4 days Additional Information:The volume of fluid necessary to phenotype the lymphocytes or blasts in spinal fluid depends upon the cell count in the specimen. A cell count should be determined and submitted with the specimen. Usually 1 to 1.5 mL of spinal fluid is sufficient. Smaller volumes can be used if there is a high cell count. If cell count is <10 cells/mcL, a larger volume of spinal fluid may be required. When cell counts drop below 5 cells/mcL, the immunophenotypic analysis may not be successful. | Blood: 3 mL Bone marrow: 0.5mL Spinal fluid: 1 mL Fluid from serous effusions: 5 mL | Diagnostic hematopathology has become an increasingly complex subspecialty, particularly with neoplastic disorders of blood and bone marrow. While morphologic assessment of blood smears, bone marrow smears, and tissue sections remains the cornerstone of lymphoma and leukemia diagnosis and classification, immunophenotyping is a very valuable and important complementary tool. Immunophenotyping hematopoietic specimens can help resolve many differential diagnostic problems posed by the clinical or morphologic features. This test is appropriate for hematopoietic specimens only. | An interpretive report will be provided. | This test will be processed as a laboratory consultation. An interpretation of the immunophenotypic findings and correlation with the morphologic features will be provided by a hematopathologist for every case. Report will include a morphologic description, a summary of the procedure, the percent positivity of selected antigens, and an interpretive conclusion based on the correlation of the clinical history with the morphologic features and immunophenotypic results. | Specimens will be initially triaged to determine which, if any, ofthe immunophenotyping panels should be performed. | 1.Jevremovic D, Dronca RS, Morice WG, et al. CD5+ B-cell lymphoproliferative disorders: Beyond chronic lymphocytic leukemia and mantle cell lymphoma. Leuk Res. 2010;34(9):1235-1238. doi:10.1016/j.leukres.2010.03.020 2. Hanson CA: Acute leukemias and myelodysplastic syndromes. In: McClatchey KD, ed. Clinical Laboratory Medicine. Williams and Wilkins; 1994:939-969 3.Jevremovic D,Olteanu H.Flow cytometry applications in the diagnosis of T/NK-Cell lymphoproliferative disorders.Cytometry B Clin Cytom. 2019;96(2):99-115. doi:10.1002/cyto.b.21768 4.Rosado FG,Morice WG, He R,Howard MT, Timm M, McPhail ED.Immunophenotypic features by multiparameterflowcytometry can help distinguish low grade B-cell lymphomas with plasmacytic differentiation from plasma cell proliferative disorders with an unrelated clonal B-cell process.Br J Haematol. 2015;169(3):368-376. doi:10.1111/bjh.13303 5.Shi M, Ternus JA, Ketterling RP, et al. Immunophenotypic and laboratory features of t(11;14)(q13;q32)-positive plasma cell neoplasms. Leuk Lymphoma. 2018;59(8):1913-1919. doi:10.1080/10428194.2017.1410885 6. Morice WG, Kimlinger T, Katzmann JA, et al: Flow cytometric assessment of TCR-Vbeta expression in the evaluation of peripheral blood involvement by T-cell lymphoproliferative disorders: a comparison with conventional T-cell immunophenotyping and molecular genetic techniques. Am J Clin Pathol. 2004;121(3):373-383. doi:10.1309/3A32-DTVM-H640-M2QA 7. Shi M, Jevremovic D, Otteson GE, Timm MM, Olteanu H, Horna P. Single antibody detection of T-Cell receptor alpha beta clonality by flow cytometry rapidly identifies mature T-Cell neoplasms and monotypic small CD8-positive subsets of uncertain significance. Cytometry B Clin Cytom. 2020;98(1):99-107. doi:10.1002/cyto.b.21782 | Flow cytometric immunophenotyping of peripheral blood, bone marrow, and body fluids is performed using the following antibodies: Triage Panel: CD3, CD10, CD16, CD19, CD34, CD45 and kappa and lambda immunoglobulin light chains Possible Additional Panels: Performed per algorithmic approach -B-cell Panel: CD5, CD11c, CD19, CD20, CD22, CD23, CD38, CD45, CD103, CD200 and kappa and lambdaimmunoglobulinlight chains -T-cell Panel: CD2, CD3, CD4, CD5, CD7, CD8, CD45, TRBC1, and gamma/delta -Sezary Panel: CD2, CD3, CD4, CD5, CD7, CD8, CD26, CD45, and TRBC1.-Killer-cell Immunoglobulin-like Receptor Panel: CD3, CD8, CD16, CD56, CD57, CD94, CD158a, CD158b, CD158e (p70), and NKG2a -Acute Panel: CD2, CD7, CD13, CD15, CD16, CD33, CD34, CD36, CD38, CD45, CD56, CD64, CD117, and HLA-DR -B-cell ALL: CD10, CD19, CD20, CD22, CD24, CD34, CD38, CD45, CD58, and CD66c -Myeloperoxidase (MPO)/terminal deoxynucleotidyl transferase (TdT) (MPO/TdT) Panel: cytoplasmic CD3, CD13, cytoplasmic CD22, CD34, CD45, cytoplasmic CD79a, nuclear TdT, and cytoplasmic MPO -Plasma Cell Panel: CD19, CD38, CD45, CD138, and cytoplasmic kappa and lambdaimmunoglobulinlight chains -Mast Cell Panel (bone marrow only): CD2, CD25, CD69, CD117. (Keren D, McCoy JP, Carey J. Flow Cytometry in Clinical Diagnosis. 4th ed. American Society for Clinical Pathology; 2007; Betters DM: Use of flow cytometry in clinical practice. J Adv Pract Oncol. 2015;6[5]:435-440. doi:10.6004/jadpro.2015.6.5.4) | 1 to 4 days | Remaining blood/bone marrow:14 days; Remaining fluid, 7 days | This test was developed using an analyte specific reagent. Its performance characteristics were determined by Mayo Clinic in a manner consistent with CLIA requirements. This test has not been cleared or approved by the US Food and Drug Administration. | 88184-Flow cytometry; first cell surface, cytoplasmic or nuclear marker x 188185-Flow cytometry; additional cell surface, cytoplasmic or nuclear marker (each)88187-Flow Cytometry Interpretation, 2 to 8 Markers (if appropriate)88188-Flow Cytometry Interpretation, 9 to 15 Markers (if appropriate)88189-Flow Cytometry Interpretation, 16 or More Markers (if appropriate) | Leukemia/Lymphoma, Phenotype | In Process | CKS1 | Specimen Source | 31208-2
LAD1 | Leukocyte Adhesion Deficiency Type 1, CD11a/CD18 and CD11b/CD18 Complex Immunophenotyping, Blood | Aiding in the diagnosis of leukocyte adhesion deficiency syndrome type 1, primarily in patients younger than 18 years CD11a, CD11b, and CD18 phenotyping | Flow Cytometric Immunophenotyping | Yes | Leukocyte Adhesion Def. Type 1, B | Whole Blood EDTA | Container/Tube:Lavender top (EDTA) Specimen Volume:5 mL Collection Instructions:Send whole blood specimen in original tube.Do not aliquot. Additional Information:For serial monitoring, it is recommended that specimens are collected at the same time of day. | 2 mL | Leukocyte adhesion deficiency syndrome type 1 (LAD-1) is an autosomal recessive disorder caused by variants in the common chain (CD18) of the beta2-integrin family. LAD-1 is clinically characterized by recurrent infections, impaired wound healing, delayed umbilical cord separation, persistent leukocytosis, and recurrent soft tissue and oral infections. Each of the beta2-integrins is a heterodimer composed of an alpha chain (CD11a, CD11b, or CD11c) noncovalently linked to a common beta2-subunit (CD18). The alpha-beta heterodimers of the beta2-integrin family includelymphocyte function-associated antigen 1(CD11a/CD18), Mac-1/CR3 (CD11b/CD18), and p150/95 (CD11c/CD18).(1-4) The CD18 gene,ITGB2, and its product are required for normal expression of the alpha-beta heterodimers. Therefore, defects in CD18 expression lead to either very low or no surface membrane expression of CD11a, CD11b, and CD11c. Severe and moderate forms of LAD-1 exist, differing in the degrees of protein deficiency, which are caused by differentITGB2variants. Two relatively distinct clinical phenotypes of LAD-1 have been described. Patients with the severe phenotype (<1% of normal expression of CD18 on neutrophils) characteristically have delayed umbilical stump separation (>30 days), infection of the umbilical stump (omphalitis), persistent leukocytosis (>15,000/microliter) in the absence of overt active infection, and severe destructive gingivitis with periodontitis and associated tooth loss, and alveolar bone resorption. Patients with the moderate phenotype of LAD-1 (1%-30% of normal expression of CD18 on neutrophils) tend to be diagnosed later in life. Normal umbilical separation, lower risk of life-threatening infections, and longer life expectancy are common in these patients. However, leukocytosis, periodontal disease, and delayed wound healing are still very significant clinical features. Patients with LAD-1 (and other primary immunodeficiency diseases) are unlikely to remain undiagnosed in adulthood. Consequently, this test should not be typically ordered in adults for LAD-1. However, it may be also used to assess immune competence by determining CD18, 11a, and 11b expression. | Normal (reported as normal or absent expression for each marker) | The report will include a summary interpretation of the presence or reduction in the level of expression of the individual markers (CD11a, CD11b, and CD18). Expression of the individual markers provides indirect information on the presence or absence of the CD11a/CD18 and CD11b/CD18 complexes. Specimens obtained from patients with leukocyte adhesion deficiency syndrome type 1 (LAD-1) show significant reduction (moderate phenotype) or near absence (severe phenotype) of CD18 and its associated molecules, CD11a and CD11b, on neutrophils and other leukocytes. CD11c expression also is low in LAD-1. The analytical sensitivity of the CD11c assay is insufficient to allow interpretation of CD11c surface expression. Therefore, this test is only for the expression of CD18, CD11a, and CD11b. | This test is typically not indicated in adults. For questions about appropriate test selection, call 800-533-1710. Patients with normal beta2-integrin expression without functional activity have been described.(5-6) Therefore, expression of CD18 alone is insufficient to exclude the diagnosis of leukocyte adhesion deficiency syndrome type 1; functional assays (eg, neutrophil chemotaxis, random migration assays) must be performed if the clinical suspicion is high. | 1. Anderson DC, Springer TA. Leukocyte adhesion deficiency: an inherited defect in the Mac-1, LFA-1, and p150,95 glycoproteins. Ann Rev Med. 1987;38:175-194 2. Corbi AL, Vara A, Ursa A, et al. Molecular basis for a severe case of leukocyte adhesion deficiency. Eur J Immunol. 1992;22(7):1877-1881 3. Harlan JM. Leukocyte adhesion deficiency syndrome: insights into the molecular basis of leukocyte emigration. Clin Immunol Immunopathol. 1993;67(3 PT2):S16-S24 4. O'Gorman MR, McNally AC, Anderson DC, et al. A rapid whole blood lysis technique for the diagnosis of moderate or severe leukocyte adhesion deficiency (LAD). Ann NY Acad Sci. 1993;677:427-430 5. Hogg N, Stewart MP, Scarth SL, et al. A novel leukocyte adhesion deficiency caused by expressed but nonfunctional beta2 integrins Mac-1 and LFA-1. J Clin Invest. 1999;103(1):97-106 6. Kuijpers TW, van Lier RAW, Hamann D, et al. Leukocyte adhesion deficiency type 1 (LAD/1) variant. J Clin Invest. 1997;100(7):1725-1733 7. Hanna S, Etzioni A. Leukocyte adhesion deficiencies. Ann N Y Acad Sci. 2012;1250:50-55 8. Schmidt S, Moser M, Sperandio M. The molecular basis of leukocyte recruitment and its deficiencies. Mol Immunol. 2013;55(1):49-58 9. Delmonte OM, Fleisher TA. Flow cytometry: Surface markers and beyond. J Allergy Clin Immunol. 2019;143(2):528-537 10. Knight V, Heimall JR, Chong H, et al. A toolkit and framework for optimal laboratory evaluation of individuals with suspected primary immunodeficiency. J Allergy Clin Immunol Pract. 2021;9(9):3293-3307.e6 | Flow cytometric immunophenotyping of peripheral blood is performed to evaluate the presence or absence of the CD11/CD18 complex using monoclonal antibodies directed against the CD11 isoforms, CD11a and CD11b, and CD18 antigens.(O'Gorman MR, McNally AC, Anderson DC, et al. A rapid whole blood lysis technique for the diagnosis of moderate or severe leukocyte adhesion deficiency [LAD]. Ann NY Acad Sci. 1993;677:427-430) | 3 to 4 days | 4 days | This test was developed using an analyte specific reagent. Its performance characteristics were determined by Mayo Clinic in a manner consistent with CLIA requirements. This test has not been cleared or approved by the US Food and Drug Administration. | 86356 x 3 | Leukocyte Adhesion Def. Type 1, B | 94266-4 | 81155 | Leukocyte Adhesion Deficiency, B | No LOINC Needed
LECT2 | Leukocyte Cell-Derived Chemotaxin 2 (LECT2), Immunostains Without Interpretation | Identification and classification of amyloid subtypes in tissue | Immunohistochemistry (IHC) | Yes | LECT2 IHC, Tech Only | For the initial technical component only immunohistochemical (IHC) stain performed, the appropriate bill-only test ID will be reflexed and charged (IHTOI). For each additional technical component only IHC stain performed, an additional bill-only test ID will be reflexed and charged (IHTOA). | Supplies:Immunostain Technical Only Envelope (T693) Specimen Type:Tissue Container/Tube:Immunostains Technical Only Envelope Preferred:2 Unstained positively charged glass slide (25- x 75- x 1-mm) per test ordered; sections 4-microns thick. Acceptable:Formalin-fixed, paraffin-embedded tissue block |  | Immunohistochemical staining for leukocyte cell-derived chemotaxin 2 (LECT2) is useful in the process of confirming amyloid subtype. Antibodies to LECT2 stain the amyloid deposits in patients with LECT2 amyloidosis. LECT2 amyloidosis typically involves the kidney, liver, and spleen. |  | This test does not include pathologist interpretation, only technical performance of the stain. If interpretation is required, order PATHC / Pathology Consultation for a full diagnostic evaluation or second opinion of the case. The positive and negative controls are verified as showing appropriate immunoreactivity. If a control tissue is not included on the slide, a scanned image of the relevant quality control tissue is available upon request; call 855-516-8404. Interpretation of this test should be performed in the context of the patient's clinical history and other diagnostic tests by a qualified pathologist. | Age of a cut paraffin section can affect immunoreactivity. Stability thresholds vary widely among published literature and are antigen dependent. Best practice is for paraffin sections to be cut within 6 weeks. | 11. Benson MD, James S, Scott K, et al. Leukocyte chemotactic factor 2: A novel renal amyloid protein. Kidney Int. 2008;74(2):218-222 2. Uchida T, Nagai H, Gotoh K, et al. Expression pattern of a newly recognized protein, LECT2, in hepatocellular carcinoma and its premalignant lesion. Pathol Int. 1999;49(2):147-151 3. Magaki S, Hojat SA, Wei B, So A, Yong WH. An introduction to the performance of immunohistochemistry. Methods Mol Biol. 2019;1897:289-298. doi:10.1007/978-1-4939-8935-5_25 | Immunohistochemistry on sections of paraffin-embedded tissue.(Unpublished Mayo method) | 1 to 3 days | Until staining is complete. | This test has been cleared, approved, or is exempt by the US Food and Drug Administration and is used per manufacturer's instructions. Performance characteristics were verified by Mayo Clinic in a manner consistent with CLIA requirements. | 88342-TC, primary88341-TC, if additional IHC | LECT2 IHC, Tech Only | Order only;no result | 70809 | LECT2 IHC, Tech Only | Bill only; no result
TLTE4 | Leukotriene E4, 24 Hour, Urine | Aiding in the evaluation of patients at-risk for mast cell activation syndrome (eg, systemic mastocytosis, IgE-mediated allergies, or aspirin-exacerbated respiratory disease) using 24-hour urine collections | LTE4T: Liquid Chromatography Tandem Mass Spectrometry (LC-MS/MS) CRT2F: Enzymatic Colorimetric Assay | Yes | Leukotriene E4, 24 Hr, U | Urine | Supplies:Sarstedt Aliquot Tube, 5 mL (T914) Container/Tube:Plastic vial Specimen Volume:5 mL Collection Instructions: 1. Start collection within a few hours of symptom onset and collect urine for 24 hours 2. No preservative preferred 3. Aliquot urine into a plastic vial and send frozen. Additional Information:SeeUrine Preservatives-Collection and Transportation for 24-Hour Urine Specimensfor multiple collection. | 2 mL | Leukotrienes (LT) are eicosanoids generated from arachidonic acid via the 5-lipoxygenase pathway. Leukotriene E4 (LTE4) is the stable end product of this pathway and, therefore, regarded as a biomarker of total cysteinyl leukotriene production.(1-3) Assessment of LTE4 in urine allows for noninvasive specimen collection and avoids artifactual formation of LT during phlebotomy. Generation of LTE4 occurs nonspecifically from active mast cells (MC), basophils, eosinophils, and macrophages and is modulated through a variety of mechanisms.(1) Elevated concentrations of LTE4 are associated with both clonal (primary) and nonclonal (secondary and idiopathic) MC activation syndromes (MCAS).(1-3) MCAS have been defined as a group of disorders in which patients experience symptoms precipitated by MC proinflammatory and vasoactive mediator release.(1) Some of these MC mediators contribute to physiologic processes and maintenance of tissue homeostasis. Primary MCAS have clonal markers, such as theKITAsp816Val variant or aberrant expression of CD25 or CD2 on MC. The 2 primary groups of MCAS are mastocytosis (cutaneous and systemic [SM]) and monoclonal MCAS. Patients with mastocytosis should fulfill the World Health Organization diagnostic criteria for this disorder. Diagnosis requires either the major plus one minor criterion or 3 minor criteria.(1,4,5) The consensus diagnostic criteria for SM include: Major criterion: Imaging of the multifocal infiltrates Minor criteria: 1. Identifying morphological features of above 25% of MC from bone marrow biopsy 2. Detection of the point alteration at codon 816 in theKITgene 3. CD2, CD25,and/or CD30expression in MC 4. Persistently elevated serum tryptase(>20 ng/mL) The 2 main nonclonal MCAS categories include secondary MCAS, for which there is a known trigger for MC activation (IgE-dependent and independent allergic reactions, atopic disorders, autoimmune processes), and idiopathic, in which the etiology for MC activation is undefined.(1-3,5-7) Based on consensus criteria, the diagnosis of MCAS can be established when typical clinical symptoms arising from recurrent (episodic) acute systemic MC activation (typically in the form of recurrent anaphylaxis in at least 2 organ systems) have been documented; MC-derived mediators increase substantially in serum or urine over the individual's baseline; and the symptoms respond to drugs blocking MC activation, MC mediators, mediator production, or mediator effects.(6) A recently proposed diagnostic algorithm for the evaluation of patients with suspected MCAS considers 2 main diagnoses that may underlie severe forms of MC activation (anaphylaxis), namely, IgE-dependent allergies and clonal MC disorders.(1-3,5-7) A serum tryptase level, which has long been used in diagnosing these disorders, has several drawbacks, including the need to obtain acute and baseline specimens to fulfill diagnostic criteria. Furthermore, an increased baseline tryptase level has been reported in hereditary alpha tryptasemia, complicating the diagnostic possibilities.(1,3) In addition to the limitations of serum tryptase, there are reports of symptomatic patients with features of MC activation who do not meet all the criteria for MCAS but have elevated baseline mediator metabolites.(3,5,7) In these patients, there is evidence that their symptoms respond to drugs that target MC activation, the mediators released by MC, and/or the effects of these mediators.Based on these observations, validated biomarkers suggestive of MC activation, such as an increase in the histamine metabolite (N-methylhistamine) or theprostaglandin D2metabolite (2,3-dinor 11 beta-prostaglandin F2 alpha), have been recommended for testing when tryptase is not available, or the result is inconclusive.(7) With respect to urine LTE4, there is increasing clinical evidence for its use in patients at risk for aspirin intolerance in asthma (aspirin-exacerbated respiratory disease) and other forms of asthma.(8,9)For example,elevated LTE4 concentrations have been shown to correlate with traditional markers and represent a noninvasive approach to asthma phenotyping in patients with type 2 asthma mediated in part by MC and eosinophils.(9) In this study, increased urine LTE4 levels were associated with lower lung function and increased amounts of exhaled nitric oxide and eosinophil markers in blood, sputum, and urine in adult and adolescent patients with asthma. Based on these and other findings, there is interest for the use of therapeutics that target the production of inflammatory eicosanoids, such as LTE4, in the management of these diseases.(10-12) | LEUKOTRIENE E4: < or =104 pg/mg creatinine CREATININE: Normal values mg per 24 hours: Males: 930-2955 mg/24 hours Females: 603-1783 mg/24 hours Reference values have not been established for patients who are younger than 18 years of age. | Elevated urinary leukotriene E4 concentrations above 104 pg/mg creatinine may be suggestive of mast cell activation syndrome if compatible features of disease are present. | Patients taking the5-lipoxygenase inhibitorzileuton (Zyflo) may have decreased concentrations of leukotriene E4 (LTE4) if the dosage has not been discontinued for 48 hours. Mast cell (MC) activation disorder is a heterogenous disease, and the absence of elevated LTE4 does not exclude the diagnosis of MC disease. Increased excretion of LTE4 is nonspecific and should not be used alone to make a clinical diagnosis of a MC activation disease. This assay measures both LTE4 and the 11-trans-LTE4 as markers of MC release. | 1.Weiler CR. Mast cell activation syndrome: Tools for diagnosis and differential diagnosis. J Allergy Clin Immunol Pract. 2020;8(2):498-506 2. Gulen T, Akin C, Bonadonna P, et al. Selecting the right criteria and proper classification to diagnose mast cell activation syndromes: A critical review. J Allergy Clin Immunol Pract. 2021;9(11):3918-3928 3.Butterfield JH. Nontryptase urinary and hematologic biomarkers of mast cell expansion and mast cell activation: Status 2022. J Allergy Clin Immunol Pract. 2022;10(8):1974-1984 4. Valent P, Akin C, Metcalfe DD. Mastocytosis: 2016 updated WHO classification and novel emerging treatment concepts. Blood. 2017;129(11):1420-1427 5. Valent, P, Akin, C, Hartmann, K., et.al. Updated diagnostic criteria and classification of mast cell disorders: A consensus proposal. Hemasphere. 2021;5(11): e646 6.Divekar R, Hagan J, Rank M, et al. Diagnostic utility of urinary LTE4 in asthma, allergic rhinitis, chronic rhinosinusitis, nasal polyps, and aspirin sensitivity. J Allergy Clin Immunol Pract. 2016;4(4):665-670 7. Valent P, Hartmann K, Bonadonna P, et al. Global classification of mast cell activation disorders: An ICD-10-CM-adjusted proposal of the ECNM-AIM Consortium. J Allergy Clin Immunol Pract. 2022;10(8):1941-1950 8. Kolmert J, Gomez C, Balgoma D, et al. Urinary leukotriene E(4) and prostaglandin D(2) metabolites increase in adult and childhood severe asthma characterized by type 2 inflammation. A clinical observational study. Am J Respir Crit Care Med. 2021;203(1):37-53 9. Hagan JB, Laidlaw TM, Divekar R, et al: Urinary leukotriene E4 to determine aspirin intolerance in asthma: A systematic review and meta-analysis. J Allergy Clin Immunol Pract. 2017;5(4):990-997.e1.doi:10.1016/j.jaip.2016.11.004 10. Hayashi H, Fukutomi Y, Mitsui C, et al. Omalizumab for aspirin hypersensitivity and leukotriene overproduction in aspirin-exacerbated respiratory disease. A randomized controlled trial. Am J Respir Crit Care Med. 2020;201(12):1488-1498 11. Buchheit KM, Lewis E, Gakpo D, et al: Mepolizumab targets multiple immune cells in aspirin-exacerbated respiratory disease. J Allergy Clin Immunol. 2021;148(2):574-584 12. Buchheit KM, Sohail A, Hacker J, et al: Rapid and sustained effect of dupilumab on clinical and mechanistic outcomes in aspirin-exacerbated respiratory disease. J Allergy Clin Immunol. 2022;150(2):415-424 | Leukotriene E4: The specimen and an internal standard are assayed by liquid chromatography tandem mass spectrometry(LC-MS/MS). The analyte is detected by multiple-reaction monitoring.(Lueke AJ, Meeusen JW, Donato LJ, Gray AV, Butterfield JH, Saenger AK: Analytical and clinical validation of an LC-MS/MS method for urine leukotriene E4: A marker of systemic mastocytosis. Clin Biochem. 2016;49(13-14):979-982) Creatinine: This enzymatic method is based on the determination of sarcosine from creatinine with the aid of creatininase, creatinase, and sarcosine oxidase. The liberated hydrogen peroxide is measured via a modified Trinder reaction using a colorimetric indicator. Optimization of the buffer system and the colorimetric indicator enables the creatinine concentration to be quantified both precisely and specifically.(Package insert: Creatinine plus ver 2. Roche Diagnostics; V15.0, 03/2019) | 2 to 9 days | 14 days | This test was developed and its performance characteristics determined by Mayo Clinic in a manner consistent with CLIA requirements. It has not been cleared or approved by the US Food and Drug Administration. | 82542 | Leukotriene E4, 24 Hr, U | 101115-4 | CRF24 | Creatinine Concentration, 24 HR, U | 20624-3
RLTE4 | Leukotriene E4, Random, Urine | Aiding in the evaluation of patients at-risk for mast cell activation syndrome (eg, systemic mastocytosis, IgE-mediated allergies, or aspirin-exacerbated respiratory disease) using random urine collections | LTE4R: Liquid Chromatography Tandem Mass Spectrometry (LC-MS/MS) CRTFR: Enzymatic Colorimetric Assay | Yes | Leukotriene E4, Random, U | Urine | Supplies:SarstedtAliquot Tube, 5 mL (T914) Container/Tube:Plastic vial Specimen Volume:5 mL Collection Instructions: 1. Within a few hours of symptom onset, collect a random urine specimen. 2. No preservative 3. Aliquot urine into a plastic vial and send frozen. | 2 mL | Leukotrienes (LT) are eicosanoids generated from arachidonic acid via the 5-lipoxygenase pathway. Leukotriene E4 (LTE4) is the stable end product of this pathway and, therefore, regarded as a biomarker of total cysteinyl leukotriene production.(1-3) Assessment of LTE4 in urine allows for noninvasive specimen collection and avoids artifactual formation of LT during phlebotomy. Generation of LTE4 occurs nonspecifically from active mast cells (MC), basophils, eosinophils, and macrophages and is modulated through a variety of mechanisms.(1) Elevated concentrations of LTE4 are associated with both clonal (primary) and nonclonal (secondary and idiopathic) MC activation syndromes (MCAS).(1-3) MCAS have been defined as a group of disorders in which patients experience symptoms precipitated by MC proinflammatory and vasoactive mediator release.(1) Some of these MC mediators contribute to physiologic processes and maintenance of tissue homeostasis. Primary MCAS have clonal markers, such as theKITAsp816Val variant or aberrant expression of CD25 or CD2 on MC. The 2 primary groups of MCAS are mastocytosis (cutaneous and systemic [SM]) and monoclonal MCAS. Patients with mastocytosis should fulfill the World Health Organization diagnostic criteria for this disorder. Diagnosis requires either the major plus one minor criterion or 3 minor criteria.(1,4,5) The consensus diagnostic criteria for SM include: Major criterion: Imaging of the multifocal infiltrates Minor criteria: 1. Identifying morphological features of above 25% of MC from bone marrow biopsy 2. Detection of the point alteration at codon 816 in theKITgene 3. CD2, CD25,and/or CD30expression in MC 4. Persistently elevated serum tryptase(>20 ng/mL) The 2 main nonclonal MCAS categories include secondary MCAS, for which there is a known trigger for MC activation (IgE-dependent and independent allergic reactions, atopic disorders, autoimmune processes), and idiopathic, in which the etiology for MC activation is undefined.(1-3,5-7) Based on consensus criteria, the diagnosis of MCAS can be established when typical clinical symptoms arising from recurrent (episodic) acute systemic MC activation (typically in the form of recurrent anaphylaxis in at least 2 organ systems) have been documented; MC-derived mediators increase substantially in serum or urine over the individual’s baseline; and the symptoms respond to drugs blocking MC activation, MC mediators, mediator production, or mediator effects.(6) A recently proposed diagnostic algorithm for the evaluation of patients with suspected MCAS considers 2 main diagnoses that may underlie severe forms of MC activation (anaphylaxis), namely, IgE-dependent allergies and clonal MC disorders.(1-3,5-7) A serum tryptase level, which has long been used in diagnosing these disorders, has several drawbacks, including the need to obtain acute and baseline specimens to fulfill diagnostic criteria. Furthermore, an increased baseline tryptase level has been reported in hereditary alpha tryptasemia, complicating the diagnostic possibilities.(1,3) In addition to the limitations of serum tryptase, there are reports of symptomatic patients with features of MC activation who do not meet all the criteria for MCAS but have elevated baseline mediator metabolites.(3,5,7) In these patients, there is evidence that their symptoms respond to drugs that target MC activation, the mediators released by MC, and/or the effects of these mediators.Based on these observations, validated biomarkers suggestive of MC activation, such as an increase in the histamine metabolite (N-methylhistamine) or theprostaglandin D2metabolite (2,3-dinor 11 beta-prostaglandin F2 alpha), have been recommended for testing when tryptase is not available, or the result is inconclusive.(7) With respect to urine LTE4, there is increasing clinical evidence for its use in patients at risk for aspirin intolerance in asthma (aspirin-exacerbated respiratory disease) and other forms of asthma.(8,9)For example,elevated LTE4 concentrations have been shown to correlate with traditional markers and represent a noninvasive approach to asthma phenotyping in patients with type 2 asthma mediated in part by MC and eosinophils.(9) In this study, increased urine LTE4 levels were associated with lower lung function and increased amounts of exhaled nitric oxide and eosinophil markers in blood, sputum, and urine in adult and adolescent patients with asthma. Based on these and other findings, there is interest for the use of therapeutics that target the production of inflammatory eicosanoids, such as LTE4, in the management of these diseases.(10-12) | LEUKOTRIENE E4 < or =104 pg/mg creatinine CREATININE > or =18 years old: 16-326 mg/dL Reference values have not been established for patients who are younger than 18 years of age. | Elevated urinary leukotriene E4 concentrations above 104 pg/mg creatinine may be suggestive of mast cell activation syndrome if compatible features of disease are present. | Patients taking the5-lipoxygenase inhibitorzileuton (Zyflo) may have decreased concentrations of leukotriene E4 (LTE4) if the dosage has not been discontinued for 48 hours. Mast cell (MC) activation disorder is a heterogenous disease, and the absence of elevated LTE4 does not exclude the diagnosis of MC disease. Increased excretion of LTE4 is nonspecific and should not be used alone to make a clinical diagnosis of a MC activation disease. This assay measures both LTE4 and the 11-trans-LTE4 as markers of MC release. | 1.Weiler CR. Mast cell activation syndrome: Tools for diagnosis and differential diagnosis. J Allergy Clin Immunol Pract. 2020;8(2):498-506 2. Gulen T, Akin C, Bonadonna P, et al. Selecting the right criteria and proper classification to diagnose mast cell activation syndromes: A critical review. J Allergy Clin Immunol Pract. 2021;9(11):3918-3928 3.Butterfield JH. Nontryptase urinary and hematologic biomarkers of mast cell expansion and mast cell activation: Status 2022. J Allergy Clin Immunol Pract. 2022;10(8):1974-1984 4. Valent P, Akin C, Metcalfe DD. Mastocytosis: 2016 updated WHO classification and novel emerging treatment concepts. Blood. 2017;129(11):1420-1427 5. Valent, P, Akin, C, Hartmann, K., et.al. Updated diagnostic criteria and classification of mast cell disorders: A consensus proposal. Hemasphere. 2021;5(11): e646 6.Divekar R, Hagan J, Rank M, et al. Diagnostic utility of urinary LTE4 in asthma, allergic rhinitis, chronic rhinosinusitis, nasal polyps, and aspirin sensitivity. J Allergy Clin Immunol Pract. 2016;4(4):665-670 7. Valent P, Hartmann K, Bonadonna P, et al. Global classification of mast cell activation disorders: An ICD-10-CM-adjusted proposal of the ECNM-AIM Consortium. J Allergy Clin Immunol Pract. 2022;10(8):1941-1950 8. Kolmert J, Gomez C, Balgoma D, et al. Urinary leukotriene E(4) and prostaglandin D(2) metabolites increase in adult and childhood severe asthma characterized by type 2 inflammation. A clinical observational study. Am J Respir Crit Care Med. 2021;203(1):37-53 9. Hagan JB, Laidlaw TM, Divekar R, et al: Urinary leukotriene E4 to determine aspirin intolerance in asthma: A systematic review and meta-analysis. J Allergy Clin Immunol Pract. 2017;5(4):990-997.e1.doi:10.1016/j.jaip.2016.11.004 10. Hayashi H, Fukutomi Y, Mitsui C, et al. Omalizumab for aspirin hypersensitivity and leukotriene overproduction in aspirin-exacerbated respiratory disease. A randomized controlled trial. Am J Respir Crit Care Med. 2020;201(12):1488-1498 11. Buchheit KM, Lewis E, Gakpo D, et al: Mepolizumab targets multiple immune cells in aspirin-exacerbated respiratory disease. J Allergy Clin Immunol. 2021;148(2):574-584 12. Buchheit KM, Sohail A, Hacker J, et al: Rapid and sustained effect of dupilumab on clinical and mechanistic outcomes in aspirin-exacerbated respiratory disease. J Allergy Clin Immunol. 2022;150(2):415-424 | Leukotriene E4: The specimen and an internal standard are assayed by liquid chromatography tandem mass spectrometry(LC-MS/MS). The analyte is detected by multiple-reaction monitoring.(Lueke AJ, Meeusen JW, Donato LJ, Gray AV, Butterfield JH, Saenger AK: Analytical and clinical validation of an LC-MS/MS method for urine leukotriene E4: A marker of systemic mastocytosis. Clin Biochem. 2016;49[13-14]:979-982) Creatinine: This enzymatic method is based on the determination of sarcosine from creatinine with the aid of creatininase, creatinase, and sarcosine oxidase. The liberated hydrogen peroxide is measured via a modified Trinder reaction using a colorimetric indicator. Optimization of the buffer system and the colorimetric indicator enables the creatinine concentration to be quantified both precisely and specifically.(Package insert: Creatinine plus ver 2. Roche Diagnostics; V15.0, 03/2019) | 2 to 9 days | 14 days | This test was developed and its performance characteristics determined by Mayo Clinic in a manner consistent with CLIA requirements. It has not been cleared or approved by the US Food and Drug Administration. | 8254282570 | Leukotriene E4, Random, U | 33343-5 | CRTFR | Creatinine, Random, U | 2161-8
FLEVA | Levamisole, Urine |  | High Performance Liquid Chromatography/Tandem Mass Spectrometry (LC-MS/MS) | Yes | Levamisole, Urine | Urine | ***Must submit one specimen per order. Specimens cannot be shared between multiple orders.*** Specimen Type:Urine Collection Container: Plastic, preservative-free urine container Specimen Volume: 1 mL Collection Instructions: Collect 1 mL random urine without preservative. Send specimen refrigerated in a preservative- free plastic urine container. | 0.5 mL | Levamisole is used as a veterinary antihelminthic (worming agent) in animals. It is no longer available in North America for human use. However, from July-September 2008 approximately 30% of cocaine seized by the DEA was contaminated with levamisole. | Reporting limit determined each analysis Units: mcg/mL |  |  |  |  | 7 to 11 days |  | This test was developed and its performance characteristics determined by NMS Labs. It has not been cleared or approved by the U.S. Food and Drug Administration. | 80375 | Levamisole, Urine | 59295-6 | Z3537 | Levamisole | 59295-6
LEV1P | Level 1 Gross only (Bill Only) |  | This test is for billing purposes only. This is not an orderable test. | Yes | Level 1 Gross only | Varies | This test is for billing purposes only. This is not an orderable test. |  |  | This test is for billing purposes only. This is not an orderable test. | [6 empty] | Not Applicable | 88300
LEV2P | Level 2 Gross and microscopic (Bill Only) |  | This test is for billing purposes only. This is not an orderable test. | Yes | Level 2 Gross and microscopic | Varies | This test is for billing purposes only. This is not an orderable test. |  |  | This test is for billing purposes only. This is not an orderable test. | [6 empty] | Not Applicable | 88302
0752T | Level 3 digitize glass slide (Bill Only) |  | This test is for tracking purposes only. This is not an orderable test. | Yes | Level 3 digitize glass slide | Varies | This test is for tracking purposes only. This is not an orderable test. |  |  | This test is for tracking purposes only. This is not an orderable test. | [6 empty] | Not Applicable | 0752T
LEV3P | Level 3 Gross and microscopic (Bill Only) |  | This test is for billing purposes only. This is not an orderable test. | Yes | Level 3 Gross and microscopic | Varies | This test is for billing purposes only. This is not an orderable test. |  |  | This test is for billing purposes only. This is not an orderable test. | [6 empty] | Not Applicable | 88304
0753T | Level 4 digitize glass slide (Bill Only) |  | This test is for tracking purposes only. This is not an orderable test. | Yes | Level 4 digitize glass slide | Varies | This test is for tracking purposes only. This is not an orderable test. |  |  | This test is for tracking purposes only. This is not an orderable test. | [6 empty] | Not Applicable | 0753T
LEV4P | Level 4 Gross and microscopic (Bill Only) |  | This test is for billing purposes only. This is not an orderable test. | Yes | Level 4 Gross and microscopic | Varies | This test is for billing purposes only. This is not an orderable test. |  |  | This test is for billing purposes only. This is not an orderable test. | [6 empty] | Not Applicable | 88305
LV4RP | Level 4 Gross and Microscopic, RB (Bill Only) |  | This test is for billing purposes only. This is not an orderable test. | Yes | Level 4 Gross and Microscopic, RB | Varies | This test is for billing purposes only. This is not an orderable test. |  |  | This test is for billing purposes only. This is not an orderable test. | [6 empty] | Not Applicable | 88305
0754T | Level 5 digitize glass slide (Bill Only) |  | This test is for tracking purposes only. This is not an orderable test. | Yes | Level 5 digitize glass slide | Varies | This test is for tracking purposes only. This is not an orderable test. |  |  | This test is for tracking purposes only. This is not an orderable test. | [6 empty] | Not Applicable | 0754T
LEV5P | Level 5 Gross and microscopic (Bill Only) |  | This test is for billing purposes only. This is not an orderable test. | Yes | Level 5 Gross and microscopic | Varies | This test is for billing purposes only. This is not an orderable test. |  |  | This test is for billing purposes only. This is not an orderable test. | [6 empty] | Not Applicable | 88307
0755T | Level 6 digitize glass slide (Bill Only) |  | This test is for tracking purposes only. This is not an orderable test. | Yes | Level 6 digitize glass slide | Varies | This test is for tracking purposes only. This is not an orderable test. |  |  | This test is for tracking purposes only. This is not an orderable test. | [6 empty] | Not Applicable | 0755T
LEV6P | Level 6 Gross and microscopic (Bill Only) |  | This test is for billing purposes only. This is not an orderable test. | Yes | Level 6 Gross and microscopic | Varies | This test is for billing purposes only. This is not an orderable test. |  |  | This test is for billing purposes only. This is not an orderable test. | [6 empty] | Not Applicable | 88309
LEVE | Levetiracetam, Serum | Monitoring serum concentration of levetiracetam, particularly in patients with kidney disease Assessing compliance with levetiracetam therapy Assessing potential toxicity of levetiracetam | Liquid Chromatography Tandem Mass Spectrometry (LC-MS/MS) | Yes | Levetiracetam, S | Serum | Supplies:Sarstedt Aliquot Tube 5 mL (T914) Collection Container/Tube: Preferred:Red top Acceptable:Serum gel Submission Container/Tube:Plastic vial Specimen Volume:1 mL Collection Instructions: 1. Draw blood immediately before next scheduled dose. 2.For sustained-release formulations only, draw blood a minimum of 12 hours after last dose. 3. Within 2 hours of collection, centrifuge, and aliquot serum into a plastic vial | 0.5 mL | Levetiracetam is approved for treatment of partial, myoclonic, and tonic-clonic seizures and is used off-label for manic states and migraine prophylaxis. Levetiracetam has very favorable pharmacokinetics with good bioavailability and rapid achievement of steady state. Its hepatic metabolism is minimal and nonoxidative, making it safe for use with hepatic enzyme inducers or inhibitors. The major metabolite is a carboxylic acid derivate, which is inactive and accounts for roughly one quarter of the administered dose. Levetiracetam is excreted renally, with a mean half-life of 7 hours in adults and slightly less than that in children. Kidney dysfunction may warrant therapeutic monitoring and/or dose adjustment. Given the lack of drug interactions and favorable pharmacokinetics, the primary uses for therapeutic drug monitoring of levetiracetam are compliance assurance and management of physiological changes such as puberty, pregnancy, and aging. Toxicities associated with levetiracetam use include decreased hematocrit and red blood cell count, decreased neutrophil count, somnolence, asthenia, and dizziness. These toxicities may be associated with blood concentrations in the therapeutic range. | 10.0-40.0 mcg/mL | Most individuals display optimal response to levetiracetam with serum levels 10.0 to 40.0 mcg/mL. Some individuals may respond well outside of this range or may display toxicity within the therapeutic range; thus, interpretation should include clinical evaluation. Toxic levels have not been well established. Therapeutic ranges are based on specimen collected at trough (ie, immediately before the next dose). | This test cannot be performed on whole blood. | 1. Patsalos PN, Berry DJ, Bourgeois BF, et al. Antiepileptic drugs-best practice guidelines for therapeutic drug monitoring: a position paper by the subcommission on therapeutic drug monitoring. ILAE Commission on Therapeutic Strategies. Epilepsia. 2008;49(7):1239-1276 2. Johannessen SI, Tomson T. Pharmacokinetic variability of newer antiepileptic drugs: when is monitoring needed? Clin Pharmacokinet. 2006;45(11):1061-1075 3. Hiemke C, Bergemann N, Clement HW, et al. Consensus guidelines for therapeutic drug monitoring in neuropsychopharmacology: Update 2017. Pharmacopsychiatry. 2018;51(1-02):9-62 | The serum sample is diluted in acetonitrile containing internal standard. The protein precipitate is centrifuged, and a portion of the supernatant is diluted with mobile phase for detection by a tandem mass spectrometer.(Unpublished Mayo method) | Same day/1 to 2 days | 14 days | This test was developed and its performance characteristics determined by Mayo Clinic in a manner consistent with CLIA requirements. It has not been cleared or approved by the US Food and Drug Administration. | 80177 | Levetiracetam, S | 30471-7 | 83140 | Levetiracetam, S | 30471-7
LID | Lidocaine, Serum | Assessing optimal lidocaine dosing during the acute management of ventricular arrhythmias following myocardial infarction or during cardiac manipulation such as surgery Assessing potential lidocaine toxicity | Enzyme-Multiplied Immunoassay Technique (EMIT) | Yes | Lidocaine, S | Serum Red | Supplies:Sarstedt Aliquot Tube 5 mL (T914) Collection Container/Tube:Red top (serum gel/SST arenotacceptable) Submission Container/Tube:Plastic vial Specimen Volume:0.5 mL Collection Instructions:Within 2 hours of collection, centrifuge and aliquot serum into a plastic vial. | 0.25 mL | Lidocaine is commonly used as a local anesthetic, but it is also effective at controlling ventricular arrhythmia and ventricular fibrillation in children and adults. For cardiac therapy, optimal therapeutic response is seen when serum concentrations are between 1.5 and 5.0 mcg/mL. Lidocaine is protein-bound (60-80%), primarily to alpha-1-acid glycoprotein; concentrations of this protein increase after myocardial infarction, which may decrease the amount of free lidocaine and, thus, its efficacy. Lidocaine undergoes extensive first-pass hepatic metabolism and, therefore, is not administered orally. It is eliminated via renal clearance, with a half-life of approximately 1.5 to 2 hours. Diseases that reduce hepatic or renal function reduce clearance and prolong elimination of lidocaine. Toxicity occurs when the serum concentration of lidocaine is greater than 6.0 mcg/mL and is usually associated with symptoms of central nervous system excitation, light-headedness, confusion, dizziness, tinnitus, and blurred or double vision. This can be accompanied by bradycardia and hypotension leading to cardiovascular collapse. | Therapeutic: 1.5-5.0 mcg/mL Critical value: >6.0 mcg/mL | Optimal response to lidocaine occurs when the serum concentration is between 1.5 and 5.0 mcg/mL. Toxicity is more likely when concentrations exceed 6.0 mcg/mL. | No significant cautionary statements | 1. Milone MC, Shaw LM. Therapeutic drugs and their management. In: Rifai N, Chiu RWK, Young I, Burnham C-AD, Wittwer CT, eds. Tietz Textbook of Laboratory Medicine. 7th ed. Elsevier; 2023:chap 42 2. Brunton LL, Knollmann BC, eds. Goodman and Gilman's: The Pharmacological Basis of Therapeutics, 14th ed. McGraw-Hill Education; 2023 | The enzyme-multiplied immunoassay technique assay is a homogeneous enzyme immunoassay technique used for the analysis of specific compounds in biological fluids. The assay is based on competition between drug in the sample and drug labeled with the enzyme glucose-6-phosphate dehydrogenase (G6PD) for antibody binding sites. Enzyme activity decreases upon binding to the antibody, so the drug concentration in the sample can be measured in terms of enzyme activity. Active enzyme converts oxidized nicotinamide adenine dinucleotide (NAD) to NADH, resulting in an absorbance change, which is measured spectrophotometrically. Endogenous serum G6PD does not interfere because the coenzyme functions only with the bacterial (Leuconostoc mesenteroides) enzyme employed in the assay.(Package insert: Lidocaine reagent. Seimens Healthcare Diagnostics, Ltd; 04/2015) | Same day/1 to 2 days | 2 weeks | This test has been modified from the manufacturer's instructions. Its performance characteristics were determined by Mayo Clinic in a manner consistent with CLIA requirements. This test has not been cleared or approved by the US Food and Drug Administration. | 80176 | Lidocaine, S | 3714-3 | 8382 | Lidocaine, S | 3714-3
LMO2 | LIM Domain Only 2 (LMO2) Immunostain, Technical Component Only | Classification of lymphomas | Immunohistochemistry (IHC) | Yes | LMO2 IHC, Tech Only | For the initial technical component only immunohistochemical (IHC) stain performed, the appropriate bill-only test ID will be reflexed and charged (IHTOI). For each additional technical component only IHC stain performed, an additional bill-only test ID will be reflexed and charged (IHTOA). | Supplies:Immunostain Technical Only Envelope (T693) Specimen Type:Tissue Container/Tube:Immunostains Technical Only Envelope Preferred:2 Unstained positively charged glass slide (25- x 75- x 1-mm) per test ordered; sections 4-microns thick. Acceptable:Formalin-fixed, paraffin-embedded tissue block |  | LIM domain only 2 (LMO2) is a transcription factor that regulates vascular and hematopoietic systems and is involved in hematolymphoid neoplasia. LMO2 is preferentially expressed by germinal center B cells and may also be expressed in erythroid and myeloid precursors and in megakaryocytes. Expression has been observed in cases of lymphoblastic and acute myeloid leukemia. It is rarely expressed in mature T, natural killer, and plasma cell neoplasms and is absent from nonhematolymphoid tissues except for endothelial cells. In the diagnosis of B-cell lymphomas, LMO2 can be useful in an immunohistochemical panel to assign a germinal center phenotype. |  | This test does not include pathologist interpretation, only technical performance of the stain. If interpretation is required, order PATHC / Pathology Consultation for a full diagnostic evaluation or second opinion of the case. The positive and negative controls are verified as showing appropriate immunoreactivity. If a control tissue is not included on the slide, a scanned image of the relevant quality control tissue is available upon request; call 855-516-8404. Interpretation of this test should be performed in the context of the patient's clinical history and other diagnostic tests by a qualified pathologist. | Age of a cut paraffin section can affect immunoreactivity. Stability thresholds vary widely among published literature and are antigen dependent. Best practice is for paraffin sections to be cut within 6 weeks. | 1. Natkunam Y, Zhao S, Mason DY, et al. The oncoprotein LMO2 is expressed in normal germinal-center b cells and in human b-cell lymphomas. Blood. 2007;109(4):1636-1642 2. Blenk S, Engelmann J, Weniger M, et al. Germinal center b cell-like and activated b cell-like type of diffuse large b cell lymphoma: Analysis of molecular predictors, signatures, cell cycle state and patient survival. Cancer Inform. 2007;3:399-420 3. Natkunam Y, Farinha P, His ED, et al. LMO2 protein expression predicts survival in patients with diffuse large b -cell lymphoma treated with anthracycline-based chemotherapy with and without rituximab. J Clin Oncol. 2008;26(3):447-454 4. Gratzinger D, Zhao S, West R, et al. The transcription factor LMO2 is a robust marker of vascular endothelium and vascular neoplasms and selected other entities. Am J Clin Pathol. 2009;131(2):264-278 5. Younes SF, Beck AH, Lossos IS, et al. Immunoarchitectural patterns in follicular lymphoma: efficacy of HGAL and LMO2 in the detection of the interfollicular and diffuse components. Am J Surg Pathol. 2010;34(9):1266-1276 6. Magaki S, Hojat SA, Wei B, So A, Yong WH. An Introduction to the Performance of Immunohistochemistry. Methods Mol Biol. 2019;1897:289-298. doi:10.1007/978-1-4939-8935-5_25 | Immunohistochemistry on sections of paraffin-embedded tissue.(Unpublished Mayo method) | 1 to 3 days | Until staining is complete. | This test has been cleared, approved, or is exempt by the US Food and Drug Administration and is used per manufacturer's instructions. Performance characteristics were verified by Mayo Clinic in a manner consistent with CLIA requirements. | 88342-TC, primary88341-TC, if additional IHC | LMO2 IHC, Tech Only | Order only;no result | 70813 | LMO2 IHC, Tech Only | Bill only; no result
LIME | Lime, IgE, Serum | Establishing the diagnosis of an allergy to lime Defining the allergen responsible for eliciting signs and symptoms Identifying allergens: -Responsible for allergic response and/or anaphylactic episode -To confirm sensitization prior to beginning immunotherapy -To investigate the specificity of allergic reactions to insect venom allergens, drugs, or chemical allergens Testing for IgE antibodies isnot usefulin patients previously treated with immunotherapy to determine if residual clinical sensitivity exists, or in patients in whom the medical management does not depend upon identification of allergen specificity. | Fluorescence Enzyme Immunoassay (FEIA) | Yes | Lime, IgE | Serum | Collection Container/Tube: Preferred:Serum gel Acceptable:Red top Submission Container/Tube:Plastic vial Specimen Volume:0.5 mL for every 5 allergens requested Collection Instructions:Centrifuge and aliquot serum into a plastic vial. | For 1 allergen: 0.3 mL More than 1 allergen: (0.05 mL x number of allergens) + 0.25 mL dead space | Clinical manifestations of immediate hypersensitivity (allergic) diseases are caused by the release of proinflammatory mediators (histamine, leukotrienes, and prostaglandins) from IgE-sensitized effector cells (mast cells and basophils) when cell-bound IgE antibodies interact with an allergen. In vitro serum testing for IgE antibodies provides an indication of the immune response to allergens that may be associated with allergic disease. The allergens chosen for testing often depend upon the age of the patient, history of allergen exposure, season of the year, and clinical manifestations. In individuals predisposed to develop allergic disease, the sequence of sensitization and clinical manifestations proceed as follows: eczema and respiratory disease (rhinitis and bronchospasm) in infants and children less than 5 years due to food sensitivity (milk, egg, soy, and wheat proteins) followed by respiratory disease (rhinitis and asthma) in older children and adults due to sensitivity to inhalant allergens (dust mite, mold, and pollen inhalants). | Class,IgE kU/L,Interpretation, 0,<0.10,Negative, 0/1,0.10-0.34,Borderline/equivocal, 1,0.35-0.69,Equivocal, 2,0.70-3.49,Positive, 3,3.50-17.4,Positive, 4,17.5-49.9,Strongly positive, 5,50.0-99.9,Strongly positive, 6,> or =100,Strongly positive, | Detection of IgE antibodies in serum (class 1 or greater) indicates an increased likelihood of allergic disease as opposed to other etiologies and defines the allergens that may be responsible for eliciting signs and symptoms. The level of IgE antibodies in serum varies directly with the concentration of IgE antibodies expressed as a class score or kU/L. | Some individuals with clinically insignificant sensitivity to allergens may have measurable levels of IgE antibodies in serum, and test results must be interpreted in the clinical context. False-positive results for IgE antibodies may occur in patients with markedly elevated serum IgE (>2500 kU/L) due to nonspecific binding to allergen solid phases. | Homburger HA, Hamilton RG: Allergic diseases. In: McPherson RA, Pincus MR, eds. Henry's Clinical Diagnosis and Management by Laboratory Methods. 23rd ed.Elsevier; 2017:1057-1070 | Specific IgE from the patient's serum reacts with the allergen of interest, which is covalently coupled to an ImmunoCAP. After washing away nonspecific IgE, enzyme-labeled anti-IgE antibody is added to form a complex. After incubation, unbound anti-IgE is washed away, and the bound complex incubated with a developing agent. After stopping the reaction, the fluorescence of the eluate is measured. Fluorescence is proportional to the amount of specific IgE present in the patient's sample (ie, the higher the fluorescence value, the more IgE antibody is present).(Package insert: ImmunoCAP System Specific IgE FEIA. Phadia; Rev 06/2020) | Same day/1 to 3 days | 14 days | This test was developed and its performance characteristics determined by Mayo Clinic in a manner consistent with CLIA requirements. It has not been cleared or approved by the US Food and Drug Administration. | 86003 | Lime, IgE | 7464-1 | LIME | Lime, IgE | 7464-1
ALBLI | Limited Bleeding Diathesis Profile Interpretation | Interpretation of testing performed as part of a profile to detect of the more common potential causes of abnormal bleeding (eg, factor deficiencies/hemophilia, von Willebrand disease, factor-specific inhibitors) and a simple screen to evaluate for an inhibitor or severe deficiency of factor XIII (rare) This test isnot usefulfor assessing platelet function (eg, congenital or acquired disorders such as Glanzmann thrombasthenia, Bernard-Soulier syndrome, storage pool disease, myeloproliferative disease, associated platelet dysfunction), which requires fresh platelets | Only orderable as part of a profile. For more information see ALBLD / Bleeding Diathesis Profile, Limited, Plasma. Medical Interpretation | Yes | Limited Bleed Prof Interp | Plasma Na Cit |  | 1 mL | Bleeding problems may be associated with a wide variety of coagulation abnormalities or may be due to problems not associated with coagulation (trauma and surgery as obvious examples). A partial listing of causes follows. -Deficiency or functional abnormality (congenital or acquired) of any of the following coagulation proteins: fibrinogen (factor I), factor II (prothrombin), factor V, factor VII, factor VIII (hemophilia A), factor IX (hemophilia B), factor X, factor XI (hemophilia C; bleeding severity notalways proportionate to factor level), factor XIII (fibrin-stabilizing factor), von Willebrand factor (VWF antigen and activity), and alpha-2 plasmin inhibitor and plasminogen activator inhibitor (PAI-I; severe deficiency in rare cases). Neither alpha-2 plasmin inhibitor nor PAI-I are included as a routine bleeding diathesis assay component, but either can be performed if indicated or requested. -Deficiency (thrombocytopenia) or functional abnormality of platelets such as congenital (eg, Glanzmann thrombasthenia, Bernard-Soulier syndrome, storage pool disorders) and acquired (eg, myeloproliferative disorders, uremia, drugs) disorders. Platelet function abnormalities cannot be studied on mailed-in specimens. -Specific factor inhibitors (most commonly directed against factor VIII); factor inhibitors occur in 10% to15% of the hemophilia population and are more commonly associated with severe deficiencies of factor VIII or IX (antigen <1%). The inhibitor appears in response to transfusion therapy with factor concentrates with no correlation of occurrence and amount of therapy. Factor VIII inhibitors may occur spontaneously in the postpartum patient, with certain malignancies, in association with autoimmune disorders (eg, rheumatoid arthritis, systemic lupus erythematosus), in the elderly, and for no apparent reason. -Other acquired causes of increased bleeding include paraproteinemia; other factor-specific inhibitors, including those against factor V, factor XI; or virtually any of the coagulation proteins. -Acute disseminated intravascular coagulation/intravascular coagulation and fibrinolysis (DIC/ICF), which is a fairly common cause of bleeding. Bleeding can also occur in patients with chronic ICF. | Only orderable as part of a profile. For more information see ALBLD / Bleeding Diathesis Profile, Limited, Plasma. An interpretive report will be provided. | An interpretive report will be provided when testing is completed, noting a presence or absence of a bleeding diathesis disease state. | Patient should not be receiving Coumadin or heparin. If the patient is currently on warfarin or heparin, this should be noted, as warfarin or heparin therapy can affect certain coagulation factors or assays, preclude their performance, or cause spurious results. Patient should also not be receiving fibrinolytic agents (streptokinase, urokinase, tissue plasminogen activator: tPA). If patient has been recently transfused, this should be noted; it is best to perform this study pretransfusion, if possible. | Boender J, Kruip MJ, Leebeek FW. A diagnostic approach to mild bleeding disorders. J Thromb Haemost. 2016;14(8):1507-1516. doi:10.1111/jth.13368 | A coagulation expert (clinician or hematopathologist) reviews the laboratory data and an interpretive report is issued. | 7 to 21 days | 7 days | Not Applicable | 85390-26 Special Coagulation Interpretation | Limited Bleed Prof Interp | 69049-5 | 603181 | Limited Bleed Prof Interp | 69049-5
LDPU | Limited Drug Profile, 3 Drug Classes, Immunoassay, Random, Urine | Detecting drug use involving barbiturates, cocaine, and carboxy-tetrahydrocannabinol This test isnot intended for usein employment-related testing. | Only orderable as part of profile. For more information see CSMHU / Controlled Substance Monitoring Hybrid Drug Panel, 20 Drug Classes, High-Resolution Mass Spectrometry and Immunoassay Screen, Random, Urine. Immunoassay | Yes | Limited Drug Panel, 3, IA, U | Testing begins with screening tests for drugs of abuse including barbiturates, cocaine, and tetrahydrocannabinol. | Only orderable as part of profile. For more information see CSMHU / Controlled Substance Monitoring Hybrid Drug Panel, 20 Drug Classes, High-Resolution Mass Spectrometry and Immunoassay Screen, Random, Urine. Supplies:Urine Tubes, 10 mL (T068) Collection Container/Tube:Plastic urine container Submission Container/Tube:Plastic, 10 mL tube Specimen Volume:5 mL Collection Instructions: 1. Collect a random urine specimen. 2. Submit 5 mL in 10 plastic tube. 3. No preservative | 0.5 mL | This test uses the simple screening technique that involves immunoassay testing for drugs by class. All positive immunoassay screening results can be confirmed by gas chromatography mass spectrometry or liquid chromatography tandem mass spectrometry and quantitated if applicable. This assay was designed to test for the following: -Barbiturates -Cocaine -Carboxy-tetrahydrocannabinol | Only orderable as part of profile. For more information see CSMHU / Controlled Substance Monitoring Hybrid Drug Panel, 20 Drug Classes, High-Resolution Mass Spectrometry and Immunoassay Screen, Random, Urine. Negative Screening cutoff concentrations: Barbiturates: 200 ng/mL Cocaine (benzoylecgonine-cocaine metabolite): 150 ng/mL Tetrahydrocannabinol carboxylic acid: 50 ng/mL This report is intended for use in clinical monitoring or management of patients. It is not intended for use in employment-related testing. | For information about drug testing, including estimated detection times, seeDrug Class Testingon MayoClinicLabs.com. | No significant cautionary statements | 1. Physicians' Desk Reference. 60th ed. Medical Economics Company; 2006 2. Bruntman LL Lazo JS, Parker KL, eds. Goodman and Gilman's: The Pharmacological Basis of Therapeutics. 11th ed. McGraw-Hill Book Company; 2006 3.Langman LJ, Bechtel LK, Holstege CP. Clinical toxicology. In: Rifai N, Chiu RWK, Young I, Burnham CAD, Wittwer CT, eds. Tietz Textbook of Laboratory Medicine. 7th ed. Elsevier; 2023:chap 43 4.Jannetto PJ, Bratanow NC, Clark WA, et al. Executive summary: American Association of Clinical Chemistry Laboratory Medicine Practice Guideline-using clinical laboratory tests to monitor drug therapy in pain management patients. J Appl Lab Med. 2018;2(4):489-526 | The barbiturate, cocaine metabolite, and tetrahydrocannabinol metabolite assays are based on the kinetic interaction of microparticles in a solution as measured by changes in light transmission. In the absence of sample drug, soluble drug conjugates bind to antibody-bound microparticles, causing the formation of particle aggregates. As the aggregation reaction proceeds in the absence of sample drug, the absorbance increases. When a urine sample contains the drug in question, this drug competes with the drug derivative conjugate for microparticle-bound antibody. Antibody bound to sample drug is no longer available to promote particle aggregation, and subsequent particle lattice formation is inhibited. The presence of sample drug diminishes the increasing absorbance in proportion to the concentration of drug in the sample. Sample drug content is determined relative to the value obtained for a known cutoff concentration of drug.(Package inserts: BARB. Roche Diagnostics; V 13.0, 09/2021; THC2. Roche Diagnostics; V 13.0, 03/2022; COC2. Roche Diagnostics; V 9.0, 03/2019) | Same day/1 to 2 days | 14 days | This test has been cleared, approved, or is exempt by the US Food and Drug Administration and is used per manufacturer's instructions. Performance characteristics were verified by Mayo Clinic in a manner consistent with CLIA requirements. | 80307 | Limited Drug Panel, 3, IA, U | 69739-1 | 615291 | Tetrahydrocannabinol | 19415-9
LIND | Linden, IgE, Serum | Establishing a diagnosis of an allergy to linden Defining the allergen responsible for eliciting signs and symptoms Identifying allergens: -Responsible for allergic response and/or anaphylactic episode -To confirm sensitization prior to beginning immunotherapy -To investigate the specificity of allergic reactions to insect venom allergens, drugs, or chemical allergens | Fluorescence Enzyme Immunoassay (FEIA) | Yes | Linden, IgE | Serum | Collection Container/Tube: Preferred:Serum gel Acceptable:Red top Submission Container/Tube:Plastic vial Specimen Volume:0.5 mL for every 5 allergens requested Collection Instructions:Centrifuge and aliquot serum into a plastic vial. | For 1 allergen: 0.3 mL For more than 1 allergen: (0.05 mL x number of allergens) + 0.25 mL deadspace | Clinical manifestations of immediate hypersensitivity (allergic) diseases are caused by the release of proinflammatory mediators (histamine, leukotrienes, and prostaglandins) from IgE-sensitized effector cells (mast cells and basophils) when cell-bound IgE antibodies interact with an allergen. In vitro serum testing for IgE antibodies provides an indication of the immune response to allergens that may be associated with allergic disease. The allergens chosen for testing often depend upon the age of the patient, history of allergen exposure, season of the year, and clinical manifestations. In individuals predisposed to develop allergic disease, the sequence of sensitization and clinical manifestations proceed as follows: eczema and respiratory disease (rhinitis and bronchospasm) in infants and children less than 5 years due to food sensitivity (milk, egg, soy, and wheat proteins) followed by respiratory disease (rhinitis and asthma) in older children and adults due to sensitivity to inhalant allergens (dust mite, mold, and pollen inhalants). | Class,IgE kU/L,Interpretation, 0,<0.10,Negative, 0/1,0.10-0.34,Borderline/equivocal, 1,0.35-0.69,Equivocal, 2,0.70-3.49,Positive, 3,3.50-17.4,Positive, 4,17.5-49.9,Strongly positive, 5,50.0-99.9,Strongly positive, 6,> or =100,Strongly positive, | Detection of IgE antibodies in serum (class 1 or greater) indicates an increased likelihood of allergic disease as opposed to other etiologies and defines the allergens that may be responsible for eliciting signs and symptoms. The level of IgE antibodies in serum varies directly with the concentration of IgE antibodies expressed as a class score or kU/L. | Testing for IgE antibodies is not useful in patients previously treated with immunotherapy to determine if residual clinical sensitivity exists or in patients in whom the medical management does not depend upon identification of allergen specificity. Some individuals with clinically insignificant sensitivity to allergens may have measurable levels of IgE antibodies in serum, and test results must be interpreted in the clinical context. False-positive results for IgE antibodies may occur in patients with markedly elevated serum IgE (>2500 kU/L) due to nonspecific binding to allergen solid phases. | Homburger HA, Hamilton RG: Allergic diseases. In: McPherson RA, Pincus MR, eds. Henry's Clinical Diagnosis and Management by Laboratory Methods. 23rd ed. Elsevier; 2017:1057-1070 | Specific IgE from the patient's serum reacts with the allergen of interest, which is covalently coupled to an ImmunoCAP. After washing away nonspecific IgE, enzyme-labeled anti-IgE antibody is added to form a complex. After incubation, unbound anti-IgE is washed away, and the bound complex incubated with a developing agent. After stopping the reaction, the fluorescence of the eluate is measured. Fluorescence is proportional to the amount of specific IgE present in the patient's sample (ie, the higher the fluorescence value, the more IgE antibody is present).(Package insert: ImmunoCAP System Specific IgE FEIA. Phadia; Rev 06/2020) | Same day/1 to 3 days | 14 days | This test has been cleared, approved, or is exempt by the US Food and Drug Administration and is used per manufacturer's instructions. Performance characteristics were verified by Mayo Clinic in a manner consistent with CLIA requirements. | 86003 | Linden, IgE | 11179-9 | LIND | Linden, IgE | 11179-9
LINS | Linseed, IgE, Serum | Establishing the diagnosis of an allergy to linseed Defining the allergen responsible for eliciting signs and symptoms Identifying allergens: -Responsible for allergic response and/or anaphylactic episode -To confirm sensitization prior to beginning immunotherapy -To investigate the specificity of allergic reactions to insect venom allergens, drugs, or chemical allergens Testing for IgE antibodies isnot usefulin patients previously treated with immunotherapy to determine if residual clinical sensitivity exists, or in patients in whom the medical management does not depend upon identification of allergen specificity. | Fluorescence Enzyme Immunoassay (FEIA) | Yes | Linseed, IgE | Serum | Collection Container/Tube: Preferred:Serum gel Acceptable:Red top Submission Container/Tube:Plastic vial Specimen Volume:0.5 mL for every 5 allergens requested Collection Instructions:Centrifuge and aliquot serum into a plastic vial. | For 1 allergen: 0.3 mL More than 1 allergen: (0.05 mL x number of allergens) + 0.25 mL dead space | Clinical manifestations of immediate hypersensitivity (allergic) diseases are caused by the release of proinflammatory mediators (histamine, leukotrienes, and prostaglandins) from IgE-sensitized effector cells (mast cells and basophils) when cell-bound IgE antibodies interact with an allergen. In vitro serum testing for IgE antibodies provides an indication of the immune response to allergens that may be associated with allergic disease. The allergens chosen for testing often depend upon the age of the patient, history of allergen exposure, season of the year, and clinical manifestations. In individuals predisposed to develop allergic disease, the sequence of sensitization and clinical manifestations proceed as follows: eczema and respiratory disease (rhinitis and bronchospasm) in infants and children less than 5 years due to food sensitivity (milk, egg, soy, and wheat proteins) followed by respiratory disease (rhinitis and asthma) in older children and adults due to sensitivity to inhalant allergens (dust mite, mold, and pollen inhalants). | Class,IgE kU/L,Interpretation, 0,<0.10,Negative, 0/1,0.10-0.34,Borderline/equivocal, 1,0.35-0.69,Equivocal, 2,0.70-3.49,Positive, 3,3.50-17.4,Positive, 4,17.5-49.9,Strongly positive, 5,50.0-99.9,Strongly positive, 6,> or =100,Strongly positive, | Detection of IgE antibodies in serum (class 1 or greater) indicates an increased likelihood of allergic disease as opposed to other etiologies and defines the allergens that may be responsible for eliciting signs and symptoms. The level of IgE antibodies in serum varies directly with the concentration of IgE antibodies expressed as a class score or kU/L. | Some individuals with clinically insignificant sensitivity to allergens may have measurable levels of IgE antibodies in serum, and test results must be interpreted in the clinical context. False-positive results for IgE antibodies may occur in patients with markedly elevated serum IgE (>2500 kU/L) due to nonspecific binding to allergen solid phases. | Homburger HA, Hamilton RG: Allergic diseases. In: McPherson RA, Pincus MR, eds. Henry's Clinical Diagnosis and Management by Laboratory Methods. 23rd ed.Elsevier; 2017:1057-1070 | Specific IgE from the patient's serum reacts with the allergen of interest, which is covalently coupled to an ImmunoCAP. After washing away nonspecific IgE, enzyme-labeled anti-IgE antibody is added to form a complex. After incubation, unbound anti-IgE is washed away, and the bound complex incubated with a developing agent. After stopping the reaction, the fluorescence of the eluate is measured. Fluorescence is proportional to the amount of specific IgE present in the patient's sample (ie, the higher the fluorescence value, the more IgE antibody is present).(Package insert: ImmunoCAP System Specific IgE FEIA. Phadia; Rev 06/2020) | 1 to 3 days | 14 days | This test was developed and its performance characteristics determined by Mayo Clinic in a manner consistent with CLIA requirements. It has not been cleared or approved by the US Food and Drug Administration. | 86003 | Linseed, IgE | 7312-2 | LINS | Linseed, IgE | 7312-2
LPSBF | Lipase, Body Fluid | Determining whether pancreatic inflammation or pancreatic fistula may be contributing to a pathological accumulation of fluid | Enzymatic Colorimetric Reaction | Yes | Lipase, BF | Body Fluid | Specimen Type:Body fluid Preferred Sources: -Peritoneal fluid (peritoneal, abdominal, ascites, paracentesis) -Pleural fluid (pleural, chest, thoracentesis) -Drain fluid (drainage, Jackson Pratt [JP] drain) -Pericardial Acceptable Source:Write in source name with source location (if appropriate) Collection Container/Tube:Sterile container Submission Container/Tube:Plastic vial Specimen Volume:1 mL Collection Instructions: 1. Centrifuge to remove any cellular material and transfer into a plastic vial. 2. Indicate the specimen source and source location on label. | 0.5 mL | Lipases are enzymes that hydrolyze glycerol esters of long-chain fatty acids and produce fatty acids and 2-acylglycerol. The pancreas is the primary source of serum lipase. Pancreatic injury results in increased serum lipase levels. Serum lipase is measured to aid in the diagnosis of pancreatitis. Peritoneal fluid: The digestive enzymes amylase and lipase can be measured in the identification of pancreatic fluid in the peritoneal cavity. Concentrations are expected to be elevated and at least several-fold times higher in fluid of pancreatic origin compared to simultaneous concentrations in serum.(1,2) Drain fluid: Lipase is expected to be elevated in drain fluids formed due to chronic pancreatitis or formation of a fistula following surgery.(1,3,4) Comparison to serum concentrations is recommended with elevations several-fold higher than blood being suggestive of the presence of pancreatic fluid in the drained cavity.(5) | An interpretive report will be provided. | Fluids (peritoneal, drain): Lipase concentrations several-fold higher than serum lipase concentrations is suggestive of the presence of pancreatic fluid in the drained cavity. All other fluids: Body fluid lipase activity may become elevated due to the presence of pancreatic fluid in the drained cavity. Results should be interpreted in conjunction with serum lipase and other clinical findings. | In very rare cases of gammopathy, in particular type IgM (Waldenstrom macroglobulinemia) may cause unreliable results. Calcium dobesilate causes artificially low lipase results. | 1. Block DR, Florkowski CM. Body Fluids. In: Rifai N, Horvath AR, Wittwer CT. eds. Tietz Textbook of Clinical Chemistry and Molecular Diagnostics. 6th ed. Elsevier;2018:chap 43 2. Robert JH, Meyer P, Rohner A. Can serum and peritoneal amylase and lipase determinations help in the early prognosis of acute pancreatitis? Ann Surg. 1986;203(2):163-168.doi:10.1097/00000658-198602000-00009 3. Lipsett PA, Cameron JL. Internal pancreatic fistula. Am J Surg. 1992;163(2):216-220.doi:10.1016/0002-9610(92)90104-y 4. Kaman L, Behera A, Singh R, Katariya RN. Internal pancreatic fistulas with pancreatic ascites and pancreatic pleural effusions: recognition and management. ANZ J Surg. 200;71(4):221-225.doi:10.1046/j.1440-1622.2001.02077.x 5. Sileo AV, Chawla SK, LoPresti PA: Pancreatic ascites: Diagnostic importance of ascitic lipase. Am J Dig Dis. 1975 Dec;20(12):1110-1114.doi:10.1007/BF01070753 6.Nandakumar V, Dolan C, Baumann NA, et al. Effect of pH on the quantification of body fluid analytes for clinical diagnostic testing. Am J Clin Path. 2019; 152(1):S10-S11 | The chromogenic lipase substrate 1,2-O-dilauryl-rac-glycero-3-glutaric acid-(6-methylresorufin) ester is cleaved by the catalytic action of alkaline lipase solution to form 1,2-O-dilauryl-rac-glycerol and an unstable intermediate, glutaric acid-(6-methylresorufin) ester. This decomposes spontaneously in alkaline solution to form glutaric acid and methylresorufin. Addition of detergent and colipase increases the specificity of the assay for pancreatic lipase.(Package insert: Roche Lipase reagent. Roche Diagnostics; V 3.0, 03/2022) | Same day/1 to 2 days | 7 days | This test has been modified from the manufacturer's instructions. Its performance characteristics were determined by Mayo Clinic in a manner consistent with CLIA requirements. This test has not been cleared or approved by the US Food and Drug Administration. | 83690 | Lipase, BF | 15212-4 | FLD7 | Fluid Type, Lipase | 14725-6
FLIPR | Lipase, Random Urine |  | Spectrophotometry | Yes | Lipase, Urine | Urine | Container/Tube: Plastic urine container Specimen Volume: 2 mL Collection Instructions: | 1 mL |  | Adult: < or = 4 U/L |  |  |  |  | 1 to 7 days |  |  | 83690 | Lipase, Urine | 10888-6 | Z1559 | Lipase, Urine | 10888-6
LPS | Lipase, Serum | Investigating pancreatic disorders, usually pancreatitis | Colorimetric Rate Reaction | Yes | Lipase, S | Serum | Patient Preparation:Patients should be fasting before the specimen is collected. Collection Container/Tube: Preferred:Serum gel Acceptable:Red top Submission Container/Tube:Plastic vial Specimen Volume:0.5 mL Collection Instructions: 1. Serum gel tube must be centrifuged within 2 hours of collection. 2. Red-top tube must be centrifuged, and the serum aliquoted into a plastic vial within 2 hours of collection. | 0.25 mL | Lipases are enzymes that hydrolyze glycerol esters of long-chainfatty acids and produce fatty acids and 2-acylglycerol.Bile salts and a cofactor, colipase, are required for full catalyticactivity and greatest specificity. The pancreas is the primarysource of serum lipase. Both lipase and colipase are synthesizedin the pancreatic acinar cells and secreted by the pancreas inroughly equimolar amounts. Lipase is filtered and reabsorbed bythe kidneys. Pancreatic injury results in increased serum lipaselevels. | 13-60 U/L | In pancreatitis, lipase becomes elevated at about the same time as amylase (4-8 hours). But lipase may rise to a greater extent and remain elevated much longer (7-10 days) than amylase. Elevations 2 to 50 times the upper reference have been reported. The increase in serum lipase is not necessarily proportional to the severity of the attack. Normalization is not necessarily a sign of resolution. In acute pancreatitis, normoamylasemia may occur in up to 20% of such patients. Likewise, the existence of hyperlipemia may cause a spurious normoamylasemia. For these reasons, it is suggested that the 2 assays complement and not exclude each other, and that both enzymes should be assayed. | Certain drugs such as cholinergics and opiates mayelevate serum lipase. Renal disease may elevate the serum lipase. | 1.Rifai N, Horvath AR, Wittwer CT: Tietz Fundamentals of Clinical Chemistry and Molecular Diagnostics. Eighth edition. St. Louis, Elsevier, 2018, pp 323-324 2. Swaroop VS, Chari ST, Clain JE: Acute pancreatitis. JAMA 2004;291:2865-2868 | The lipase method is an enzymatic colorimetric method in which lipase catalyzes the hydrolysis of a natural 1,2-diglyceride to form monoglyceride and fatty acid. Monoglyceride is hydrolyzed by monoglyceride lipase to form glycerol and fatty acid. Glycerol is then phosphorylated by glycerol kinase in the presence of ATP to form glycerol-3-phosphate, which is oxidized by glycerol-3-phosphate oxidase to form dihydroxyacetone phosphate and hydrogen peroxide. Subsequently, hydrogen peroxide reacts with 4-aminoamtipyrine and sodiumN-ethyl-N-(2-hydroxy-3-sulfopropyl)-m-toluidine in the presence of peroxidase to form quinone diimine dye. The dye absorbs light at 550 nm. The rate of increase in absorbance at 550 nm is directly proportional to the pancreatic lipase activity in the specimen. The method is sensitive and specific for pancreatic lipase and utilizes co-lipase and deoxycholate as activators.(Package insert: Equal Diagnostics Lipase reagent, Exton, PA. V2.0 03/2019) | Same day/1 to 2 days | 1 week | This test has been cleared, approved, or is exempt by the US Food and Drug Administration and is used per manufacturer's instructions. Performance characteristics were verified by Mayo Clinic in a manner consistent with CLIA requirements. | 83690 | Lipase, S | 3040-3 | LPS | Lipase, S | 3040-3
BFLA1 | Lipid Analysis, Body Fluid | Distinguishing between chylous and nonchylous effusions | Colorimetry/Spectrophotometry (SP)/Electrophoresis | Yes | Lipid Analysis, BF | Body Fluid | Specimen Type:Body fluid Preferred Sources: -Peritoneal fluid (peritoneal, abdominal, ascites, paracentesis) -Pleural fluid (pleural, chest, thoracentesis) -Drain fluid (drainage, JP drain) -Pericardial Acceptable Source: Collection Container/Tube:Sterile container, no additive Submission Container/Tube:Plastic vial Specimen Volume:3 mL Collection Instructions: 1. Centrifuge to remove any cellular material and transfer into a plastic vial. 2. Indicate the specimen source and source location on label. | 2.5 mL | Measurement of cholesterol and triglycerides combined with detection of chylomicrons in body fluids is useful for diagnosing chylous effusion or differentiating from pseudochylous effusion.(1) Chylous effusions are characterized by the presence of chyle, which contains chylomicrons circulating through the lymphatic system. Pseudochylous effusions do not have chylomicrons. Cholesterol concentrations in serous effusions increase over time due to chronic exudative processes that cause cell lysis or increased vascular permeability. These fluids have a milky appearance can be confused with chylous effusions. While chylous effusions often have elevated triglyceride concentrations and decreased cholesterol concentrations, identification of chylomicrons is considered the gold standard for the diagnosis. Pleural Fluid: Chylothorax is the name given to pleural effusions containing chylomicrons. They develop when chyle accumulates from disruption of the lymphatic system, often the thoracic duct, caused mainly by malignancy or trauma.(1) Lymph fluidcontains chylomicron-rich chyle characterized by high concentrations of triglycerides.Pseudochylous effusions are the name given to milky appearing effusions that do not contain lymphatic contents but rather form gradually through the breakdown of cellular lipids in long-standing effusions such as rheumatoid pleuritis, tuberculosis, or myxedema,and, by definition, the effluent contains high concentrations of cholesterol.(2) Differentiation of pseudochylothorax from chylothorax is important as their milky or opalescent appearance is similar, however therapeutic management strategies differ. Peritoneal Fluid: Chylous ascites is the name given to peritoneal effusions containing chylomicrons. Obstruction of lymph flow causing leakage from dilated subserosal lymphatics, exudation through the walls of retroperitoneal megalymphatics, and direct leakage of chyle due to a lymphoperitoneal fistula have been proposed as possible mechanisms causing chylous ascites.(3) Elevated triglyceride concentrations have the best correlation with detection of chylomicrons, while cholesterol is not useful at predicting the presence or absence of chylomicrons. | An interpretive report will be provided. | Pleural Fluid: Pleural fluid cholesterol concentrations 46 to 65 mg/dL are consistent with exudative effusions. Cholesterol concentrations greater than 200 mg/dL suggest pseudochylous effusion. Triglyceride concentrations greater than 110 mg/dL are consistent with chylous effusions. Triglyceride concentrations less than 50 mg/dL are usually not due to chylous effusions. Peritoneal Fluid: Peritoneal fluid triglyceride concentrations greater than 187 mg/dL are most consistent with chylous effusion. Cholesterol concentrations 33 to 70 mg/dL suggest malignant causes of ascites. | No significant cautionary statements | 1. Hooper C, Lee YC, Maskell N; BTS Pleural Guideline Group. Investigation of a unilateral pleural effusion in adults: British Thoracic Society Pleural Disease Guideline 2010. Thorax. 2010;65 Suppl 2:ii4-ii17 2. Staats BA, Ellefson RD, Budahn LL, Dines DE, Prakash UB, Offord K. The lipoprotein profile of chylous and nonchylous pleural effusions. Mayo Clin Proc.1980;55(11):700-704 3. Thaler MA, Bietenbeck A, Schulz C, Luppa PB. Establishment of triglyceride cut-off values to detect chylous ascites and pleural effusions. Clin Biochem. 2017;50(3) 134-138 4. Burtis CA, Ashwood ER, Bruns DE, Tietz NW, eds. In: Tietz Textbook of Clinical Chemistry and Molecular Diagnostics. 5th ed. Elsevier; 2012:1 (xviii, 2238) 5. Noble RP. Electrophoretic separation of plasma lipoproteins in agarose gel. J Lipid Res 1968;9(6):693-700 6. Sepiashvili L, Dahl AR, Meeusen JM, Loftus CG, Donato LJ. A man with recurrent ascites after laparoscopic cholecystectomy. Clin Chem. 2017;63(7):1199-1203 7. Ellefson RD, Elveback L, Weidman W. Application of methods used for lipoprotein analysis: plasma lipoproteins of children and youths in Rochester, MN. DHEW Publication No. (NIH). 1978;78-1472 | Electrophoresis: Samples are analyzed for qualitative interpretation of chylomicrons and plasma lipoproteins using a lipid specific Sudan black stain.(Package insert: Hydragel 7, 15 and 30 LIPO + Lp(a). Sebia Inc; 07/2020) Cholesterol: Cholesterol esters are cleaved by the action of cholesterol esterase to yield free cholesterol and fatty acids. Cholesterol oxidase then catalyzes the oxidation of cholesterol to cholest-4-en-3-one and hydrogen peroxide. In the presence of peroxidase, the hydrogen peroxide formed effects the oxidative coupling of phenol and 4-aminophenazone to form a red quinone-imine dye. The color intensity of the dye formed is directly proportional to the cholesterol concentration. It is determined by measuring the increase in absorbance.(Package insert: Cholesterol Gen2 Reagent. Roche Diagnostics; V 16.0, 10/2023) Triglycerides: Samples analyzed for triglycerides are measured by an automated enzymatic method. The chemistry includes hydrolysis of the triglycerides and phosphorylation of the resulting glycerol.(Package insert: Triglycerides Reagent. Roche Diagnostics; V13.0, 03/2022) | 3 to 4 days | 3 weeks | This test has been modified from the manufacturer's instructions. Its performance characteristics were determined by Mayo Clinic in a manner consistent with CLIA requirements. This test has not been cleared or approved by the US Food and Drug Administration. | 82664-Electrophoretic technique, not elsewhere specified (Chylomicrons and lipoproteins)84311-Spectrophotometry, analyte not specified (Cholesterol)84478-Triglycerides | Lipid Analysis, BF | 94872-9 | BFTRG | Triglycerides, BF | 12228-3
LPSC1 | Lipid Panel, Serum | Managing atherosclerotic cardiovascular disease risk using serum specimens | CHOL, TRIG, HDCH: Enzymatic Colorimetric CLDL1, NHDCH: Calculation | Yes | Lipid Panel, S | Serum | Patient Preparation:Fasting is preferred but not required unless directed by the ordering provider. Collection Container/Tube: Preferred:Serum gel Acceptable:Red top Submission Container/Tube:Plastic vial Specimen Volume:1 mL Collection Instructions: 1. Serum gel tube must be centrifuged within 2 hours of collection. 2. Red-top tube must be centrifuged and the serum aliquoted into a plastic vial within 2 hours of collection. | 0.5 mL | Lipoprotein cholesterol measurements are essential in managing risk for atherosclerotic cardiovascular disease (ASCVD). Atherosclerosis is defined by a buildup of plaque within arterial walls. ASCVD includes coronary heart disease, strokes, and peripheral artery disease.ASCVD develops over decades and is often asymptomatic until the patient experiences a life-threatening event such as a heart attack, stroke, or aneurysm. Cholesterol is a lipid that is synthesized in most tissues and actively absorbed from the diet. There is a strong association between serum cholesterol concentrations and cardiovascular disease. Cholesterol is carried in the blood by lipoproteins. Some lipoproteins carry a stronger risk of cardiovascular disease while others are associated with reduced cardiovascular risk. Total cholesterol concentration includes the sum of all "good" and "bad" cholesterol. Therefore, total cholesterol is recommended to be interpreted in context of a lipid panel that includes high-density lipoprotein cholesterol (HDL-C) and triglyceride measurements. Low-density lipoprotein cholesterol (LDL-C) is the primary lipoprotein responsible for atherogenic plaque. Very low-density lipoprotein cholesterol (VLDL-C) is also atherogenic and the combination of LDL-C and VLDL-C is called non-HDL cholesterol and often referred to as "bad" cholesterol. Serum total cholesterol, LDL-C, and non-HDL cholesterol are all directly associated with risk for ASCVD. HDL-C is associated with lower risk of cardiovascular disease. Excess cholesterol is actively pumped into HDL to be carried in the blood circulation and cleared by the liver in a process known as reverse cholesterol transport. For these reasons, HDL-C is often referred to as "good" cholesterol. Triglycerides are oily lipids carried in the blood by lipoproteins. Triglycerides are primarily carried by VLDL, chylomicrons, and remnant lipoproteins. Recent evidence supports triglycerides as an independent risk factor for ASCVD. Several conditions are associated with increased plasma triglycerides, including obesity, pregnancy, physical inactivity, excess alcohol intake, kidney disease, and diabetes. Elevated triglycerides are often associated with reduced HDL-C, insulin resistance, hypertension, fatty liver disease, and increased waist circumference. In addition to cardiovascular risk, elevated triglycerides confer a risk for acute pancreatitis. | The National Lipid Association and the National Cholesterol Education Program have set the following guidelines for lipids in a context of cardiovascular risk for adults 18 years and older: TOTAL CHOLESTEROL Desirable: <200 mg/dL Borderline High: 200-239 mg/dL High: > or =240 mg/dL TRIGLYCERIDES Normal: <150 mg/dL Borderline High: 150-199 mg/dL High: 200-499 mg/dL Very High: > or =500 mg/dL HIGH DENSITY LIPOPROTEIN (HDL) CHOLESTEROL Males > or =40 mg/dL Females > or =50 mg/dL LOW DENSITY LIPOPROTEIN (LDL) CHOLESTEROL Desirable: <100 mg/dL Above Desirable: 100-129 mg/dL Borderline High: 130-159 mg/dL High: 160-189 mg/dL Very High: > or =190 mg/dL NON-HDL CHOLESTEROL Desirable: <130 mg/dL Above Desirable: 130-159 mg/dL Borderline High: 160-189 mg/dL High: 190-219 mg/dL Very High: > or =220 mg/dL The Expert Panel on Integrated Guidelines for Cardiovascular Health and Risk Reduction in Children and Adolescents has set the following guidelines for lipids in a context of cardiovascular risk for children ages 2-17: Reference values have not been established for patients who are younger than 24 months. TOTAL CHOLESTEROL Acceptable: <170 mg/dL Borderline High: 170-199 mg/dL High: > or =200 mg/dL TRIGLYCERIDES 2-9 years: Acceptable: <75 mg/dL Borderline High: 75-99 mg/dL High: > or =100mg/dL 10-17 years: Acceptable: <90 mg/dL Borderline High: 90-129 mg/dL High: > or =130 mg/dL HDL CHOLESTEROL Low HDL: <40 mg/dL Borderline Low: 40-45 mg/dL Acceptable: >45 mg/dL LDL CHOLESTEROL Acceptable: <110 mg/dL Borderline High: 110-129 mg/dL High: > or =130 mg/dL NON-HDL CHOLESTEROL Acceptable: <120 mg/dL Borderline High: 120-144 mg/dL High: > or =145 mg/dL | Maintaining desirable concentrations of lipids lowers atherosclerotic cardiovascular disease (ASCVD) risk. Establishing appropriate treatment strategies and lipid goals require blood lipid values be considered in context with other risk factors including, age, sex, smoking status, and medical history of hypertension, diabetes, and cardiovascular disease. Triglycerides results of 500 mg/dL or above are severely elevated increasing the risk of pancreatitis. Triglycerides can be lowered by increasing physical activity, low-fat diet, weight loss, and/or triglyceride lowering pharmaceuticals. Low high-density lipoprotein cholesterol is a risk factor for cardiovascular disease. High density lipoprotein (HDL) cholesterol can be increased by the same lifestyle changes that reduce risk for cardiovascular disease; physical activity, smoking cessation, and eating healthier. However, medications that specifically increase HDL levels have failed to reduce cardiovascular disease. Extremely low HDL values (<20 mg/dL) may indicate liver disease or inherited dyslipidemia. Low-density lipoprotein cholesterol results of 190 mg/dL or above in adults (> or =160 mg/dL in children) are severely elevated and may indicate familial hypercholesterolemia. For non-HDL cholesterol results of 220 mg/dL or above, a possible inherited hyperlipidemia diagnosis should be considered. | Consuming alcohol or fatty foods 24 hours prior to specimen collection can increase serum triglycerides. Eating a meal 12 hours prior to specimen collection can increase serum triglycerides. Calculated low-density lipoprotein cholesterol is not applicable when triglyceride levels are greater than 800 mg/dL. Consider repeat measurement of lipids prior to initiating or changing lipid therapy. | 1. Grundy SM, Stone NJ, Bailey AL, et al. 2018 AHA/ACC/AACVPR/AAPA/ABC/ACPM/ADA/AGS/APhA/ASPC/NLA/PCNA Guideline on the Management of Blood Cholesterol: A Report of the American College of Cardiology/American Heart Association Task Force on Clinical Practice Guidelines. Circulation. 2019;139(25):e1082-e1143 2. Jacobson TA, Ito MK, Maki KC, et al. National Lipid Association recommendations for patient-centered management of dyslipidemia: Part 1-executive summary. J Clin Lipidol. 2014;8(5):473-488. doi:10.1016/j.jacl.2014.07.007 3. Expert Panel on Integrated Guidelines for Cardiovascular Health and Risk Reduction in Children and Adolescents; National Heart, Lung, and Blood Institute. Expert panel on integrated guidelines for cardiovascular health and risk reduction in children and adolescents: Summary report. Pediatrics. 2011;128 Suppl 5(Suppl 5):S213-S256. doi:10.1542/peds.2009-2107C 4. Sampson M, Ling C, Sun Q, et al. A new equation for calculation of low-density lipoprotein cholesterol in patients with normolipidemia and/or hypertriglyceridemia. JAMA Cardiol. 2020;5(5):540-548 | Total Cholesterol: Cholesterol esters are cleaved by the action of cholesterol esterase to yield free cholesterol and fatty acids. Cholesterol oxidase then catalyzes the oxidation of cholesterol to cholest-4-en-3-one and hydrogen peroxide. In the presence of peroxidase, the hydrogen peroxide formed effects the oxidative coupling of phenol and 4-aminophenazone to form a red quinone-imine dye. The color intensity of the dye formed is directly proportional to the cholesterol concentration. It is determined by measuring the increase in absorbance.(Package insert: CHOL2: Cholesterol Gen2 Reagent. Roche Diagnostics; V 13.0, 03/2020) Triglycerides: This test uses a lipoprotein lipase from microorganisms for the rapid and complete hydrolysis of triglycerides to glycerol followed by oxidation to dihydroxyacetone phosphate and hydrogen peroxide. The hydrogen peroxide produced then reacts with 4-aminophenazone and 4-chlorophenol under the catalytic action of peroxidase to form a red dyestuff (Trinder endpoint reaction). The color intensity of the red dyestuff formed is directly proportional to the triglyceride concentration and can be measured photometrically.(Package insert: Triglycerides. Roche Diagnostics; V 9.0, 01/2020) HDL Cholesterol: Non-high-density lipoprotein (HDL) lipoproteins such as low-density lipoprotein, very low-density lipoprotein, and chylomicrons are combined with polyanions and a detergent forming a water-soluble complex. In this complex, the enzymatic reaction of cholesterol esterase (CHER) and cholesterol oxidase (CHOD) towards non-HDL lipoproteins is blocked. Finally, only HDL-particles can react with CHER and CHOD. The concentration of HDL-cholesterol is determined enzymatically by CHER and CHOD. Cholesterol esters are broken down quantitatively into free cholesterol and fatty acids by CHER. In the presence of peroxidase, the hydrogen peroxide generated reacts with 4-amino-antipyrine and N-ethyl-N-(3-methylphenyl)-N'-succinylethylenediamine to form a dye. The color intensity of this dye is directly proportional to the cholesterol concentration and is measured photometrically.(Package insert: HDLC4: HDL-Cholesterol Gen4. Roche Diagnostics; V 2.0, 04/2018) The below calculations are performed in the laboratory information system, SCC Soft. Calculated Non HDL Cholesterol: This test calculates the non-high-density lipoprotein cholesterol concentration by subtracting the high-density cholesterol concentration from the total cholesterol concentration. Calculated Low-Density Lipoprotein Cholesterol: The low-density lipoprotein (LDL) cholesterol concentration is calculated from total cholesterol (TC), triglyceride (TG), and HDL cholesterol (HDLc) concentrations, according to the following formula by National Institutes of Health. LDL = TC _ HDLc _ ( TG + TG*nonHDLc _ TG(2) ) - 9.44 0.948 0.971 8.56 2140 16,100 nonHDLc = Non-HDL cholesterol | 1 day | 7 days | This test has been cleared, approved, or is exempt by the US Food and Drug Administration and is used per manufacturer's instructions. Performance characteristics were verified by Mayo Clinic in a manner consistent with CLIA requirements. | 80061-Lipid panel (if all 3 performed)82465-Cholesterol, total (if all 3 are not performed)84478-Triglycerides (if all 3 are not performed)83718-Cholesterol, HDL (if all 3 are not performed) | Lipid Panel, S | 24331-1 | INTC1 | Fasting (8 HR or more) | 87527-8
LIPOG | Lipodystrophy Gene Panel, Varies | Providing a genetic evaluation for patients with a personal or family history suggestive of a hereditary lipodystrophy Establishing a diagnosis of a hereditary lipodystrophy | Sequence Capture and Targeted Next-Generation Sequencing followed by Polymerase Chain Reaction (PCR) and Sanger Sequencing | Yes | Lipodystrophy Gene Panel | Varies | Patient Preparation:A previous bone marrow transplant from an allogenic donor will interfere with testing. Call 800-533-1710 for instructions for testing patients who have received a bone marrow transplant. Specimen Type:Whole blood Container/Tube: Preferred:Lavender top (EDTA) or yellow top (ACD) Acceptable:Any anticoagulant Specimen Volume:3 mL Collection Instructions: 1. Invert several times to mix blood. 2. Send whole blood specimen in original tube.Do not aliquot. Specimen Stability Information:Ambient (preferred)/Refrigerated | 1 mL | Lipodystrophies are rare conditions characterized primarily by the inability to properly store adipose tissue in the absence of nutritional deficit or catabolic state.(1) Lipodystrophies can be genetic (hereditary) or acquired (caused by environmental factors such as illness). The two most common forms of hereditary lipodystrophies are congenital generalized lipodystrophy (CGL) and familial partial lipodystrophy (FPLD), which are named according to the regions of the body they affect.(1) CGL (also known as Berardinelli-Seip congenital lipodystrophy) is an autosomal recessive condition characterized by generalized absence fat throughout the entire body, generalized muscular appearance, and metabolic complications such as diabetes mellitus and dyslipidemia.(1,2) The prevalence of autosomal recessive CGL is not well-established, with estimates ranging from 1:10,000,000 to 1:25,000 depending on the population being considered.(2) Severe CGL is also a feature of Keppen-Lubinsky syndrome (KPLBS), an extremely rare autosomal dominant condition caused by biallelic, disease-causing variants in theKCNJ6gene. KPLBS is a syndromic condition characterized by severe generalized lipodystrophy, microcephaly, progeroid appearance, and intellectual disability.(3) FPLD can be inherited in an autosomal dominant or autosomal recessive manner and is characterized by localized absence of fat in the limbs with possible metabolic complications.(1,4) FPLD can be isolated or can be a feature of a syndromic condition such as autosomal dominant SHORT syndrome (short stature, hyperextensibility of joints, ocular depression, Rieger anomaly, andteethingdelay) and autosomal recessive Mandibuloacral dysplasia with type B lipodystrophy.(4)The prevalence of FPLD is not known but thought to be rare.(4) Disease-causing variants in theLMNAgene can lead to autosomal recessive and autosomal dominant forms of lipodystrophies, but variants in this gene are also associated with several autosomal dominant cardiac, connective tissue, and muscular dystrophy phenotypes.(4) Often, lipodystrophy is a single feature of a more syndromic condition when caused by disease-causingLMNAvariants.(4) TheFBN1gene is primarily associated with autosomal dominant Marfan syndrome without features of lipodystrophy. However, literature suggests that specific disease-causing variants in theFBN1gene may lead to an overlapping phenotype characterized by partial features of Marfan syndrome, progeroid appearance, and clinical features of lipodystrophy.(5) | An interpretive report will be provided. | All detected variants are evaluated according to American College of Medical Genetics and Genomics recommendations.(6) Variants are classified based on known, predicted, or possible pathogenicity and reported with interpretive comments detailing their potential or known significance. | Clinical Correlations:Test results should be interpreted in the context of clinical findings, family history, and other laboratory data. Misinterpretation of results may occur if the information provided is inaccurate or incomplete. If testing was performed because of a clinically significant family history, it is often useful to first test an affected family member. Detection of a reportable variant in an affected family member would allow for more informative testing of at-risk individuals. To discuss the availability of additional testing options or for assistance in the interpretation of these results, contact the Mayo Clinic Laboratories genetic counselors at 800-533-1710. Technical Limitations:Next-generation sequencing may not detect all types of genomic variants. In rare cases, false-negative or false-positive results may occur. The depth of coverage may be variable for some target regions; assay performance below the minimum acceptable criteria or for failed regions will be noted. Given these limitations, negative results do not rule out the diagnosis of a genetic disorder. If a specific clinical disorder is suspected, evaluation by alternative methods can be considered. There may be regions of genes that cannot be effectively evaluated by sequencing or deletion and duplication analysis as a result of technical limitations of the assay, including regions of homology, high guanine-cytosine (GC) content, and repetitive sequences. Confirmation of select reportable variants will be performed by alternate methodologies based on internal laboratory criteria. This test is validated to detect 95% of deletions up to 75 base pairs (bp) and insertions up to 47 bp. Deletions-insertions (delins) of 40 or more bp, including mobile element insertions, may be less reliably detected than smaller delins. Deletion/Duplication Analysis: This analysis targets single and multi-exon deletions/duplications; however, in some instances single exon resolution cannot be achieved due to isolated reduction in sequence coverage or inherent genomic complexity. Balanced structural rearrangements (such as translocations and inversions) may not be detected. This test is not designed to detect low levels of mosaicism or to differentiate between somatic and germline variants. If there is a possibility that any detected variant is somatic, additional testing may be necessary to clarify the significance of results. Genes may be added or removed based on updated clinical relevance.Refer to theTargeted Genes and Methodology Details for Lipodystrophy Gene Panelfor the most up to date list of genes included in this test.For detailed information regarding gene specific performance and technical limitations, see Method Description or contact a laboratory genetic counselor. If the patient has had an allogeneic hematopoietic stem cell transplant or a recent blood transfusion, results may be inaccurate due to the presence of donor DNA. Call Mayo Clinic Laboratories for instructions for testing patients who have received a bone marrow transplant. Reclassification of Variants:At this time, it is not standard practice for the laboratory to systematically review previously classified variants on a regular basis. The laboratory encourages healthcare providers to contact the laboratory at any time to learn how the classification of a particular variant may have changed over time. Variant Evaluation:Evaluation and categorization of variants are performed using published American College of Medical Genetics and Genomics and the Association for Molecular Pathology recommendations as a guideline.(6) Other gene-specific guidelines may also be considered. Variants are classified based on known, predicted, or possible pathogenicity and reported with interpretive comments detailing their potential or known significance. Variants classified as benign or likely benign are not reported. Multiple in silico evaluation tools may be used to assist in the interpretation of these results. The accuracy of predictions made by in silico evaluation tools is highly dependent upon the data available for a given gene, and periodic updates to these tools may cause predictions to change over time. Results from in silico evaluation tools should be interpreted with caution and professional clinical judgment. Rarely, incidental or secondary findings may implicate another predisposition or presence of active disease. Incidental findings may include, but are not limited to, results related to the sex chromosomes. These findings will be carefully reviewed to determine whether they will be reported. | 1. Brown RJ, Araujo-Vilar D, Cheung PT, et al: The diagnosis and management of lipodystrophy syndromes: a multi-society practice guideline. J Clin Endocrinol Metab. 2016 Dec;101(12):4500-4511. doi: 10.1210/jc.2016-2466 2. Van Maldergem L: Berardinelli-Seip congenital lipodystrophy. In: Adam MP, Ardinger HH, Pagon RA, et al, eds. GeneReviews [Internet]. University of Washington, Seattle; 2003. Updated December 8, 2016. Accessed July 26, 2022. Available at www.ncbi.nlm.nih.gov/books/NBK1212/ 3. Masotti A, Uva P, Davis-Keppen L, et al: Keppen-Lubinsky syndrome is caused by mutations in the inwardly rectifying K+ channel encoded by KCNJ6. Am J Hum Genet. 2015 Feb;96(2):295-300. doi: 10.1016/j.ajhg.2014.12.011 4. Bagias C, Xiarchou A, Bargiota A, Tigas S: Familial partial lipodystrophy (FPLD): recent insights. Diabetes Metab Syndr Obes. 2020 May;13:1531-1544. doi: 10.2147/DMSO.S206053 5. Passarge E, Robinson PN, Graul-Neumann LM: Marfanoid-progeroid-lipodystrophy syndrome: a newly recognized fibrillinopathy. Eur J Hum Genet. 2016 Aug;24(9):1244-1247. doi: 10.1038/ejhg.2016.6 6. Richards S, Aziz N, Bale S, et al: Standards and guidelines for the interpretation of sequence variants: a joint consensus recommendation of the American College of Medical Genetics and Genomics and the Association for Molecular Pathology. Genet Med. 2015 May;17(5):405-424. doi: 10.1038/gim.2015.30 | Next-generation sequencing (NGS) and/or Sanger sequencing are performed to test for the presence of variants in coding regions and intron/exon boundaries of the genes analyzed, as well as some other regions that have known disease-causing variants. The human genome reference GRCh37/hg19 build was used for sequence read alignment. At least 99% of the bases are covered at a read depth over 30X. Sensitivity is estimated at above 99% for single nucleotide variants, above 94% for deletion/insertions (delins)less than 40 base pairs (bp), above 95% for deletions up to 75 bp and insertions up to 47 bp. NGS and/or a polymerase chain reaction-based quantitative method is performed to test for the presence of deletions and duplications in the genes analyzed. There may be regions of genes that cannot be effectively evaluated by sequencing or deletion and duplication analysis as a result of technical limitations of the assay, including regions of homology, high guanine-cytosine (GC) content, and repetitive sequences. SeeTargeted Genes and Methodology Details for Lipodystrophy Gene Panelfor details regarding the targeted genes analyzed for each test and specific gene regions not routinely covered.(Unpublished Mayo method) Confirmation of select reportable variants may be performed by alternate methodologies based on internal laboratory criteria. Genes analyzed:AGPAT2, BSCL2, CAV1, CAVIN1, FBN1, KCNJ6, LIPE, LMNA, PIK3R1, PLIN1, PPARG,andZMPSTE24 | 28 to 42 days | Whole blood: 2 weeks (if available); Extracted DNA: 3 months | This test was developed and its performance characteristics determined by Mayo Clinic in a manner consistent with CLIA requirements. It has not been cleared or approved by the US Food and Drug Administration. | 81406 x28140881479 | Lipodystrophy Gene Panel | 51966-0 | 617350 | Released By | 18771-6
LRBA | Lipopolysaccharide-Responsive Beige-Like Anchor Protein (LRBA) Deficiency, Blood | Aiding in the diagnosis of lipopolysaccharide-responsive beige-like anchor protein (LRBA) deficiency This test isnot useful foridentifying a carrier status for LRBA deficiency. | Flow Cytometry | Yes | LRBA Deficiency, B | Whole Blood EDTA | Container/Tube:Lavender top (EDTA) Specimen Volume:3 mL Collection Instructions:Send whole blood specimen in original tube.Do not aliquot. | 1 mL | Lipopolysaccharide-responsive beige-like anchor protein (LRBA) deficiency is a rare autosomal recessive primary immunodeficiency disease (also known as inborn errors of immunity) caused by homozygous or compound heterozygous loss-of-function variants in theLRBAgene. It has a wide spectrum of clinical manifestations, including immune dysregulation and autoimmunity, inflammatory bowel disease, early-onset hypogammaglobulinemia, recurrent infections and organomegaly. | The appropriate reference values will be provided on the report. | The results are reported as the percentage and MFI (mean fluorescence intensity) of lipopolysaccharide-responsive beige-like anchor protein (LRBA) expression in T cells and B cells. The majority of genetically confirmed cases of LRBA deficiency lead to the absence of LRBA expression. Therefore, the lack of LRBA expression in T and B cells is consistent with LRBA deficiency. In this case, genetic analysis ofLRBAto confirm the diagnosis and to identify the underlying variant will be recommended. In addition, there are reported cases of LRBA deficiency where the protein is expressed but at lower intensity. Therefore, the expression of LRBA at diminished intensity could be due to a disease-causingLRBAvariant, which would have to be confirmed or ruled out by genetic and functional analysis. |  | 1. Lopez-Herrera G, Tampella G, Pan-Hammarstrom Q, et al. Deleterious mutations in LRBA are associated with a syndrome of immune deficiency and autoimmunity. Am J Hum Genet. 2012;90(6):986-1001 2. Gamez-Diaz L, August D, Stepensky P, et al. The extended phenotype of LPS-responsive beige-like anchor protein (LRBA) deficiency. J Allergy Clin Immunol. 2016;137(1):223-230 3. Habibi S, Zaki-Dizaji M, Rafiemanesh H, et al. Clinical, Immunologic, and Molecular Spectrum of Patients with LPS-Responsive Beige-Like Anchor Protein Deficiency: A Systematic Review. J Allergy Clin Immunol Pract. 2019;7(7):2379-86.e5 4. Serwas NK, Kansu A, Santos-Valente E, et al. Atypical manifestation of LRBA deficiency with predominant IBD-like phenotype. Inflamm Bowel Dis. 2015;21(1):40-47 5. Revel-Vilk S, Fischer U, Keller B, et al. Autoimmune lymphoproliferative syndrome-like disease in patients with LRBA mutation. Clin Immunol. 2015;159(1):84-92 6. Kiykim A, Ogulur I, Dursun E, et al. Abatacept as a Long-Term Targeted Therapy for LRBA Deficiency. J Allergy Clin Immunol Pract. 2019;7(8):2790-2800.e15 7. Tesch VK, Abolhassani H, Shadur B, et al. Long-term outcome of LRBA deficiency in 76 patients after various treatment modalities as evaluated by the immune deficiency and dysregulation activity (IDDA) score. J Allergy Clin Immunol. 2020;145(5):1452-1463 | The lipopolysaccharide-responsive beige-like anchor (LRBA) protein expression assay is performed on EDTA whole blood. Samples are fixed, permeabilized and stained with antibodies specific for CD45, CD14, CD19, CD3, and CD56 along with either the LRBA antibody (unconjugated) or isotype control (unconjugated). A secondary reporter antibody is added to allow the assessment of LRBA and isotype control expression. Samples are then analyzed on a flow cytometer. LRBA expression is evaluated on the following populations: T-cells: (CD45+CD14negCD3+) and B-cells: (CD45+CD14negCD3negCD19+).(Unpublished Mayo method) | 2 to 4 days | 4 days | This test was developed using an analyte specific reagent. Its performance characteristics were determined by Mayo Clinic in a manner consistent with CLIA requirements. This test has not been cleared or approved by the US Food and Drug Administration. | 86356 x 2 | LRBA Deficiency, B | In Process | 608968 | LRBA Interpretation | 69052-9
LPALD | Lipoprotein (a) and Low-Density Lipoprotein Cholesterol, Serum | Evaluation of the contribution of lipoprotein (a) (Lp[a])-cholesterol within measured low-density lipoprotein cholesterol Evaluation of increased risk for cardiovascular disease and events: -Most appropriately measured in individuals at intermediate risk for cardiovascular disease -Patients with early atherosclerosis or strong family history of early atherosclerosis without explanation by traditional risk factors should also be considered for testing -Follow-up evaluation of patients with elevations in Lp(a) mass | Lipoprotein (a) Cholesterol: Electrophoresis/Enzyme Staining/Densitometry Low-Density Lipoprotein Cholesterol: Ultracentrifugation/Selective Precipitation/Enzymatic Colorimetric (Beta-Quantification) | Yes | Lp(a) and LDL Cholesterol, S | Serum | Patient Preparation: 1. Fasting (8 hours) required 2. Patient must abstain from alcohol for 24 hours before collection. Supplies:Sarstedt Aliquot Tube, 5 mL (T914) Collection Container/Tube: Preferred:Serum gel Acceptable:Red top Submission Container/Tube:Plastic vial Specimen Volume:4 mL Collection Instructions: 1. Centrifuge and aliquot serum into a plastic vial. 2. Send refrigerated. | 2 mL | The cholesterol within lipoprotein(a) (Lp[a]) is included in every method that measures low-density lipoprotein cholesterol (LDL-C). Therefore, in patients that express high concentrations of Lp(a) the interpretation of LDL-C and the resulting clinical diagnoses and treatment strategies may be inaccurate. This panel reports 3 values: 1) the cholesterol measured within LDL by beta quantitation (this result contains both LDL-C and Lp[a]), 2) the cholesterol within Lp(a), and 3) a calculated "true" LDL-C where Lp(a)-C is subtracted from the beta quantitation LDL-C. The abnormal lipoprotein-X (LpX) is visible on lipoprotein electrophoresis. If LpX is present, the measurement of LDL-C is inaccurate and will not be reported. | Lipoprotein (a) Cholesterol: Normal: <5 mg/dL Lipoprotein-X: Undetectable Low-Density Lipoprotein Cholesterol (LDL-C): The National Lipid Association and the National Cholesterol Education Program (NCEP) have set the following guidelines for LDL-C in adults (ages 18 years and older): Desirable: <100 mg/dL Above desirable: 100-129 mg/dL Borderline high: 130-159 mg/dL High: 160-189 mg/dL Very high: > or =190 mg/dL The Expert Panel on Integrated Guidelines for Cardiovascular Health and Risk Reduction in Children and Adolescents has set the following guidelines for LDL-C in children and adolescents (ages 2-17 years): Acceptable: <110 mg/dL Borderline high: 110-129 mg/dL High: > or =130 mg/dL | Results of this panel can be used to determine the cholesterol content of low-density lipoprotein (LDL) and lipoprotein (a) (Lp[a]) separately. Interpretations of lipoprotein disorders can be made within the other clinical context. Lipoprotein-X (LpX) is an abnormal lipoprotein that appears in the sera of patients with obstructive jaundice and is an indicator of cholestasis. The presence of LpX will be reported if noted during Lp(a) cholesterol analysis. The other values (LDL-C and Lp(a)-C) will not be reported if LpX is present. | Lipoprotein (a) (Lp[a]) cholesterol values should not be confused with Lp(a) mass values, although they may be correlated in some individual cases. Lp(a) cholesterol values will be approximately 10 times lower than Lp(a) mass values, but the difference between the measures is not uniform. Lp(a) mass values are considered elevated when greater than 30 mg/dL. Lp(a) cholesterol is increased if greater or equal to 5 mg/dL. Intravenous administration of heparin causes activation of lipoprotein lipase, which tends to increase the relative migration rate of the fractions, especially beta lipoproteins. | 1. Fatica EM, Meeusen JW, Vasile VC, Jaffe AS, Donato LJ. Measuring the contribution of Lp(a) cholesterol towards LDL-C interpretation. Clin Biochem. 2020;86:45-51. doi:10.1016/j.clinbiochem.2020.09.007. Erratum in: Clin Biochem. 2021;88:56-57 2. Willeit P, Yeang C, Moriarty P, et al. Low-density lipoprotein cholesterol corrected for lipoprotein (a) cholesterol, risk thresholds, and cardiovascular events. J Am Heart Assoc. 2020;9(23):e016318 3. Yeang C, Witztum JL, Tsimikas S: 'LDL-C'=LDL-C+Lp(a)-C: implications of achieved ultra-low LDL-C levels in the proprotein convertase subtilisin/kexin type 9 era of potent LDL-C lowering. Curr Opin Lipidol. 2015;26(3):169-178. doi:10.1097/MOL.0000000000000171 4. Kinpara K, Okada H, Yoneyama A, Okubo M, Murase T. Lipoprotein(a)-cholesterol: a significant component of serum cholesterol. Clin Chim Acta. 2011;412(19-20):1783-1787. doi:10.1016/j.cca.2011.05.036 5. Yeang C, Willeit P, Tsimikas S. The interconnection between lipoprotein(a), lipoprotein(a) cholesterol and true LDL-cholesterol in the diagnosis of familial hypercholesterolemia. Curr Opin Lipidol. 2020;31(6):305-312. doi:10.1097/MOL.0000000000000713 | Lipoprotein (a) Cholesterol: Electrophoretic separation of lipoproteins followed by lipid staining and densitometry measurement.(Package insert: SPIFE Vis Cholesterol Reagent. Helena Laboratories; 09/2015) Low-Density Lipoprotein Cholesterol: Serum is combined with dextran sulfate and magnesium, ions precipitate the low-density lipoprotein and very low-density lipoprotein fractions, leaving the high-density lipoprotein (HDL) fraction in solution. The HDL cholesterol is then determined using an enzymatic cholesterol assay.(Package insert: HDL Cholesterol Precipitating Reagent Set (Dextran Sulfate). Pointe Scientific, INC; 12/2009) Cholesterol esters are cleaved by the action of cholesterol esterase to yield free cholesterol and fatty acids. Cholesterol oxidase then catalyzes the oxidation of cholesterol to cholest-4-en-3-one and hydrogen peroxide. In the presence of peroxidase, the hydrogen peroxide formed effects the oxidative coupling of phenol and 4-aminophenazone to form a red quinone-imine dye. The color intensity of the dye formed is directly proportional to the cholesterol concentration. It is determined by measuring the increase in absorbance.(Package insert: Roche Cholesterol Gen 2 Reagent. Roche Diagnostics; V 16.0, 10/2023) | 3 to 4 days | 7 days | This test has been modified from the manufacturer's instructions. Its performance characteristics were determined by Mayo Clinic in a manner consistent with CLIA requirements. This test has not been cleared or approved by the US Food and Drug Administration. | 8370083701 | Lp(a) and LDL Cholesterol, S | 100732-7 | 610767 | LDL-C Corrected for Lp(a)-C | 100733-5
LMPP | Lipoprotein Metabolism Profile, Serum | Diagnosing dyslipoproteinemia Quantifying cholesterol and triglycerides invery-low-density lipoprotein,low-density lipoprotein (LDL),high-density lipoproteins (HDL), and chylomicrons Identifyinglipoprotein-X Classifying hyperlipoproteinemias (lipoprotein phenotyping) Evaluating patients with abnormal lipid values (cholesterol, triglyceride, HDL, LDL) for specific phenotypes | TCS, TRIGD: Enzymatic Colorimetric APLBS: Automated Turbidimetric Immunoassay HDLS: Selective Precipitation, Enzymatic Colorimetric LMPP1: Ultracentrifugation/Electrophoresis/Automated Enzymatic/Colorimetric Analysis | Yes | Lipoprotein Metabolism Profile | Serum | Patient Preparation: 1. Fasting-overnight (12-14 hours) 2. Patient must not consume any alcohol for 24 hours before the specimen is collected. Collection Container/Tube: Preferred:Serum gel Acceptable:Red top Submission Container/Tube:Plastic vial Specimen Volume:5 mL Collection Instructions: Centrifuge and aliquot serum into a plastic vial. | 2 mL | Lipoprotein metabolism profile analysis adds practical information about the etiology of cholesterol and/or triglyceride elevation. In some patients, increased serum lipids reflect elevated levels of intermediate-density lipoprotein, very-low-density lipoprotein, lipoprotein a (Lp[a]), or even the abnormal lipoprotein complex, LpX. These elevations can be indicative of a genetic deficiency in lipid metabolism or transport, nephrotic syndrome, endocrine dysfunction, or even cholestasis. Identification of the lipoprotein associated with lipid elevation is achieved using the gold-standard methods, which include ultracentrifugation, selective precipitation, electrophoresis, and direct measurement of cholesterol and triglycerides in isolated lipoprotein fractions. Proper characterization of a patient's dyslipidemic phenotype aids clinical decisions and guides appropriate therapy. Classifying the hyperlipoproteinemias into phenotypes places disorders that affect plasma lipid and lipoprotein concentrations into convenient groups for evaluation and treatment. A clear distinction must be made between primary (inherited) and secondary (liver disease, alcoholism, metabolic diseases) causes of dyslipoproteinemia. Lipoprotein profiling will identify the presence of Lp(a) and LpX and distinguish between the following dyslipidemias: -Exogenous hyperlipemia (Type I) -Familial hypercholesterolemia (Type IIa) -Familial combined hyperlipidemia (Type IIb) -Familial dysbetalipoproteinemia (Type III) -Endogenous hyperlipemia (Type IV) -Mixed hyperlipemia (Type V) | ,2-9 years,10-17 years,> or =18 years, Total cholesterol,*Acceptable: <170 mg/dLBorderline high: 170-199 mg/dLHigh: > or =200 mg/dL,**Desirable: <200 mg/dLBorderline high: 200-239 mg/dLHigh: > or = 240 mg/dL, Triglycerides,*Acceptable: <75 mg/dLBorderline high: 75-99 mg/dLHigh: > or =100 mg/dL,*Acceptable: <90 mg/dLBorderline high: 90-129 mg/dLHigh: > or =130 mg/dL,**Normal: <150 mg/dLBorderline high: 150-199 mg/dLHigh: 200-499 mg/dLVery high: > or =500 mg/dL, Low-density lipoprotein (LDL) cholesterol,*Acceptable: <110 mg/dLBorderline high: 110-129 mg/dLHigh: > or =130 mg/dL,***Desirable: <100 mg/dLAbove Desirable: 100-129 mg/dLBorderline high: 130-159 mg/dLHigh: 160-189 mg/dLVery high: > or =190 mg/dL, LDL triglycerides,< or =50 mg/dL,< or =50 mg/dL, Apolipoprotein B,*Acceptable: <90 mg/dLBorderline high: 90-109 mg/dLHigh: > or =110 mg/dL,***Desirable: <90 mg/dLAbove Desirable: 90-99mg/dLBorderline high: 100-119 mg/dLHigh: 120-139 mg/dLVery high: > or =140 mg/dL, High-density lipoprotein (HDL) cholesterol,*Low: <40 mg/dLBorderline low: 40-45 mg/dLAcceptable: >45 mg/dL,***Males: > or =40mg/dLFemales: > or =50mg/dL, Very low-density lipoprotein (VLDL) cholesterol,<30 mg/dL,<30 mg/dL, VLDL triglycerides,<90 mg/dL,<120 mg/dL, Beta VLDL cholesterol,<15 mg/dL,<15 mg/dL, Beta VLDLtriglycerides,<15 mg/dL,<15 mg/dL, Chylomicron cholesterol,Undetectable,Undetectable, Chylomicron triglycerides,Undetectable,Undetectable, Lp(a) cholesterol,<5 mg/dL,<5 mg/dL, LpX,Undetectable,Undetectable, | Patients with increasedlipoprotein a(Lp[a]) cholesterol values have been associated with increased risk for the development of atherothrombotic disease. Aggressivelow-density lipoproteinreduction is the recommended treatment approach in most patients with increased Lp(a). Lipoprotein-X (LpX) is an abnormal lipoprotein that appears in the sera of patients with obstructive jaundice and is an indicator of cholestasis. The presence of LpX will be reported if noted during Lp(a) cholesterol analysis. | Cholesterol results can be falsely decreased in patients with elevated levels of N-acetyl-p-benzoquinone imine (NAPQI), a metabolite of acetaminophen, N-acetylcysteine (NAC), and metamizole. | 1. Grundy SM, Stone NJ, Bailey AL, et al: 2018 AHA/ACC/AACVPR/AAPA/ABC/ACPM/ADA/AGS/APhA/ASPC/NLA/PCNA Guideline on the management of blood cholesterol: A report of the American College of Cardiology/American Heart Association Task Force on Clinical Practice Guidelines. Circulation. 2019 Jun 18;139(25):e1082-e1143 2. Expert Panel on Integrated Guidelines for Cardiovascular Health and Risk Reduction in Children and Adolescents; National Heart, Lung, and Blood Institute: Expert panel on integrated guidelines for cardiovascular health and risk reduction in children and adolescents: summary report. Pediatrics. 2011 Dec;128 Suppl 5:S213-S256 3. Rosenson RS, Najera SD, Hegele RA: Heterozygous familial hypercholesterolemia presenting as chylomicronemia syndrome. J Clin Lipidol. 2017 Jan-Feb;11(1):294-296. doi: 10.1016/j.jacl.2016.12.005 4. Hopkins PN, Brinton EA, Nanjee MN: Hyperlipoproteinemia type 3: the forgotten phenotype. Curr Atheroscler Rep. 2014 Sep;16(9):440. doi: 10.1007/s11883-014-0440-2 5. Gotoda T, Shirai K, Ohta T, et al: Diagnosis and management of type I and type V hyperlipoproteinemia. J Atheroscler Thromb. 2012;19(1):1-12 6. Gonzales KM, Donato LJ, Shah P, Simha V: Measurement of apolipoprotein B levels helps in the identification of patients at risk for hypertriglyceridemic pancreatitis. J Clin Lipidol. 2021 Jan-Feb;15(1):97-103. doi: 10.1016/j.jacl.2020.11.010 7.Fatica EM, Meeusen JW, Vasile VC, Jaffe AS, Donato LJ: Measuring the contribution of Lp(a) cholesterol towards LDL-C interpretation. Clin Biochem. 2020 Dec;86:45-51. doi: 10.1016/j.clinbiochem.2020.09.007 8. Arnett DK, Blumenthal RS, Albert MA, et al: 2019 ACC/AHA Guideline on the Primary Prevention of Cardiovascular Disease: A Report of the American College of Cardiology/American Heart Association Task Force on Clinical Practice Guidelines. Circulation. 2019 Sep 10;140(11):e596-e646 | Electrophoretic separation of lipoproteins followed by lipid staining and densitometry measurement.(Package insert: SPIFE Vis Cholesterol Reagent. Helena Laboratories; 09/2015 Cholesterol: Cholesterol esters are cleaved by the action of cholesterol esterase to yield free cholesterol and fatty acids. Cholesterol oxidase then catalyzes the oxidation of cholesterol to cholest-4-en-3-one and hydrogen peroxide. In the presence of peroxidase, the hydrogen peroxide formed effects the oxidative coupling of phenol and 4-aminophenazone to form a red quinone-imine dye. The color intensity of the dye formed is directly proportional to the cholesterol concentration. It is determined by measuring the increase in absorbance(Package insert: Cholesterol Gen2 Reagent. Roche Diagnostics; V 13.0, 02/2019) Triglyceride: Samples analyzed for triglycerides are measured by an automated enzymatic method. The chemistry includes hydrolysis of the triglycerides and phosphorylation of the resulting glycerol.(Package insert: Triglycerides Reagent, Roche Diagnostics; 11/2017) Apolipoprotein B: Anti-apolipoprotein B antibodies react with the antigen in the sample to form antigen:antibody complexes, which, following agglutination, can be measured turbidimetrically.(Package insert: Tina-quant Apolipoprotein B. Roche Diagnostics; 07/2020) High-Density Lipoprotein: Sample is combined with dextran sulfate and magnesium, ions precipitate the low-density lipoprotein and very-low-density lipoprotein fractions, leaving the high-density lipoprotein (HDL) fraction in solution. The HDL cholesterol is then determined using an enzymatic cholesterol assay.(Package insert: HDL Cholesterol Precipitating Reagent Set (Dextran Sulfate). Pointe Scientific, INC; 12/2009) | 2 to 4 days | 14 days | This test has been modified from the manufacturer's instructions. Its performance characteristics were determined by Mayo Clinic in a manner consistent with CLIA requirements. This test has not been cleared or approved by the US Food and Drug Administration. | 80061-Lipid panel (includes: HDL [CPT Code 83718], total cholesterol [CPT Code 82465], and triglycerides [CPT Code 84478] if all performed)82172-Apolipoprotein B83700-Lp(a) cholesterol electrophoresis | Lipoprotein Metabolism Profile | In Process | 23937 | Interpretation | 59462-2
LIPA1 | Lipoprotein(a), Serum | Cardiovascular disease (CVD) risk refinement in patients with moderate or high risk based on conventional risk factors or patients with clinical suspicion of residual CV risk not identified by other lipid parameters | Immunoturbidimetric Assay | Yes | Lipoprotein(a), S | Serum | Supplies:Sarstedt Aliquot Tube, 5 mL (T914) Collection Container/Tube: Preferred:Serum gel Acceptable:Red top Submission Container/Tube:Plastic vial Specimen Volume:1 mL Collection Instructions:Centrifuge and aliquot serum into plastic vial. Send refrigerated. | 0.5 mL | Lipoprotein (a) [Lp(a)] consists of a low-density lipoprotein (LDL) particle that is covalently bound to an additional protein, apolipoprotein (a) [Apo(a)]. Apo(a) has high sequence homology with the coagulation factor plasminogen, and like LDL, Lp(a) contains apolipoprotein B100 (ApoB). Thus, Lp(a) is both proatherogenic and prothrombotic. Lp(a) is an independent risk factor for coronary heart disease (CHD), ischemic stroke, and aortic valve stenosis. Lp(a) has been referred to as "the most atherogenic lipoprotein". The mechanism of increased risk is unclear but most likely involves progression of atherosclerotic stenosis via intimal deposition of cholesterol and promotion of thrombosis via homology to plasminogen. Accurate immunochemical measurement of Lp(a) is complicated by the heterogeneity of Lp(a) molecular size. Due to the large number of polymorphisms (varying number of kringle domain repeats in the Apo[a] protein) in the population, any given individual can have an Apo(a) protein between 240 to 800 kDa. This heterogeneity leads to inaccuracies in all immunoassays. In addition, the degree of atherogenicity of the Lp(a) particle may depend on the molecular size of the Lp(a)-specific protein. However, the measurement of Lp(a) using immunoassays calibrated to molar units is recommended to minimize assay inaccuracies caused by Apo(a) isoform size. Serum concentrations of Lp(a) are related to genetic factors, specifically the expression of Apo(a), and are largely unaffected by diet, exercise, and lipid-lowering pharmaceuticals. However, in a patient with additional modifiable CHD risk factors, more aggressive therapy to normalize these factors may be indicated if the Lp(a) value is also increased. In cases of extremely elevated Lp(a), lipoprotein apheresis may be considered. | > or =18 years: <75 nmol/L Reference values have not been established for patients who are less than 18 years of age. | Lipoprotein (a) [Lp(a)] concentrations of 75 nmol/L and above are linearly related to increased risk of cardiovascular events independent of conventional risk markers. Values > or =75 nmol/L may suggest increased risk of coronary heart disease. Values > or =125 nmol/L are considered a risk-enhancing factor for cardiovascular disease by several professional societies. Clinician-patient discussion of therapeutic strategy is warranted. | Epidemiologic studies have shown lipoprotein (a) [Lp(a)] concentrations are lowest in non-Hispanic white, Chinese, and Japanese populations. The Hispanic population has a slightly higher median Lp(a) concentration, and, in the African American population, the median Lp(a) serum concentration is approximately 2 times higher than in the white population. In very rare cases, gammopathy, type IgM (Waldenstrom macroglobulinemia) in particular, may cause unreliable results. | 1. Emerging Risk Factors Collaboration, Erqou S, Kaptoge S, et al. Lipoprotein(a) concentration and the risk of coronary heart disease, stroke, and nonvascular mortality. JAMA. 2009;302(4):412-423 2. Tsimikas S. A test in context: Lipoprotein(a): Diagnosis, prognosis, controversies, and emerging therapies. J Am Coll Cardiol. 2017;69(6):692-711. doi:10.1016/j.jacc.2016.11.042 3. Marcovina SM, Koschinsky ML, Albers JJ, Skarlatos S. Report of the National Heart, Lung, and Blood Institute Workshop on Lipoprotein (a) and Cardiovascular Disease: recent advances and future directions. Clin Chem. 2003;49(11):1785-1796 4. Wilson DP, Jacobson TA, Jones PH, et al. Use of Lipoprotein(a) in clinical practice: A biomarker whose time has come. A scientific statement from the National Lipid Association. J Clin Lipidol. 2019;13(3):374-392. doi:10.1016/j.jacl.2019.04.010 | This test is a particle enhanced immunoturbidimetric assay. Human lipoprotein (a) (Lp[a]) agglutinates with the latex particles coated with anti-Lp(a) antibodies.(Package insert: Tina-quant Lipoprotein(a) Gen.2 reagent. Roche Diagnostics; V2.0, 01/2015) | 1 to 3 days | 7 days | This test has been modified from the manufacturer's instructions. Its performance characteristics were determined by Mayo Clinic in a manner consistent with CLIA requirements. This test has not been cleared or approved by the US Food and Drug Administration. | 83695 | Lipoprotein(a), S | 43583-4 | LIPA1 | Lipoprotein(a), S | 43583-4
FLISD | Lisdexamfetamine as Metabolite, Urine |  | High Performance Liquid Chromatography/Tandem Mass Spectrometry (LC-MS/MS) | Yes | Lisdexamfetamine as Metabolite, U | Urine | ***Must submit one specimen per order. Specimens cannot be shared between multiple orders.*** Specimen Type:Urine Container/Tube:Plastic preservative-free urine container Specimen Volume:1 mL Collection Instructions:Collect 1 mL random urine specimen without preservative. Send specimen refrigerated in a plastic urine container. | 0.2 mL | Amphetamine is a drug as well as the metabolite of Methamphetamine. Benzphetamine is rapidly metabolized to Amphetamine and Methamphetamine. | Reporting limit determined each analysis. None Detected ng/mL |  |  |  |  | 9 to 13 days |  | This test was developed and its performance characteristics determined by NMS Labs. It has not been cleared or approved by the U.S. Food and Drug Administration. | 80324 | Lisdexamfetamine as Metabolite, U | 19346-6 | Z5825 | Amphetamine | 19346-6
LITH | Lithium, Serum | Monitoring therapy of patients with bipolar disorders, includingrecurrent episodes of mania and depression Evaluating lithium toxicity | Colorimetric | Yes | Lithium, S | Serum | Collection Container/Tube: Preferred:Serum gel Acceptable:Red top Submission Container/Tube:Plastic vial Specimen Volume:0.5 mL Collection Instructions: 1. Draw blood 8 to 12 hours after last dose (trough specimen). 2. Serum gel tubes should be centrifuged within 2 hours of collection. 3. Red-top tubes should be centrifuged, and the serum aliquoted into a plastic vial within 2 hours of collection. Additional Information:Peak serum concentrations do not correlate with symptoms. | 0.25 mL | Lithium alters the intraneuronal metabolism of catecholamines by an unknown mechanism. It is used to suppress the manic phase of manic-depressive psychosis. Lithium is distributed throughout the total water spaces of the body and is excreted primarily by the kidney. Toxicity from lithium salts leads to ataxia, slurred speech, and confusion. Since the concentration of lithium in the serum varies with the time after the dose, blood for lithium determination should be drawn at a standard time, preferably 8 to 12 hours after the last dose (trough values). | Therapeutic: 0.5-1.2 mmol/L (trough concentration) Critical value: >1.6 mmol/L There is no relationship between peak concentration and degree of intoxication. | The therapeutic range for lithium has been established at 0.5 to 1.2 mmol/L. Within this range, most people will respond to the drug without symptoms of toxicity. However, response and side effects are individual. Lithium concentrations and side effects can increase with the loss of salt and water from the body, which can occur with a salt-free diet, excessive sweating, or an illness that causes vomiting and diarrhea. A variety of prescribed drugs, over-the-counter medications, and supplements can also increase, decrease, or interfere with the concentrations of lithium. | No significant cautionary statements | 1. Judd LL: The therapeutic use of psychotropic medications: lithium and other mood-normalizing medications.InHarrison's Principles of Internal Medicine. 12th edition. Edited by JD Wilson, E Braunwald, KJ Isselbacher, et al. New York, McGraw-Hill Book Company, 1991, pp 2141-2143 2. Gelenberg AJ, Kane JM, Kekller MB, et al: Comparison of standard and low serum levels of lithium for maintenance treatment of bipolar disorder. N Engl J Med 1989;321:1489-1493 3. Lithium Product Monograph, Physicians' Desk Reference (PDR). 61st edition. Montvale, NJ: Thomson PDR, 2007 | Colorimetric test. Lithium present in the sample reacts with a substituted porphyrin compound at an alkaline pH, resulting in a change in absorbance which is directly proportional to the concentration of lithium in the sample.(Package insert: Roche Lithium reagent, Roche Diagnostic Corp, Indianapolis, IN) | Same day/1 day | 1 week | This test has been cleared, approved, or is exempt by the US Food and Drug Administration and is used per manufacturer's instructions. Performance characteristics were verified by Mayo Clinic in a manner consistent with CLIA requirements. | 80178 | Lithium, S | 14334-7 | LITH | Lithium, S | 14334-7
LFABP | Liver Fatty Acid-Binding Protein (L-FABP) Immunostain, Technical Component Only | Classification of hepatic adenomas | Immunohistochemistry (IHC) | Yes | L-FABP IHC, Tech Only | For the initial technical component only immunohistochemical (IHC) stain performed, the appropriate bill-only test ID will be reflexed and charged (IHTOI). For each additional technical component only IHC stain performed, an additional bill-only test ID will be reflexed and charged (IHTOA). | Supplies:Immunostain Technical Only Envelope (T693) Specimen Type:Tissue Container/Tube:Immunostains Technical Only Envelope Preferred:2 Unstained positively charged glass slide (25- x 75- x 1-mm) per test ordered; sections 4-microns thick. Acceptable:Formalin-fixed, paraffin-embedded tissue block |  | Liver fatty acid-binding protein (L-FABP) is a cytoplasmic protein that binds free fatty acids and their coenzyme A derivative, bilirubin, and other hydrophobic ligands. It may have roles in lipid transport, uptake, and metabolism. L-FABP can be used with a panel of immunohistochemical markers (beta-catenin, glutamine synthetase, C-reactive protein, and amyloid A) to distinguish hepatic adenoma from focal nodular hyperplasia and non-neoplastic liver. L-FABP is downregulated in type 1 adenomas but is expressed in normal liver and other adenoma types. |  | This test does not include pathologist interpretation, only technical performance of the stain. If interpretation is required, order PATHC / Pathology Consultation for a full diagnostic evaluation or second opinion of the case. The positive and negative controls are verified as showing appropriate immunoreactivity. If a control tissue is not included on the slide, a scanned image of the relevant quality control tissue is available upon request; call 855-516-8404. Interpretation of this test should be performed in the context of the patient's clinical history and other diagnostic tests by a qualified pathologist. | Age of a cut paraffin section can affect immunoreactivity. Stability thresholds vary widely among published literature and are antigen dependent. Best practice is for paraffin sections to be cut within 6 weeks. | 1. van Aalten SM, Verheij J, Terkivatan T, et al. Validation of a liver adenoma classification system in a tertiary referral centre: implications for clinical practice. J Hepatol. 2011;55(1):120-125 2. Bioulac-Sage P, Cubel G, Balabaud C, et al. Revisiting the pathology of resected benign hepatocellular nodules using new immunohistochemical markers. Semin Liver Dis. 2011;31(1):91-103 3. Bioulac-Sage P, Rebouissou S, Thomas C, et al. Hepatocellular adenoma subype classification using molecular markers and immunohistochemistry. Hepatology. 2007;46(3):740-748 4. Magaki S, Hojat SA, Wei B, So A, Yong WH. An introduction to the performance of immunohistochemistry. Methods Mol Biol. 2019;1897:289-298. doi:10.1007/978-1-4939-8935-5_25 | Immunohistochemistry on sections of paraffin-embedded tissue.(Unpublished Mayo method) | 1 to 3 days | Until staining is complete. | This test has been cleared, approved, or is exempt by the US Food and Drug Administration and is used per manufacturer's instructions. Performance characteristics were verified by Mayo Clinic in a manner consistent with CLIA requirements. | 88342-TC, primary88341-TC, if additional IHC | L-FABP IHC, Tech Only | Order only;no result | 70742 | L-FABP IHC, Tech Only | Bill only; no result
LIVPR | Liver Profile, Serum | Screening for liver damage, especially if someone has a condition or is taking a drug that may affect the liver | BILIT: Photometric, Diazonium Salt BILID: Photometric, Diazotized Sulfanilic Acid AST: Photometric Rate, L-Aspartate with Pyridoxyl-5-Phosphate ALT: Photometric Rate, L-Alanine with Pyridoxal-5-Phosphate ALP: Photometric, p-Nitrophenol Phosphate ALB: Photometric, Bromcresol Green TP: Colorimetric, Biuret | Yes | Hepatic Function Panel, S | Serum | Supplies:Amber Frosted Tube, 5 mL(T915) Collection Container/Tube: Preferred:Serum gel Acceptable:Red top Submission Container/Tube:Amber vial Specimen Volume:0.6 mL Collection Instructions: 1. Serum gel tubes should be centrifuged within 2 hours of collection. 2. Red-top tubes should be centrifuged, and the serum aliquoted into an amber vial within 2 hours of collection. | 0.5 mL | The hepatic function panel may be used to help diagnose liver disease if a person has signs and symptoms that indicate possible liver dysfunction. If a person has a known condition or liver disease, testing may be performed at intervals to monitor the health of the liver and to evaluate the effectiveness of any treatments. Abnormal tests on a liver panel may prompt a repeat analysis of one or more tests, or of the whole panel, to see if the elevations or decreases persist and may indicate the need for additional testing to determine the cause of the liver dysfunction. | TOTAL BILIRUBIN 0-6 days: Refer to http://bilitool.org/ for information on age-specific (postnatal hour of life) serum bilirubin values. 7-14 days: 0.0-14.9 15 days to 17 years: 0.0 -1.0 >18 years: 0.0-1.2 DIRECT BILIRUBIN > or =12 months: 0.0-0.3 mg/dL Reference values have not been established for patients who are younger than 12 months of age. ASPARTATE AMINOTRANSFERASE Males 0-11 months: Not established 1-13 years: 8-60 U/L > or =14 years: 8-48 U/L Females 0-11 months: Not established 1-13 years: 8-50 U/L > or =14 years: 8-43 U/L ALANINE AMINOTRANSFERAASE Males > or =1 year: 7-55 U/L Reference values have not been established for patients who are younger than 12 months of age. Females > or =1 year: 7-45 U/L Reference values have not been established for patients who are younger than 12 months of age. ALKALINE PHOSPHATASE Males 4 years: 149-369 U/L 5 years: 179-416 U/L 6 years: 179-417 U/L 7 years: 172-405 U/L 8 years: 169-401 U/L 9 years: 175-411 U/L 10 years: 191-435 U/L 11 years: 185-507 U/L 12 years: 185-562 U/L 13 years: 182-587 U/L 14 years: 166-571 U/L 15 years: 138-511 U/L 16 years: 102-417 U/L 17 years: 69-311 U/L 18 years: 52-222 U/L > or =19 years: 45-115 U/L Females 4 years: 169-372 U/L 5 years: 162-355 U/L 6 years: 169-370 U/L 7 years: 183-402 U/L 8 years: 199-440 U/L 9 years: 212-468 U/L 10 years: 215-476 U/L 11 years: 178-526 U/L 12 years: 133-485 U/L 13 years: 120-449 U/L 14 years: 153-362 U/L 15 years: 75-274 U/L 16 years: 61-264 U/L 17-23 years: 52-144 U/L 24-45 years: 37-98 U/L 46-50 years: 39-100 U/L 51-55 years: 41-108 U/L 56-60 years: 46-118 U/L 61-65 years: 50-130 U/L > or =66 years: 55-142 U/L Reference values have not been established for patients who are younger than 4 years of age. ALBUMIN > or =12 months: 3.5-5.0 g/dL Reference values have not been established for patients who are younger than 12 months of age. TOTAL PROTEIN > or =1 year: 6.3-7.9 g/dL Reference values have not been established for patients who are younger than 12 months of age. | Hepatic function panel results are not diagnostic of a specific condition; they indicate that there may be a problem with the liver. In a person who does not have symptoms or identifiable risk factors, abnormal liver test results may indicate a temporary liver injury or reflect something that is happening elsewhere in the body, such as in the skeletal muscles, pancreas, or heart. It may also indicate early liver disease and the need for further testing and periodic monitoring. Results of liver panels are usually evaluated together. Several sets of results from tests performed over a few days or weeks are often assessed together to determine if a pattern is present. Each person will have a unique set of test results that will typically change over time. A healthcare practitioner evaluates the combination of liver test results to gain clues about the underlying condition. Often, additional testing is necessary to determine what is causing the liver damage or disease. | No significant cautionary statements | Kampfrath T. Liver Panel Test. Testing.com; Updated September 28, 2022. Accessed September 19, 2023. Available at https://www.testing.com/tests/liver-panel/ | Bilirubin, Total: Total bilirubin, in the presence of a suitable solubilizing agent, is coupled with 3,5-dichlorophenyl diazonium in a strongly acidic medium. The color intensity of the red azo dye formed is directly proportional to the total bilirubin and can be determined photometrically.(Package insert: Bilirubin Total Gen. 3, 07/2014. Roche Diagnostics, Indianapolis, IN) Bilirubin, Direct: Acidified sodium nitrite produces nitrous acid which reacts with sulfanilic acid (in acidic solution) to form a diazonium salt. The diazotized sulfanilic acid then reacts with bilirubin to form isomers of azobilirubin. In the direct bilirubin assay, only conjugated bilirubin is converted by the diazotized sulfanilic acid. The intensity of the color of azobilirubin is measured photometrically at 570 nm and is proportional to the direct (conjugated) bilirubin concentration.(Package insert: Roche Direct Bilirubin reagent; Indianapolis, IN, October 1999) Aspartate Aminotransferase (AST): AST is measured by a coupled enzyme kinetic method where the rate of decrease of NADH, determined at 340 nm, is directly proportional to the AST activity.(Package insert: Roche AST reagent, Indianapolis, IN, January 2000) Alanine Aminotransferase (ALT): ALT activity is determined by a kinetic method using a coupled enzyme reaction where the rate of NADH consumption is measured at 340 nm. The NADH decrease is directly proportional to the ALT activity.(Package insert: Roche ALT reagent, Indianapolis, IN, January 2000) Alkaline Phosphatase: In the presence of magnesium and zinc ions, p-nitrophenyl phosphate is cleaved by phosphatases into phosphate and p-nitrophenol. The p-nitrophenol released is directly proportional to the catalytic alkaline phosphatase activity. It is determined by measuring the increase in absorbance.(Package insert: Roche Alkaline Phosphatase reagent, Indianapolis, IN, February 2012) Albumin: The dye, bromcresol green (BCG), is added to serum in an acid buffer. The color intensity of the blue-green albumin-BCG complex is directly proportional to the albumin concentration and is determined photometrically.(Package insert: Roche Albumin reagent; Roche Diagnostic Corp., Indianapolis, IN, July 1999) Protein, Total: Divalent copper reacts in alkaline solution with protein peptide bonds to form the characteristic purple-colored biuret complex. Sodium potassium tartrate prevents the precipitation of copper hydroxide and potassium iodide prevents autoreduction of copper. The color intensity is directly proportional to the protein concentration which can be determined photometrically.(Package insert: Roche Protein reagent, Roche Diagnostic Corp., Indianapolis, IN 1999) | Same day/1 to 2 days | 1 week | This test has been cleared, approved, or is exempt by the US Food and Drug Administration and is used per manufacturer's instructions. Performance characteristics were verified by Mayo Clinic in a manner consistent with CLIA requirements. | 8224782248844508446084075820408415580076 (if appropriate if all analytes performed) | Hepatic Function Panel, S | 24325-3 | TP | Protein, Total, S | 2885-2
LKM | Liver/Kidney Microsome Type 1 Antibodies, Serum | Evaluation of patients with liver disease of unknown etiology Evaluation of patients with suspected autoimmune hepatitis | Enzyme-Linked Immunosorbent Assay (ELISA) | Yes | Liver/Kidney Microsome Type 1 Ab, S | For more information seeFirst-Line Screening for Autoimmune Liver Disease Algorithm. | Supplies:Sarstedt Aliquot Tube, 5 mL (T914) Collection Container/Tube: Preferred:Serum gel Acceptable:Red top Submission Container/Tube:Plastic vial Specimen Volume:0.5 mL Collection Instructions:Centrifuge and aliquot serum into a plastic vial. | 0.4 mL | Autoimmune hepatitis (AIH) is chronic liver disease that results from a loss of immune system tolerance and recognition of self-antigens.(1) AIH occurs in children and adults, with a significant female predominance. The clinical presentation of AIH varies significantly from asymptomatic liver dysfunction to acute liver failure. Evidence of liver dysfunction manifests as elevated aspartate aminotransferase, alanine aminotransferase, and gamma glutaryl transferase in the context of normal alkaline phosphatase. In addition, most individuals with AIH display increased concentrations of total IgG. AIH is associated with the production of diverse autoantibodies which also serves to subcategorize patients.(2) AIH type 1 is associated with F-actin reactive smooth muscle autoantibody (SMA), antinuclear autoantibody (ANA) (60% of patients), and autoantibody to SLA/LP (15% to 20% of patients), while AIH type 2 is associated with LKM-1 and LC-1 autoantibodies.(3) AIH type I occurs in children and adults and usually has a relatively mild course that is responsive to steroids and azathioprine. In contrast, AIH type 2 occurs predominantly in children, with a more moderate/severe disease course. Most of the autoantibodies associated with AIH were originally detected and characterized by indirect immunofluorescence (IIF).(4) Anti-LKM-1 antibodies can be detected by IIF using rodent stomach/liver/kidney composite tissue; anti-LKM-1 antibodies display staining of the proximal tubules in the kidney and cytoplasmic staining of the hepatocytes, with no reactivity on the stomach tissue. The major target for anti-LKM-1 antibodies is the cytochrome P450 2D6 (CYP2D6).(5) Following the identification of this autoantibody target, a number of solid-phase immunoassays have been developed for the evaluation of anti-LKM-1 antibodies. Although not diagnostic in isolation, the presence of certain autoantibodies has been reported to be important in establishing the diagnosis of AIH. Published diagnostic criteria for AIH which include testing for autoantibodies (ANA, SMA, anti-LKM-1, and anti-SLA), determination of serum immunoglobulin, histopathology, evaluation for viral hepatitis, and other indices have been developed based on scoring systems.(6-8). These diagnostic scoring systems are useful in AIH research studies and may not substitute appropriate clinical assessment in routine patient evaluation. | < or =20.0 Units (Negative) 20.1-24.9 Units (Equivocal) > or =25.0 Units (Positive) Reference values apply to all ages. | Seropositivity foranti-liver/kidney microsomal antibodies type 1antibodies is consistent with a diagnosis ofautoimmune hepatitistype 2, in patients with compatible clinical symptoms and histopathology. | Serologic tests for autoantibodies, includinganti-liver/kidney microsomal antibodies type 1 (anti-LKM-1), should not be relied upon exclusively to determine the etiology or prognosis of patients with liver disease. Anti-LKM-1 antibodies are not the only serological marker for autoimmune hepatitis (AIH) and should be evaluated in the context of other AIH-associated autoantibodies, includingantinuclear antibodies and smooth muscle antibodies. Anti-LKM-1 antibodies may occur in some patients with chronic hepatitis caused by hepatitis C virus (HCV) infection. Although the epitopes recognized by anti-LKM-1 antibodies in HCV infection are different than in patients with AIH type 2, physicians must use caution in interpreting the results of tests for anti-LKM-1 antibodies in such patients. | 1. Mieli-Vergani G, Vergani D, Czaja AJ, et al.Autoimmune hepatitis. Primer. 2018;4:18017. doi:10.1038/nrdp.2018.17 2. Beretta-Piccoli BT, Mieli-Vergani G, Vergani D.Serology in autoimmune hepatitis: A clinical-practice approach. Eur J Intern Med. 2018;48:35-43. doi:10.1016/j.ejim.2017.10.006 3. Toh BH. Diagnostic autoantibodies for autoimmune liver diseases. Clin Transl Immunology. 2017;6(5):e139. doi:10.1038/cti.2017.14 4. Liberal R, Mieli-Vergani G, Vergani D. Clinical significance of autoantibodies in autoimmune hepatitis. J Autoimmun. 2013;46:17-24. doi:10.1016/j.jaut.2013.08.001 5. Manns MP, Johnson EF, Griffin KJ, Tan EM, Sullivan KF. Major antigen of liver kidney microsomal autoantibodies in idiopathic autoimmune hepatitis is cytochrome P450db1. J Clin Invest. 1989;83(3):1066-1072. doi:10.1172/JCI1139496 6. Hennes EM, Zeniya M, Czaja AJ, et.Al. Simplified criteria for the diagnosis of autoimmune hepatitis. Hepatology. 2008;48(1):169-76. doi:10.1002/hep.22322 7. Ducazu O, Degroote H, Geerts A, et al. Diagnostic and prognostic scoring systems for autoimmune hepatitis: a review. Acta Gastroenterol Belg. 2021;84(3):487-495. doi:10.51821/84.3.014. 8. Harrington C, Krishnan S, Mack CL, Cravedi P, Assis DN, Levitsky J. Noninvasive biomarkers for the diagnosis and management of autoimmune hepatitis. Hepatology. 2022;76(6):1862-1879. doi:10.1002/hep.32591 | Purified full-length recombinant human cytochrome P450 2D6 antigen is bound to the wells of a polystyrene microwell plate under conditions that will preserve the antigen in its native state. Pre-diluted controls and diluted patient sera are added to separate wells, allowing any liver/kidney microsomal antibodies type 1 present to bind to the immobilized antigen. Unbound sample is washed away, and an enzyme labeled anti-human IgG antibody (conjugate) is added to each well. A second incubation allows the enzyme labeled anti-human IgG antibody to bind any patient antibodies, which have become attached to the microwells. After washing away any unbound enzyme labeled anti-human IgG antibody, the remaining enzyme activity is measured by adding a chromogenic substrate and measuring the intensity of the color that develops. The assay is evaluated by spectrophotometrically measuring and comparing the color intensity that develops in the patient wells with the color in the calibrator wells.(Package insert: INOVA Diagnostics, Inc.; Revision 13; 10/2018) | 2 to 4 days | 14 days | This test has been cleared, approved, or is exempt by the US Food and Drug Administration and is used per manufacturer's instructions. Performance characteristics were verified by Mayo Clinic in a manner consistent with CLIA requirements. | 86376 | Liver/Kidney Microsome Type 1 Ab, S | 32220-6 | LKM | Liver/Kidney Microsome Type 1 Ab, S | 32220-6
LOB | Lobster, IgE, Serum | Establishing a diagnosis of an allergy to lobster Defining the allergen responsible for eliciting signs and symptoms Identifying allergens: -Responsible for allergic response and/or anaphylactic episode -To confirm sensitization prior to beginning immunotherapy -To investigate the specificity of allergic reactions to insect venom allergens, drugs, or chemical allergens | Fluorescence Enzyme Immunoassay (FEIA) | Yes | Lobster, IgE | Serum | Collection Container/Tube: Preferred:Serum gel Acceptable:Red top Submission Container/Tube:Plastic vial Specimen Volume:0.5 mL for every 5 allergens requested Collection Instructions:Centrifuge and aliquot serum into a plastic vial. | For 1 allergen: 0.3 mL For more than 1 allergen: (0.05 mL x number of allergens) + 0.25 mL deadspace | Clinical manifestations of immediate hypersensitivity (allergic) diseases are caused by the release of proinflammatory mediators (histamine, leukotrienes, and prostaglandins) from IgE-sensitized effector cells (mast cells and basophils) when cell-bound IgE antibodies interact with an allergen. In vitro serum testing for IgE antibodies provides an indication of the immune response to allergens that may be associated with allergic disease. The allergens chosen for testing often depend upon the age of the patient, history of allergen exposure, season of the year, and clinical manifestations. In individuals predisposed to develop allergic disease, the sequence of sensitization and clinical manifestations proceed as follows: eczema and respiratory disease (rhinitis and bronchospasm) in infants and children less than 5 years due to food sensitivity (milk, egg, soy, and wheat proteins) followed by respiratory disease (rhinitis and asthma) in older children and adults due to sensitivity to inhalant allergens (dust mite, mold, and pollen inhalants). | Class,IgE kU/L,Interpretation, 0,<0.10,Negative, 0/1,0.10-0.34,Borderline/equivocal, 1,0.35-0.69,Equivocal, 2,0.70-3.49,Positive, 3,3.50-17.4,Positive, 4,17.5-49.9,Strongly positive, 5,50.0-99.9,Strongly positive, 6,> or =100,Strongly positive, | Detection of IgE antibodies in serum (class 1 or greater) indicates an increased likelihood of allergic disease as opposed to other etiologies and defines the allergens that may be responsible for eliciting signs and symptoms. The level of IgE antibodies in serum varies directly with the concentration of IgE antibodies expressed as a class score or kU/L. | Testing for IgE antibodies is not useful in patients previously treated with immunotherapy to determine if residual clinical sensitivity exists or in patients in whom the medical management does not depend upon identification of allergen specificity. Some individuals with clinically insignificant sensitivity to allergens may have measurable levels of IgE antibodies in serum, and test results must be interpreted in the clinical context. False-positive results for IgE antibodies may occur in patients with markedly elevated serum IgE (>2500 kU/L) due to nonspecific binding to allergen solid phases. | Homburger HA, Hamilton RG: Allergic diseases. In: McPherson RA, Pincus MR, eds. Henry's Clinical Diagnosis and Management by Laboratory Methods. 23rd ed. Elsevier; 2017:1057-1070 | Specific IgE from the patient's serum reacts with the allergen of interest, which is covalently coupled to an ImmunoCAP. After washing away nonspecific IgE, enzyme-labeled anti-IgE antibody is added to form a complex. After incubation, unbound anti-IgE is washed away, and the bound complex incubated with a developing agent. After stopping the reaction, the fluorescence of the eluate is measured. Fluorescence is proportional to the amount of specific IgE present in the patient's sample (ie, the higher the fluorescence value, the more IgE antibody is present).(Package insert: ImmunoCAP System Specific IgE FEIA. Phadia; Rev 06/2020) | Same day/1 to 3 days | 14 days | This test has been cleared, approved, or is exempt by the US Food and Drug Administration and is used per manufacturer's instructions. Performance characteristics were verified by Mayo Clinic in a manner consistent with CLIA requirements. | 86003 | Lobster, IgE | 6165-5 | LOB | Lobster, IgE | 6165-5
LQTSG | Long QT Syndrome Gene Panel, Varies | Providing a genetic evaluation for patients with a personal or family history suggestive of long QT syndrome (LQTS) Establishing a diagnosis of LQTS | Sequence Capture and Targeted Next-Generation Sequencing followed by Polymerase Chain Reaction (PCR) and Sanger Sequencing. | Yes | Long QT Syndrome Gene Panel | Varies | Patient Preparation:A previous bone marrow transplant from an allogenic donor will interfere with testing. Call 800-533-1710 for instructions for testing patients who have received a bone marrow transplant. Specimen Type:Whole blood Container/Tube: Preferred:Lavender top (EDTA) or yellow top (ACD) Acceptable:Any anticoagulant Specimen Volume:3 mL Collection Instructions: 1. Invert several times to mix blood 2. Send whole blood specimen in original tube.Do not aliquot. Specimen Stability Information:Ambient (preferred)/Refrigerated | 1 mL | Long QT syndrome (LQTS) is a genetic cardiac arrhythmia condition characterized by QT prolongation and T-wave abnormalities on an electrocardiogram (ECG). LQTS may result in or present with recurrent syncope, ventricular arrhythmia (commonly torsade de pointes), sudden cardiac arrest, and sudden cardiac death. Some subtypes of LQTS are also referred to as Romano-Ward syndrome (RWS).(1) LQTS has a prevalence of approximately 1:2000 and is caused by loss-of-function, disease-causing variants in genes that encode cardiac ion channels or associated proteins. It is estimated that up to 75% of individuals meeting clinical diagnostic criteria for LQTS are found to harbor a disease-causing variant in one of three genes:KCNQ1,KCNH2, andSCN5A.(2) Disease-causing variants in additional genes contribute to a minority of LQTS cases.(2) In most cases, LQTS follows an autosomal dominant pattern of inheritance. Jervell and Lange-Nielsen syndrome (JLNS) is a rare condition characterized by prolonged QT interval and congenital profound bilateral sensorineural hearing loss. JLNS follows an autosomal recessive inheritance pattern and is caused by homozygous or compound heterozygous disease-causing variants in eitherKCNQ1orKCNE1.(1) Andersen-Tawil syndrome is a rare condition characterized by prolonged QT interval, ventricular arrhythmias, episodic muscle weakness, and congenital anomalies that may include facial dysmorphology, clinodactyly, hand/foot syndactyly, short stature, and scoliosis. Andersen-Tawil syndrome follows an autosomal dominant inheritance pattern and is caused by disease-causing variants in theKCNJ2gene.(3) Timothy syndrome is a rare, systemic condition involving prolonged QT interval in association with seizures, neurodevelopmental delays, recurrent infections, and congenital anomalies that may include hand/foot syndactyly, structural heart defects, and facial dysmorphology. Timothy syndrome follows an autosomal dominant patten of inheritance and is caused by disease-causing variants in theCACNA1Cgene.(4) Genetic testing in LQTS is recommended and supported by multiple consensus statements to confirm the clinical diagnosis, assist with risk stratification, guide management, and identify at-risk family members. Even individuals with a normal QT interval may still be at risk for a cardiac event and sudden cardiac death and, thus, ECG analysis alone is insufficient to rule out the diagnosis and genetic testing is necessary to confirm the presence or absence of disease in at-risk family members.(1-4) | An interpretive report will be provided. | All detected variants are evaluated according to American College of Medical Genetics and Genomics recommendations.(5) Variants are classified based on known, predicted, or possible pathogenicity and reported with interpretive comments detailing their potential or known significance. | Clinical Correlations: Test results should be interpreted in the context of clinical findings, family history, and other laboratory data. Misinterpretation of results may occur if the information provided is inaccurate or incomplete. If testing was performed because of a clinically significant family history, it is often useful to first test an affected family member. Detection of a reportable variant in an affected family member would allow for more informative testing of at-risk individuals. To discuss the availability of additional testing options or for assistance in the interpretation of these results, contact the Mayo Clinic Laboratories genetic counselors at 800-533-1710. Technical Limitations: Next-generation sequencing may not detect all types of genomic variants. In rare cases, false-negative or false-positive results may occur. The depth of coverage may be variable for some target regions; assay performance below the minimum acceptable criteria or for failed regions will be noted. Given these limitations, negative results do not rule out the diagnosis of a genetic disorder. If a specific clinical disorder is suspected, evaluation by alternative methods can be considered. There may be regions of genes that cannot be effectively evaluated by sequencing or deletion and duplication analysis as a result of technical limitations of the assay, including regions of homology, high guanine-cytosine (GC) content, and repetitive sequences. Confirmation of select reportable variants will be performed by alternate methodologies based on internal laboratory criteria. This test is validated to detect 95% of deletions up to 75 base pairs (bp) and insertions up to 47 bp. Deletions-insertions (delins) of 40 or more bp, including mobile element insertions, may be less reliably detected than smaller delins. Deletion/Duplication Analysis: This analysis targets single and multi-exon deletions/duplications; however, in some instances single exon resolution cannot be achieved due to isolated reduction in sequence coverage or inherent genomic complexity. Balanced structural rearrangements (such as translocations and inversions) may not be detected. This test is not designed to detect low levels of mosaicism or to differentiate between somatic and germline variants. If there is a possibility that any detected variant is somatic, additional testing may be necessary to clarify the significance of results. Genes may be added or removed based on updated clinical relevance.Refer to theTargeted Genes and Methodology Details for Long QT Syndrome Gene Panelfor the most up to date list of genes included in this test.For detailed information regarding gene specific performance and technical limitations, see Method Description or contact a laboratory genetic counselor. If the patient has had an allogeneic hematopoietic stem cell transplant or a recent blood transfusion, results may be inaccurate due to the presence of donor DNA. Call Mayo Clinic Laboratories for instructions for testing patients who have received a bone marrow transplant. Reclassification of Variants: At this time, it is not standard practice for the laboratory to systematically review previously classified variants on a regular basis. The laboratory encourages healthcare providers to contact the laboratory at any time to learn how the classification of a particular variant may have changed over time. Variant Evaluation: Evaluation and categorization of variants is performed using published American College of Medical Genetics and Genomics and the Association for Molecular Pathology recommendations as a guideline.(5) Other gene-specific guidelines may also be considered. Variants are classified based on known, predicted, or possible pathogenicity and reported with interpretive comments detailing their potential or known significance. Variants classified as benign or likely benign are not reported. Multiple in silico evaluation tools may be used to assist in the interpretation of these results. The accuracy of predictions made by in silico evaluation tools is highly dependent upon the data available for a given gene, and periodic updates to these tools may cause predictions to change over time. Results from in silico evaluation tools should be interpreted with caution and professional clinical judgment. Rarely, incidental or secondary findings may implicate another predisposition or presence of active disease. Incidental findings may include, but are not limited to, results related to the sex chromosomes. These findings will be carefully reviewed to determine whether they will be reported. | 1. Alders M, Bikker H, Christiaans I: Long QT syndrome. In: Adam MP, Ardinger HH, Pagon RA, et al, eds. GeneReviews [Internet]. University of Washington, Seattle; 2003 . Updated February 8, 2018. Accessed July 27, 2022. Available at www.ncbi.nlm.nih.gov/books/NBK1129/ 2. Giudicessi JR, Ackerman MJ: Genetic testing in heritable cardiac arrhythmia syndromes: differentiating pathogenic mutations from background genetic noise. Curr Opin Cardiol. 2013 Jan;28(1):63-71. doi:10.1097/HCO.0b013e32835b0a41 3. Veerapandiyan A, Statland JM, Tawil R: Andersen-Tawil syndrome. In: Adam MP, Ardinger HH, Pagon RA, et al, eds. GeneReviews [Internet]. University of Washington, Seattle; 2004. Updated June 7, 2018. Accessed July 27, 2022. Available at www.ncbi.nlm.nih.gov/books/NBK1264/ 4. Napolitano C, Timothy KW, Bloise R, Priori SG: CACNA1C-related disorders. In: Adam MP, Ardinger HH, Pagon RA, et al, eds. GeneReviews [Internet]. University of Washington, Seattle; 2006. Updated February 11, 2021. Accessed July 27, 2022. Available atwww.ncbi.nlm.nih.gov/books/NBK1403/ 5. Richards S, Aziz N, Bale S, et al: Standards and guidelines for the interpretation of sequence variants: a joint consensus recommendation of the American College of Medical Genetics and Genomics and the Association for Molecular Pathology. Genet Med. 2015 May;17(5):405-424 | Next-generation sequencing (NGS) and/or Sanger sequencing is performed to test for the presence of variants in coding regions and intron/exon boundaries of the genes analyzed, as well as some other regions that have known disease-causing variants. The human genome reference GRCh37/hg19 build was used for sequence read alignment. At least 99% of the bases are covered at a read depth over 30X. Sensitivity is estimated at above 99% for single nucleotide variants, above 94% for deletion-insertions (delins) less than 40 base pairs (bp), above 95% for deletions up to 75 bp and insertions up to 47 bp. NGS and/or a polymerase chain reaction-based quantitative method is performed to test for the presence of deletions and duplications in the genes analyzed. There may be regions of genes that cannot be effectively evaluated by sequencing or deletion and duplication analysis as a result of technical limitations of the assay, including regions of homology, high guanine-cytosine content, and repetitive sequences. SeeTargeted Genes and Methodology Details for Long QT Syndrome Gene Panelfor details regarding the targeted genes analyzed for each test and specific gene regions not routinely covered.(Unpublished Mayo method) Confirmation of select reportable variants may be performed by alternate methodologies based on internal laboratory criteria. Genes analyzed:CACNA1C, CALM1, CALM2, CALM3, KCNE1, KCNH2, KCNJ2, KCNQ1, SCN5A,andTRDN | 28 to 42 days | Whole blood: 2 weeks (if available); Extracted DNA: 3 months | This test was developed and its performance characteristics determined by Mayo Clinic in a manner consistent with CLIA requirements. It has not been cleared or approved by the US Food and Drug Administration. | 8140381406 x2814078147981479 (if appropriate for government payers) | Long QT Syndrome Gene Panel | 55146-5 | 617364 | Released By | 18771-6
LORAZ | Lorazepam (Ativan), Serum |  | Liquid Chromatography/Tandem Mass Spectrometry (LC/MS/MS) | Yes | Lorazepam (Ativan) | Varies | Submit only 1 of the following specimens: Plasma: Specimen Type: Plasma Collection Container/Tube: Green top Submission Container/Tube:Plastic vial Specimen Volume: 2 mL Collection Instructions: Draw blood in a green-top sodium heparin tube(s),plasma gel tube is not acceptable.Centrifuge and send 2 mL of plasma refrigerated in a plastic vial. Serum: Specimen Type: Serum Collection Container/Tube: Red top Submission Container/Tube:Plastic vial Specimen Volume: 2 mL Collection Instructions: Draw blood in a plain, red-top tube(s),serum gel tube is not acceptable.Centrifuge and send 2 mL of serum refrigerated in a plastic vial. | 0.6 mL |  | ReferenceRange: 50.0 - 240.0 ng/mL |  |  |  |  | 5 to 13 days |  |  | 80346G0480 (if appropriate) | Lorazepam (Ativan) | 59703-9 | Z1123 | Lorazepam (Ativan) | 59703-9
NRHDL | Low-Density Lipoprotein (LDL) a-High Density Cholesterol, Serum |  | Only orderable as part of a profile. For more information see LDLD / Low-Density Lipoprotein (LDL) Cholesterol (Beta-Quantification), Serum. | Yes | LDL a-High Density Cholesterol | Serum | Only orderable as part of a profile. For more information see LDLD / Low-Density Lipoprotein (LDL) Cholesterol (Beta-Quantification), Serum. |  |  | Only orderable as part of a profile. For more information see LDLD / Low-Density Lipoprotein (LDL) Cholesterol (Beta-Quantification), Serum.
LDLD | Low-Density Lipoprotein (LDL) Cholesterol, Beta-Quantification, Serum | Evaluation of cardiovascular risk Verification of estimated low-density lipoprotein cholesterol (LDL-C) in patients with hypertriglyceridemia or extremely low LDL-C Diagnosis of familial hypobetalipoproteinemia and abetalipoproteinemia | Ultracentrifugation/Selective Precipitation/Enzymatic Colorimetric | Yes | LDL Cholesterol (Beta-Quant), S | Serum | Collection Container/Tube: Preferred:Serum gel Acceptable:Red top Submission Container/Tube: Plastic vial Specimen Volume:3 mL Collection Instructions:Centrifuge and aliquot serum into plastic vial. Send refrigerated. | 2 mL | Low-density lipoprotein cholesterol (LDL-C) is acknowledged as being causally related with atherosclerotic cardiovascular disease. LDL-C remains the primary focus for cardiovascular risk assessment and effectiveness of risk reduction interventions including diet, physical activity, and pharmacologic therapies. Low-density lipoproteins are a heterogeneous population of lipid particles classically defined as having a density of 1.006 to 1.063 kg/L obtained by preparative ultracentrifugation. The gold standard beta-quantification (beta-quant or BQ) method combines ultracentrifugation with precipitation and yields a direct quantitative measurement of LDL-C, intermediate-density lipoprotein cholesterol, and lipoprotein(a) cholesterol. Extremely low concentrations of LDL-C are associated with abetalipoproteinemia and hypobetalipoproteinemia. In both cases, individuals will have very low total cholesterol and diminished or absent LDL-C, apolipoprotein B, and very low-density lipoprotein cholesterol. Patients mayexhibit clinical signs and symptoms of polyneuropathy, intestinal fat malabsorption,hepatosteatosis, and fat-soluble vitamin deficiencies. | The National Lipid Association and the National Cholesterol Education Program (NCEP) have set the following guidelines for LDL-C in adults (ages 18 years and up): Desirable: <100 mg/dL Above desirable: 100-129 mg/dL Borderline high: 130-159 mg/dL High: 160-189 mg/dL Very high: > or =190 mg/dL The Expert Panel on Integrated Guidelines for Cardiovascular Health and Risk Reduction in Children and Adolescents has set the following guidelines for LDL-C in children and adolescents (ages 2-17 years): Acceptable: <110 mg/dL Borderline high: 110-129 mg/dL High: > or =130 mg/dL | Mayo Clinic has adopted the National Lipid Association classifications, which are included as reference values on Mayo Clinic and Mayo Clinic Laboratories reports (see Reference Values). Lipids are most commonly measured to assess cardiovascular risk. Maintaining desirable concentrations of lipids lowers the risk of heart attacks or strokes. Establishing appropriate treatment strategies and lipid goals requires consideration oflow-density lipoprotein cholesterol (LDL-C) in context with other risk factors including age, sex, smoking status, family and personal history of heart disease. All guidelines recommend aggressive lipid lowering for patients with LDL cholesterol above 190 mg/dL. Values below 20 mg/dL in untreated patients may be consistent with hypobetalipoproteinemia. Complications due to fat malabsorption may be present in affected individuals. Undetectable LDL-C is highly suggestive of abetalipoproteinemia. Related polyneuropathy may exist in affected individuals. | Result can be falsely decreased in patients with elevated levels of N-acetyl-p-benzoquinone imine (NAPQI)-a metabolite of acetaminophen), N-acetylcysteine (NAC), and metamizole. | 1. Expert Panel on Detection, Evaluation, and Treatment of High Blood Cholesterol in Adults. Executive Summary of the Third Report of the National Cholesterol Education Program (NCEP) Expert Panel on Detection, Evaluation, and Treatment of High Blood Cholesterol in Adults (Adult Treatment Panel III). JAMA. 2001;285(19):2486-2497 2. Jacobson TA, Ito MK, Maki KC, et al. National Lipid Association recommendations for patient-centered management of dyslipidemia: part 1 - executive summary. J Clin Lipidol. 2014;8(5):473-488 3. Expert panel on integrated guidelines for cardiovascular health and risk reduction in children and adolescents:summary report. Pediatrics. 2011;128(Suppl 5):S213-S256 4. Grundy SM, Stone NJ, Bailey AL, et al: 2018 AHA/ACC/AACVPR/AAPA/ABC/ACPM/ADA/AGS/APhA/ASPC/NLA/PCNA Guideline on the Management of Blood Cholesterol: Executive Summary: A Report of the American College of Cardiology/American Heart Association Task Force on Clinical Practice Guidelines. Circulation. 2019;139(25):e1046-e1081. doi:10.1161/CIR.0000000000000624 | Serum is combined with dextran sulfate and magnesium, ions precipitate the low-density lipoprotein and very low-density lipoprotein fractions, leaving the high-density lipoprotein (HDL) fraction in solution. The HDL cholesterol is then determined using an enzymatic cholesterol assay.(Package insert: HDL Cholesterol Precipitating Reagent Set [Dextran Sulfate]; Pointe Scientific, Inc; 12/2009) Cholesterol esters are cleaved by the action of cholesterol esterase to yield free cholesterol and fatty acids. Cholesterol oxidase then catalyzes the oxidation of cholesterol to cholest-4-en-3-one and hydrogen peroxide. In the presence of peroxidase, the hydrogen peroxide formed effects the oxidative coupling of phenol and 4-aminophenazone to form a red quinone-imine dye. The color intensity of the dye formed is directly proportional to the cholesterol concentration. It is determined by measuring the increase in absorbance.(Package insert: Cholesterol Gen2 Reagent. Roche Diagnostics; V 16.0, 10/2023) | 2 to 4 days | 7 days | This test has been modified from the manufacturer's instructions. Its performance characteristics were determined by Mayo Clinic in a manner consistent with CLIA requirements. This test has not been cleared or approved by the US Food and Drug Administration. | 83701 | LDL Cholesterol (Beta-Quant), S | 18261-8 | LDLC | LDL Chol (Beta-Quantification), S | 18261-8
FUSF | Low-Grade Fibromyxoid Sarcoma (LGFMS), 16p11.2 (FUS or TLS) Rearrangement, FISH, Tissue | Supporting the diagnosis of low-grade fibromyxoid sarcoma when used in conjunction with an anatomic pathology consultation | Fluorescence In Situ Hybridization (FISH) | Yes | FUS (16p11.2), FISH, Ts | This test does not include a pathology consult. If a pathology consultation is requested, PATHC / Pathology Consultation should be ordered, and the appropriate fluorescence in situ hybridization (FISH) test will be performed at an additional charge. | Submit only 1 of the following specimens: Specimen Type:Tissue Preferred:Tissue block Collection Instructions:Submit a formalin-fixed, paraffin-embedded (FFPE) tumor tissue block. Blocks prepared with alternative fixation methods may be acceptable; provide fixation method used. Acceptable:Slides Collection Instructions:Four consecutive, unstained, 5 micron-thick sections placed on positively charged slides, and 1 hematoxylin and eosin-stained slide. | Two consecutive, unstained, 5 micron-thick sections placed on positively charged slides, and 1 hematoxylin and eosin-stained slide. | Low-grade fibromyxoid sarcoma (LGFMS) is a rare malignant soft tissue tumor characterized by a bland fibroblastic spindle cell proliferation arranged in alternating fibrous and myxoid areas, with or without giant collagen rosettes. These tumors are characterized by the chromosome translocation t(7;16)(q33-34;p11), which results in the fusion ofFUS(also calledTLS) on chromosome 16 toCREB3L2(also calledBBF2H7) on chromosome 7. Greater than 70% of LGFMS are cytogenetically characterized by this translocation. In rare cases, a variant t(11;16)(p11;p11) has been described in whichFUSis fused toCREB3L1(OASIS), a gene structurally related toCREB3L2. Testing ofFUSlocus rearrangement should be concomitant with histologic evaluation, and positive results may support the diagnosis of LGFMS. | An interpretative report will be provided. | A neoplastic clone is detected when the percent of cells with an abnormality exceeds the normal cutoff for theFUSprobe set. A positive result is consistent with the diagnosis of low-grade fibromyxoid sarcoma (LGFMS). A negative result suggests that aFUSgene rearrangement is not present, but does not exclude the diagnosis of LGFMS. | This test is not approved by the US Food and Drug Administrationand it is best used as an adjunct to existing clinical and pathologic information. Fixatives other than formalin (eg, Prefer, Bouin) may not be successful for FISH assays, however nonformalin-fixed samples will not be rejected. Paraffin-embedded tissues that have been decalcified are generally unsuccessful for FISH analysis. The pathologist reviewing the hematoxylin and eosin-stained slide may find it necessary to cancel testing. | 1. Fletcher CDM, Unni K, Mertens F: World Health Organization Classification of Tumours. Pathology and Genetics of Tumours of Soft Tissue and Bone. IARC: Lyon 2002, pp 104-105 2. Downs-Kelly E, Goldblum JR, Patel RM, et al: The utility of fluorescence in situ hybridization (FISH) in the diagnosis of myxoid soft tissue neoplasms. Am J Surg Pathol 2008;32:8-13 3. Mertens F, Fletcher CD, Antonescu CR, et al: Clinicopathologic and molecular genetic characterization of low-grade fibromyxoid sarcoma, and cloning of a novelFUS/CREB3L1fusion gene. Lab Invest 2005;85:408-415 4. Vernon SE, Bejarano PA: Low-grade fibromyxoid sarcoma: a brief review. Arch Pathol Lab Med 2006;130:1358-1360 5. Storlazzi CT, Mertens F, et al:Fusion of the FUS and BBF2H7 genes in low grade fibromyxoid sarcoma.Hum Mol Genet. 2003 Sep15;12(18):2349-58. Epub 2003 Jul 22 | This test is performed using a commercially availableFUSdual-color break-apart strategy probe (BAP). Formalin-fixed paraffin-embedded tissues are cut at 5 microns and mounted on positively charged glass slides. The selection of tissue and the identification of target areas on the hematoxylin and eosin (H and E)-stained slide is performed by a pathologist. Using the H and E-stained slide as a reference, target areas are etched with a diamond-tipped etcher on the back of the unstained slide to be assayed. The probe set is hybridized to the appropriate target areas and 2 technologists each analyze 50 interphase nuclei (100 total) with the results expressed as the percent of abnormal nuclei.(Unpublished Mayo method) | 7 to 10 days | Slides and H&E used for analysis are retained by the laboratory in accordance to CAP and NYS requirements. Client provided paraffin blocks and extra unstained slides (if provided) will be returned after testing is complete. | This test was developed using an analyte specific reagent. Its performance characteristics were determined by Mayo Clinic in a manner consistent with CLIA requirements. This test has not been cleared or approved by the US Food and Drug Administration. | 88271x2, 88291-DNA probe, each (first probe set), Interpretation and report88271x2-DNA probe, each; each additional probe set (if appropriate)88271x1-DNA probe, each; coverage for sets containing 3 probes (if appropriate)88271x2-DNA probe, each; coverage for sets containing 4 probes (if appropriate)88271x3-DNA probe, each; coverage for sets containing 5 probes (if appropriate)88274 w/modifier 52-Interphase in situ hybridization, <25 cells, each probe set (if appropriate)88274-Interphase in situ hybridization, 25 to 99 cells, each probe set (if appropriate) | FUS (16p11.2), FISH, Ts | 101383-8 | 53822 | Disclaimer | 62364-5
LOX | Loxapine (Loxitane) and 8-Hydroxyloxapine |  | Liquid Chromatography/Tandem Mass Spectrometry (LC/MS/MS) | Yes | Loxapine (Loxitane) | Varies | Submit only 1 of the following specimens: Plasma Draw blood in a green-top tube(s),plasma gel tube is not acceptable.Spin down and send 2 mL sodium heparin plasmarefrigerated in a plastic vial. Serum Draw blood in a plain red-top tube(s),serum gel tube is notacceptable.Spin down and send 2 mL of serumrefrigerated in a plastic vial. | 0.3 mL |  | Loxapine: ReferenceRange: 5.0 - 30.0 ng/mL 8-Hydroxy-Loxapine: ReferenceRange: 20.0 - 100.0 ng/mL |  |  |  |  | 3 to 7 days | 2 weeks |  | 80342 | Loxapine (Loxitane) | 17090-2 | Z1047 | 8-Hydroxy-Loxapine | 9696-6
FLSDA | LSD Trace Analysis, Urine |  | High Performance Liquid Chromatography/Tandem Mass Spectrometry (LC-MS/MS) | Yes | LSD Trace Analysis, Urine | Urine | ***Must submit one specimen per order. Specimens cannot be shared between multiple orders.*** Specimen Type:Urine Container/Tube:Plastic preservative-free urine container Specimen Volume:1 mL Collection Instructions: Collect 1 mL random urine without preservative. Send specimen refrigerated in a plastic, preservative-free urine container. | 0.5 mL |  | Reporting limit determined each analysis. None Detected ng/mL |  |  |  |  | 8 to 10 days |  | This test was developed and its performance characteristics determined by NMS Labs. It has not been cleared or approved by the U.S. Food and Drug Administration. | 80323 | LSD Trace Analysis, Urine | 5679-6 | Z5916 | LSD | 5679-6
LCAF | Lung Cancer, ALK (2p23) Rearrangement, FISH, Tissue | Identifying patients withnon-small cell lungcarcinomawho may benefit from treatment with directed tyrosine kinase inhibitors | Fluorescence In Situ Hybridization (FISH) | Yes | ALK (2p23), Lung Cancer, FISH, Ts | This test includes a charge for the probe application, analysis, and professional interpretation of results for one probe set (2 individual fluorescence in situ hybridization probes). No analysis charges will be incurred if an insufficient number of representative cells are available for analysis. | Submit only 1 of the following specimens: Preferred Specimen Type:Tissue block Collection Instructions:Submit a formalin-fixed, paraffin-embedded tumor tissue block. Blocks prepared with alternative fixation methodswill be attempted but are less favorable for successful results by FISH testing; provide fixation method used. Additional Information: 1. Paraffin-embedded specimens can be from any anatomic location (skin, soft tissue, lymph node, etc). 2. Bone specimens that have been decalcified will be attempted for testing, but the success rate is approximately 50%. Acceptable Specimen Type:Tissue slides Slides: 1 Hematoxylin and eosin stained and 4 unstained Collection Instructions: Submit 4 consecutive unstained, positively charged, unbaked slides with 5 micron-thick sections of the tumor tissue and 1 slide stained with hematoxylin and eosin. | Slides: 1 Hematoxylin and eosin stained and 2 unstained | Rearrangements of theanaplastic lymphoma kinase (ALK) gene are found in approximately 3% to 5% of non-small cell lung carcinomas with the majority in adenocarcinoma and younger female patients who were light or nonsmokers. Clinical studies have shown that lung cancers harboringALKrearrangements are resistant to epidermal growth factor receptor tyrosine kinase inhibitors, but may be highly sensitive to directed tyrosine kinase inhibitors. | An interpretative report will be provided. | ALKwill be clinically interpreted as positive or negative. Interpretive criteria for theanaplastic lymphoma kinase(ALK)fluorescence in situ hybridization (FISH)assays are provided by the manufacturer, Abbott Molecular. A specimen is considered positive if greater than 50% demonstrate a signal pattern consistent with anALKrearrangement and considered negative if less than 10% of cells are positive. If the results are equivocal (>10% and <50%), an additional 50 cells are scored and would be considered positive if greater than 15% of cells exhibit a signal pattern consistent with anALKrearrangement and negative if less than 15% of cells exhibit anALKrearrangement. A positive result is consistent with the presence of anALKrearrangement and likely reflectsALKfusion with a partner gene. The significance of this FISH result is dependent on additional clinical and pathologic features. A positive result suggests that the tumor may be sensitive to directed kinase inhibitors. While results may indicate the potential response to directed tyrosine kinase inhibitors, selection of treatment remains a clinical decision. A negative result suggests there is no rearrangement of theALKgene.However, a negative result does not exclude the presence of anALKfusion or exclude the possible sensitivity to targeted therapy. | This test is intended to be used for therapeutic purposes in pulmonary carcinoma. This fluorescence in situ hybridization (FISH) assay does not rule out other chromosome abnormalities. While results may indicate the likely response toALKinhibitor therapy, selection of treatment remains a clinical decision. Fixatives other than formalin (eg, Prefer, Bouin's) may not be successful for FISH assays. Non-formalin fixed specimens will not be rejected. Paraffin-embedded tissues that have been decalcified may not be successful for FISH analysis. The success rate of FISH studies on decalcified tissue is approximately 50%. FISH studies will be attempted if sufficient tumor is present for analysis. The pathologist reviewing the hematoxylin and eosin-stained slide may find it necessary to cancel testing if insufficient tissue/tumor is available for testing. If no FISH signals are observed post-hybridization, the case will be released indicating a lack of FISH results. | 1.Kwak EL, Bang YJ, Camidge DR, et al. Anaplastic lymphoma kinase inhibition in non–small-cell lung cancer. N Engl J Med, 2010;363(18):1693-1703 2. Shaw AT, Kim DW, Nakagawa K, et al. Crizotinib versus chemotherapy in advanced ALK-positive lung cancer. N Engl J Med. 2013;368(16):2385-2394 3. Peters S,Camidge DR,Shaw AT, et al. Alectinib versus crizotinib in untreated ALK-positive non-small-cell lung cancer.N Engl J Med. 2017; 377(9):829-838 4. Sholl LM, Weremowicz S, Gray SW, et al. Combined use of ALK Immunohistochemistry and FISH for optimal detection of ALK rearranged lung adenocarcinomas. J Thoraci Oncol. 2013;8(3):322–328 5. Horn L, Wang Z, Wu G, et al. Ensartinib vs crizotinib for patients with anaplastic lymphoma kinase-positive non-small cell lung cancer: A Randomized Clinical Trial. JAMA Oncol. 2021;7(11):1617-1625 | The test is performed using a US Food and Drug Administration approvedanaplastic lymphoma kinaseALK (2p23) dual-color, break-apart rearrangement probe set (Abbott Molecular). Paraffin-embedded tissue samples are cut at 5 microns and mounted on positively charged glass slides. The selection of tissue and the identification of target areas on the hematoxylin and eosin (H and E)-stained slide are performed by a pathologist. Using the H and E-stained slide as a reference, target areas are etched with a diamond-tipped engraving tool on the back of the unstained slide to be assayed. The probe set is hybridized to the appropriate target areas, and 2 technologists each independently analyze 25 interphase nuclei (50 total). Results are reported based on the guidelines included with the probe kit and package insert with the results expressed as the percent of abnormal nuclei.(Unpublished Mayo method) | 7 to 9 days | Slides and H&E used for analysis are retained by the laboratory in accordance with regulatory requirements. Client provided paraffin blocks and extra unstained slides (if provided) will be returned after testing is complete. | This test was developed and its performance characteristics determined by Mayo Clinic in a manner consistent with CLIA requirements. It has not been cleared or approved by the US Food and Drug Administration. | 88271x2, 88291-DNA probe, each (first probe set), Interpretation and report88271x2-DNA probe, each; each additional probe set (if appropriate)88271x1-DNA probe, each; coverage for sets containing 3 probes (if appropriate)88271x2-DNA probe, each; coverage for sets containing 4 probes (if appropriate)88271x3-DNA probe, each; coverage for sets containing 5 probes (if appropriate)88274 w/modifier 52-Interphase in situ hybridization, <25 cells, each probe set (if appropriate)88274-Interphase in situ hybridization, 25 to 99 cells, each probe set (if appropriate) | ALK (2p23), Lung Cancer, FISH, Ts | 78205-2 | 53835 | Disclaimer | 62364-5
RETF | Lung Cancer, RET (10q11) Rearrangement, FISH, Tissue | IdentifyingRETgene rearrangements in patients with late-stage, lung adenocarcinomas that are negative forepidermal growth factor receptormutations andanaplastic lymphoma kinaserearrangements Fluorescence in situ hybridization (FISH) testing forRETallows for the detection of mostRETrearrangements.Therefore,RETFISH testing is useful for identifying tumors that may be sensitive to directed therapy.RETFISH testing may also support the diagnosis of certain salivary gland, cutaneous and other tumors in the proper clinica and pathologic context | Fluorescence In Situ Hybridization (FISH) | Yes | RET (10q11), FISH, Ts | This test includes a charge for the probe application, analysis, and professional interpretation of results for one probe set (2 individual fluorescence in situ hybridization probes). No analysis charges will be incurred if an insufficient number of representative cells are available for analysis. | Submit only 1 of the following specimens: Preferred Specimen Type:Tissue block Collection Instructions:Submit a formalin-fixed, paraffin-embedded tumor tissue block. Blocks prepared with alternative fixation methodswill be attempted but are less favorable for successful results byfluorescence in situ hybridizationtesting; provide fixation method used. Additional Information: 1. Paraffin-embedded specimens can be from any anatomic location (skin, soft tissue, lymph node, etc). 2. Bone specimens that have been decalcified will be attempted for testing, but the success rate is approximately 50%. Acceptable Specimen Type:Tissue slides Slides: 1 Hematoxylin and eosin stained and 4 unstained Collection Instructions: Submit 4 consecutive unstained, positively charged, unbaked slides with 5 micron-thick sections of the tumor tissue and 1 slide stained with hematoxylin and eosin. | Slides: 1 Hematoxylin and eosin stained and 2 unstained | Chromosomal rearrangements of theRETproto-oncogene at chromosome 10q11 resulting in fusion of theRETgene with various partner genes has been identified as a recurrent abnormality in several tumor types including but not limited to some non-small cell carcinomas of the lung, thyroid carcinomas, salivary gland carcinomas, and soft tissue tumors Clinical data has shown that tumors harboringRETfusions may be sensitive to directed inhibitor therapy. | An interpretive report will be provided. | RETwill be clinically interpreted as positive or negative. A result is considered positive when the percent of cells with separation of the RETfluorescence in situ hybridization (FISH) probes exceeds the normal cutoff for the RET FISH probe set. A positive result is consistent withrearrangement of theRETgeneand likely reflectsRETfusion with a partner gene. The significance of this FISH result is dependent on additional clinical and pathologic features. A positive result may support a certain diagnosis in a particular clinical and pathologic context. A positive result suggests that the tumormay be sensitive to directed kinase inhibitors.While results may indicate the potential response to directed tyrosine kinase inhibitors, selection of treatment remains a clinical decision. A negative result does not exclude the presence of a RET fusion or exclude the possible sensitivity to targeted therapy. | This test is not approved by the U.S. Food and Drug Administration, and it is best used as an adjunct to existing clinical and pathologic information. This test is intended to be used for therapeutic purposes in pulmonary carcinoma. This fluorescence in situ hybridization (FISH) assay does not rule out other chromosome abnormalities. While results may indicate the likely responsetoRETkinase inhibitor therapy, selection of treatment remains a clinical decision. Fixatives other than formalin (eg, Prefer, Bouin's) may not be successful for FISH assays. Non-formalin fixed specimens will not be rejected. Paraffin-embedded tissues that have been decalcified may not be successful for FISH analysis. The success rate of FISH studies on decalcified tissue is approximately 50%. FISH studies will be attempted if sufficient tumor is present for analysis. The pathologist reviewing the hematoxylin and eosin-stained slide may find it necessary to cancel testing if insufficient tissue/tumor is available for testing. If no FISH signals are observed post-hybridization, the case will be released indicating a lack of FISH results. | 1.Wang R, Hu H, Pan Y, et al. RET fusions define a unique molecular and clinicopathologic subtype of non–small-cell lung cancer. J Clin Oncol. 2012;30(35):4352-9 2.Weinreb I, Bishop JA, Chiosea SI, et al. RET gene rearrangements in intraductal carcinomas of salivary gland. Am J Surg Pathol. 2018;42(4):442 3.Lee MY, Ku BM, Kim HS, et al. Genetic alterations and their clinical implications in high-recurrence risk papillary thyroid cancer.Cancer Res Treat. 2017;49(4):906-14 4.Drilon A, Oxnard GR, Tan DS, et al. Efficacy of selpercatinib in RET fusion–positive non–small-cell lung cancer. N Engl J Med. 2020;383(9):813-24 5.Wirth LJ, Sherman E, Robinson B, et al. Efficacy of selpercatinib in RET-altered thyroid cancers. N Engl J Med. 2020;383(9):825-35 6. Aldea M, Marinello A, Duruisseaux M, et al. RET-MAP: An international multicenter study on clinicobiologic features and treatment response in patients with lung cancer harboring a RET fusion. J Thorac Oncol. 2023;18(5):576-586 7. Antonescu CR, Suurmeijer AJ, Zhang L, et al. Molecular characterization of inflammatory myofibroblastic tumors with frequent ALK and ROS1 gene fusions and rare novel RET rearrangement. Am J Surg Pathol. 2015;(7)39:957-967 | The test is performed using a laboratory-developedRET(10q11) dual-color, break-apart strategy probe (BAP). Paraffin-embedded tissue samples are cut at 5 microns and mounted on positively charged glass slides. The selection of tissue and the identification of target areas on the hematoxylin and eosin (H and E)-stained slide are performed by a pathologist. Using the H and E-stained slide as a reference, target areas are etched with a diamond-tipped engraving tool on the back of the unstained slide to be assayed. The probe set is hybridized to the appropriate target areas, and 2 technologists each independently analyze 50 interphase nuclei (100 total) with the results expressed as the percent of abnormal nuclei.(Unpublished Mayo method) | 7 to 10 days | Slides and H&E used for analysis are retained by the laboratory in accordance with regulatory requirements. Client provided paraffin blocks and extra unstained slides (if provided) will be returned after testing is complete. | This test was developed and its performance characteristics determined by Mayo Clinic in a manner consistent with CLIA requirements. It has not been cleared or approved by the US Food and Drug Administration. | 88271x2, 88291-DNA probe, each (first probe set), Interpretation and report88271x2-DNA probe, each; each additional probe set (if appropriate)88271x1-DNA probe, each; coverage for sets containing 3 probes (if appropriate)88271x2-DNA probe, each; coverage for sets containing 4 probes (if appropriate)88271x3-DNA probe, each; coverage for sets containing 5 probes (if appropriate)88274 w/modifier 52-Interphase in situ hybridization, <25 cells, each probe set (if appropriate)88274-Interphase in situ hybridization, 25 to 99 cells, each probe set (if appropriate) | RET (10q11), FISH, Ts | 90927-5 | 53820 | Disclaimer | 62364-5
ROS1F | Lung Cancer, ROS1 (6q22) Rearrangement, FISH, Tissue | Fluorescence in situ hybridization (FISH) testing forROS1allows for the detection of mostROS1rearrangements, therefore, is useful for identifying tumors that may be sensitive to directed therapy ROS1FISH testing may also support the diagnosis of inflammatory myofibroblastic tumor, certain cutaneous melanocytic tumors, or other neoplasms when used in conjunction with pathologic assessment | Fluorescence In Situ Hybridization (FISH) | Yes | ROS1 (6q22), FISH, Ts | This test includes a charge for the probe application, analysis, and professional interpretation of results for one probe set (2 individual fluorescence in situ hybridization probes). No analysis charges will be incurred if an insufficient number of representative cells are available for analysis. | Submit only 1 of the following specimens: Preferred Specimen Type:Tissue block Collection Instructions:Submit a formalin-fixed, paraffin-embedded tumor tissue block. Blocks prepared with alternative fixation methodswill be attempted but are less favorable for successful results by FISH testing; provide fixation method used. Additional Information: 1. Paraffin-embedded specimens can be from any anatomic location (skin, soft tissue, lymph node, etc). 2. Bone specimens that have been decalcified will be attempted for testing, but the success rate is approximately 50%. Acceptable Specimen Type:Tissue slides Slides: 1 Hematoxylin and eosin stained and 4 unstained Collection Instructions: Submit 4 consecutive unstained, positively charged, unbaked slides with 5 micron-thick sections of the tumor tissue and 1 slide stained with hematoxylin and eosin. | Slides: 1 Hematoxylin and eosin stained and 2 unstained | TheROS1gene at 6q22 encodes a tyrosine kinase receptor. Chromosomal rearrangements resulting in fusion of the 3’ aspect of theROS1gene with the 5’ aspect of various partner genes was first identified in non-small cell carcinomas of the lung.ROS1fusions have since been identified in various other neoplasms including but not limited to inflammatory myofibroblastic tumors and cutaneous melanocytic tumors. Clinical data has shown that tumors harboringROS1fusions may be sensitive to directed tyrosine kinase inhibitor therapy. | An interpretive report will be provided. | A result is considered positive when the percent of cells separation of theROS1FISH probes exceeds the normal cutoff for theROS1FISH probe set. A positive result is consistent with rearrangement of theROS1gene and likely reflectsROS1fusion with a partner gene. The significance of this finding is dependent on the clinical and pathologic features. A positive result suggests that the tumor may be responsive to directed therapy in the proper clinical and pathologic context. While results may indicate the potential response to directed tyrosine kinase inhibitors, selection of treatment remains a clinical decision. A positive result may support a certain diagnosis in a particular clinical and pathologic context. A negative result does not exclude the presence of aROS1fusion or exclude the possible sensitivity to targeted therapy. | This test is not approved by the U.S. Food and Drug Administration, and it is best used as an adjunct to existing clinical and pathologic information. This fluorescence in situ hybridization (FISH) assay does not rule out other chromosome abnormalities. Fixatives other than formalin (eg, Prefer, Bouin's) may not be successful for FISH assays. Non-formalin fixed specimens will not be rejected. Paraffin-embedded tissues that have been decalcified may not be successful for FISH analysis. The success rate of FISH studies on decalcified tissue is approximately 50%. FISH studies will be attempted if sufficient tumor is present for analysis. The pathologist reviewing the hematoxylin and eosin-stained slide may find it necessary to cancel testing if insufficient tissue/tumor is available for testing. If no FISH signals are observed post-hybridization, the case will be released indicating a lack of FISH results. | 1.Cui M, Han Y, Li P, et al. Molecular and clinicopathological characteristics of ROS1-rearranged non-small-cell lung cancers identified by next-generation sequencing. Molecular Oncology. 2020;14(11):2787-95 2. Bergethon K, Shaw AT, Ou SH, et al. ROS1 rearrangements define a unique molecular class of lung cancers. J Clin Oncol. 2012;30(8):863-870. doi:10.1200/JCO.2011.35.6345 3.Antonescu CR, Suurmeijer AJ, Zhang L, et al. Molecular characterization of inflammatory myofibroblastic tumors with frequent ALK and ROS1 gene fusions and rare novel RET rearrangement. Am J Surg Pathol. 2015;39(7):957-967 4.Wiesner T, He J, Yelensky R, et al. Kinase fusions are frequent in Spitz tumours and spitzoid melanomas. Nature communications. 2014;5(1):3116 5. Shaw AT, Ou SH, Bang YJ, et al. Crizotinib in ROS1-rearranged non-small-cell lung cancer. N Engl J Med. 2014;371(21):1963-1971 | The test is performed using a laboratory-developedROS1(6q22) dual-color, break-apart strategy probe (BAP). Paraffin-embedded tissue samples are cut at 5 microns and mounted on positively charged glass slides. The selection of tissue and the identification of target areas on the hematoxylin and eosin (H and E)-stained slide are performed by a pathologist. Using the H and E-stained slide as a reference, target areas are etched with a diamond-tipped engraving tool on the back of the unstained slide to be assayed. The probe set is hybridized to the appropriate target areas, and 2 technologists each independently analyze 50 interphase nuclei (100 total) with the results expressed as the percent of abnormal nuclei.(Unpublished Mayo method) | 7 to 10 days | Slides and H&E used for analysis are retained by the laboratory in accordance with regulatory requirements. Client provided paraffin blocks and extra unstained slides (if provided) will be returned after testing is complete. | This test was developed and its performance characteristics determined by Mayo Clinic in a manner consistent with CLIA requirements. It has not been cleared or approved by the US Food and Drug Administration. | 88271x2, 88291-DNA probe, each (first probe set), Interpretation and report88271x2-DNA probe, each; each additional probe set (if appropriate)88271x1-DNA probe, each; coverage for sets containing 3 probes (if appropriate)88271x2-DNA probe, each; coverage for sets containing 4 probes (if appropriate)88271x3-DNA probe, each; coverage for sets containing 5 probes (if appropriate)88274 w/modifier 52-Interphase in situ hybridization, <25 cells, each probe set (if appropriate)88274-Interphase in situ hybridization, 25 to 99 cells, each probe set (if appropriate) | ROS1 (6q22), FISH, Ts | 81747-8 | 53821 | Disclaimer | 62364-5
LUPN | Lupin, IgE, Serum | Establishing the diagnosis of an allergy to lupin Defining the allergen responsible for eliciting signs and symptoms Identifying allergens: -Responsible for allergic response and/or anaphylactic episode -To confirm sensitization prior to beginning immunotherapy -To investigate the specificity of allergic reactions to insect venom allergens, drugs, or chemical allergens Testing for IgE antibodies isnot usefulin patients previously treated with immunotherapy to determine if residual clinical sensitivity exists, or in patients in whom the medical management does not depend upon identification of allergen specificity. | Fluorescence Enzyme Immunoassay (FEIA) | Yes | Lupin, IgE | Serum | Collection Container/Tube: Preferred:Serum gel Acceptable:Red top Submission Container/Tube:Plastic vial Specimen Volume:0.5 mL for every 5 allergens requested Collection Instructions:Centrifuge and aliquot serum into a plastic vial. | For 1 allergen: 0.3 mL More than 1 allergen: (0.05 mL x number of allergens) + 0.25 mL dead space | Clinical manifestations of immediate hypersensitivity (allergic) diseases are caused by the release of proinflammatory mediators (histamine, leukotrienes, and prostaglandins) from IgE-sensitized effector cells (mast cells and basophils) when cell-bound IgE antibodies interact with an allergen. In vitro serum testing for IgE antibodies provides an indication of the immune response to allergens that may be associated with allergic disease. The allergens chosen for testing often depend upon the age of the patient, history of allergen exposure, season of the year, and clinical manifestations. In individuals predisposed to develop allergic disease, the sequence of sensitization and clinical manifestations proceed as follows: eczema and respiratory disease (rhinitis and bronchospasm) in infants and children less than 5 years due to food sensitivity (milk, egg, soy, and wheat proteins) followed by respiratory disease (rhinitis and asthma) in older children and adults due to sensitivity to inhalant allergens (dust mite, mold, and pollen inhalants). | Class,IgE kU/L,Interpretation, 0,<0.10,Negative, 0/1,0.10-0.34,Borderline/equivocal, 1,0.35-0.69,Equivocal, 2,0.70-3.49,Positive, 3,3.50-17.4,Positive, 4,17.5-49.9,Strongly positive, 5,50.0-99.9,Strongly positive, 6,> or =100,Strongly positive, | Detection of IgE antibodies in serum (class 1 or greater) indicates an increased likelihood of allergic disease as opposed to other etiologies and defines the allergens that may be responsible for eliciting signs and symptoms. The level of IgE antibodies in serum varies directly with the concentration of IgE antibodies expressed as a class score or kU/L. | Some individuals with clinically insignificant sensitivity to allergens may have measurable levels of IgE antibodies in serum, and test results must be interpreted in the clinical context. False-positive results for IgE antibodies may occur in patients with markedly elevated serum IgE (>2500 kU/L) due to nonspecific binding to allergen solid phases. | Homburger HA, Hamilton RG: Allergic diseases. In: McPherson RA, Pincus MR, eds. Henry's Clinical Diagnosis and Management by Laboratory Methods. 23rd ed.Elsevier; 2017:1057-1070 | Specific IgE from the patient's serum reacts with the allergen of interest, which is covalently coupled to an ImmunoCAP. After washing away nonspecific IgE, enzyme-labeled anti-IgE antibody is added to form a complex. After incubation, unbound anti-IgE is washed away, and the bound complex incubated with a developing agent. After stopping the reaction, the fluorescence of the eluate is measured. Fluorescence is proportional to the amount of specific IgE present in the patient's sample (ie, the higher the fluorescence value, the more IgE antibody is present).(Package insert: ImmunoCAP System Specific IgE FEIA. Phadia; Rev 06/2020) | Same day/1 to 3 days | 14 days | This test was developed and its performance characteristics determined by Mayo Clinic in a manner consistent with CLIA requirements. It has not been cleared or approved by the US Food and Drug Administration. | 86003 | Lupin, IgE | 11180-7 | LUPN | Lupin, IgE | 11180-7
FLUPV | Lupus Anticoagulant Evaluation with Reflex |  | Clot Detection | Yes | Lupus Anticoagulant Eval w/Reflexes | If the PTT-LA is prolonged (>40 seconds), then the Hexagonal Phase Confirmation (FHEXC) will be performed at an additional charge. | Collection Container/Tube: Light-blue top (3.2% sodium citrate) Submission Container/Tube: Plastic vial Specimen Volume: 3 mL platelet-poor plasma, in plastic vial Collection Instructions: Draw blood into a 3.2% sodium citrate (light blue-top) tube. Centrifuge light blue-top tube 15 minutes at approx. 1500 g within 60 minutes of collection. Using a plastic pipette, remove plasma, taking care to avoid the WBC/platelet buffy layer and place into a plastic vial. Centrifuge a second time and transfer platelet-poor plasma into a new plastic vial. Plasma must be free of platelets (<10,000/mcl). Freeze immediately and ship on dry ice. | 2 mL |  | Lupus AnticoagulantNot Detected This interpretation is based on thefollowing test results: PTT-LAScreen< or = 40 seconds DRVVT Screen< or = 45 seconds |  |  |  |  | 2 to 8 days |  |  | 85613/ Russell viper venom time (includes venom); diluted85730/ Thromboplastin time, partial (PTT); plasma85598/ Platelet neutralization (Hexagonal Phase Confirm)-(if appropriate)85597/ Platelet neutralization (dRVVT Confirm)-(if appropriate)85613/dRVVT 1:1 Dilution (if appropriate)85670/Thrombin Clotting Time (if appropriate) | Lupus Anticoagulant Eval w/Reflexes | 75515-7 | Z0735 | DRVVT Screen | 6303-2
ALUPO | Lupus Anticoagulant Profile Interpretation | Interpretation of testing performed as part of a profile to confirme or exclude the presence of lupus anticoagulant (LAC), distinguishing LAC from specific coagulation factor inhibitors and nonspecific inhibitors Interpretation of testing performed as part of a profile to investigatie a prolonged activated thromboplastin time, especially when combined with other coagulation studies This test isnot usefulfor the detection of antiphospholipid antibodies that do not affect coagulation tests. We recommend separate testing for serum phospholipid (cardiolipin) antibodies. | Only orderable as a reflex. For more information see ALUPP / Lupus Anticoagulant Profile, Plasma. Medical Interpretation | Yes | Lupus Anticoagulant Interp | Plasma Na Cit |  |  | Lupus anticoagulant (LAC) is an antibody to negatively charged phospholipid that interferes with phospholipid-dependent coagulation tests. LAC is found in, but not limited to, patients with systemic lupus erythematosus; LAC is associated with other autoimmune disorders and collagen vascular disease and occurs in response to medications or certain infections (eg, respiratory tract infections in children) and in individuals with no obvious underlying disease. LAC has been associated with arterial and venous thrombosis and fetal loss. Individuals with thrombocytopenia or factor II deficiency associated with LAC may be at risk for bleeding. | Only orderable as a reflex. For more information see ALUPP / Lupus Anticoagulant Profile, Plasma. An interpretive report will be provided. | An interpretive report will be provided when testing is complete, noting a presence or absence of a lupus anticoagulant. | No specific cautionary statements | 1. Arnout J, Vermylen J. Current status and implications of autoimmune antiphospholipid antibodies in relation to thrombotic disease. J Thromb Haemost. 2003;1(5):931-942 2. Levin JS, Branch DW, Rauch J.: The antiphospholipid syndrome. New Engl J Med. 2002;346(10):752-763 3. Proven A, Bartlett RP, Moder KG, et al. Clinical importance of positive tests for lupus anticoagulant and anticardiolipin antibodies. Mayo Clin Proc. 2004;79(4):467-475 4. Favaloro EJ, Lippi G, eds. Hemostasis and Thrombosis: Methods and Protocols. Humana Press; 2017 | A coagulation expert (clinician or hematopathologist) reviews the laboratory data and an interpretive report is issued. | 3 to 5 days | 7 days | Not Applicable | 85390-26 Special Coagulation Interpretation | Lupus Anticoagulant Interp | 75882-1 | 603465 | Lupus Anticoagulant Interp | 75882-1
ALUPP | Lupus Anticoagulant Profile, Plasma | Confirming or excluding the presence of lupus anticoagulant (LA), distinguishing LA from specific coagulation factor inhibitors and nonspecific inhibitors Investigating a prolonged activated thromboplastin time, especially when combined with other coagulation studies This test isnot useful forthe detection of antiphospholipid antibodies thatdo not affect coagulation tests. We recommend separate testingfor serum phospholipid (cardiolipin), IgG and IgM (CLPMG) and beta-2 glycoprotein 1, IgG and IgM (B2GMG). | PTSC, APTSC, DRV1: Optical Clot-Based | Yes | Lupus Anticoagulant Prof | Initial testing includes prothrombin time (PT), activated partial thromboplastin time (aPTT), and dilute Russell's viper venom time (dRVVT). | Patient Preparation: 1. Patient should not be receiving anticoagulant treatment (eg, warfarin, heparin). Treatment with heparin causes false-positive results of in vitro coagulation testing for lupus anticoagulant. Coumadin (warfarin) treatment may impair ability to detect the more subtle varieties of lupus-like anticoagulants. 2. Patient should also not be receiving fibrinolytic agents (streptokinase, urokinase, tissue plasminogen activator: tPA). 3. If patient has been recently transfused, it is best to perform this study pretransfusion, if possible. Specimen Type:Platelet-poor plasma Collection Container/Tube:Light-blue top (citrate) Submission Container/Tube:Plastic vials Specimen Volume:4 mL in 4 plastic vials each containing 1 mL Collection Instructions: 1. Specimen must be collected prior to factor replacement therapy. 2. For complete instructions, seeCoagulation Guidelines for Specimen Handling and Processing. 3. Centrifuge, transfer all plasma into a plastic vial, and centrifuge plasma again. 4. Aliquot plasma (1-2 mL per aliquot) into 4 separate plastic vials, leaving 0.25 mL in the bottom of centrifuged vial. 5. Freeze plasma immediately (no longer than 4 hours after collection) at -20 degrees C or, ideally, -40 degrees C or below. Additional Information: 1. Double-centrifuged specimen is critical for accurate results as platelet contamination may cause spurious results. 2. Each coagulation assay requested should have its own vial. | 3 mL in 3 plastic vials each containing 1 mL | Lupus anticoagulant (LA) is an antibody to negatively charged phospholipid that interfereswith phospholipid-dependent coagulation tests. LA is found in, but not limited to, patients with systemic lupus erythematosus; LA is associatedwith other autoimmune disorders and collagen vascular disease and occursin response to medications or certain infections (eg, respiratory tractinfections in children) and in individuals with no obvious underlyingdisease. LA has been associated with arterial and venous thrombosis and fetal loss. Individuals with thrombocytopenia or factor II deficiency associatedwith LA may be at risk for bleeding. | An interpretive report will be provided. | An interpretive report will be provided when testing is complete. | No significant cautionary statements | 1. Arnout J, Vermylen J: Current status and implications of autoimmuneantiphospholipid antibodies in relation to thrombotic disease. J Thromb Haemost. 2003 May;1(5):931-942 2. Levin JS, Branch DW, Rauch J: The antiphospholipid syndrome.New Engl J Med. 2002 Mar 7;346(10):752-763 3.Proven A, Bartlett RP, Moder KG et al: Clinical importance of positive tests for lupusanticoagulant and anticardiolipin antibodies. Mayo Clin Proc. 2004 Apr,79(4):467-475 4. Kitches CS, Kessler CM, Konkle BA, et al, eds: Consultative Hemostasis and Thrombosis. 4th ed. Elsevier; 2019:374-395 | Prothrombin Time: The prothrombin time (PT) assay is performed on the Instrumentation Laboratory ACL TOP. Patient plasma is incubated and combined with a PT reagent containing recombinant human tissue factor, synthetic phospholipids, calcium chloride, polybrene, and buffer. The tissue thromboplastin-factor VII/VIIa complex activates factor X. Activated factor X (factor Xa) forms a complex with factor Va, calcium, and phospholipid to activate factor II (prothrombin) to thrombin. Thrombin then acts on fibrinogen (factor I) to form fibrin which clots, the time to clot formation is measured optically using a wavelength of 671 nm providing the assay endpoint (the "prothrombin time").(Package insert: HemosIL RecombiPlasTin 2G. Instrumentation Laboratory Company; R0, 03/2019) Activated Partial Thromboplastin Time: The activated partial thromboplastin time (aPTT) assay is performed on the Instrumentation Laboratory ACL TOP. Patient plasma is combined and incubated with an aPTT reagent containing phospholipid, a negatively charged contact factor activator, and buffer. After a specified incubation time, calcium is added to trigger the coagulation process in the mixture. Subsequently, the time to clot formation is measured optically using a wavelength of 671 nm. Mixing studies (see APMSC /Activated Partial Thromboplastin Time (APTT) Mix 1:1, Plasma) using normal pooled plasma are performed in the Special Coagulation Laboratory on samples with a prolonged aPTT, to assist in discriminating between factor deficiency states and coagulation inhibitors, unless further testing is not indicated.(Package insert: HemosIL SynthASil. Instrumentation Laboratory Company; R11, 06/2017) Dilute Russell's Viper Venom Time: The dilute Russell's viper venom time (dRVVT) screening assay is performed on the Instrumentation Laboratory ACL TOP. Patient plasma is incubated for a specified time, and then combined with a dRVVT screening reagent containing Russell's viper venom, phospholipids, heparin neutralizing agents, calcium, buffers and stabilizers to trigger the coagulation process. Subsequently, the time to clot formation is measured optically using a wavelength of 671 nm. The patient dRVVT screening clotting time is normalized by dividing the patient result by the mean DRVVT screening clotting time of normal pooled plasma to yield a ratio (dRVVT screen ratio).(Package insert: LA CHECK DRVVT. Precision Biologic; R14, 03/2012) | 3 to 5 days | 7 days | See Individual Test IDs | 8561085730856138539085130 (if appropriate)85130 (if appropriate)85210 (if appropriate)85220 (if appropriate)85230 (if appropriate)85240 (if appropriate)85245 (if appropriate)85246 (if appropriate)85247 (if appropriate)85250 (if appropriate)85260 (if appropriate)85270 (if appropriate)85280 (if appropriate)85335 (if appropriate)85335 (if appropriate)85335 (if appropriate)85366 (if appropriate)85379 (if appropriate)85384 (if appropriate)85385 (if appropriate)85390-26 (if appropriate)85397 (if appropriate)85597 (if appropriate)85598 (if appropriate)85611 (if appropriate)85613 (if appropriate)85613 (if appropriate)85635 (if appropriate)85670 (if appropriate)85732 (if appropriate) | Lupus Anticoagulant Prof | 75881-3 | RVR1 | DRVVT Screen Ratio | 15359-3
ALUPI | Lupus Anticoagulant Profile, Technical Interpretation | Technical interpretation of testing to confirm or exclude the presence of lupus anticoagulant (LAC) Distinguishing LAC from specific coagulation factor inhibitors and nonspecific inhibitors Investigating a prolonged activated thromboplastin time, especially when combined with other coagulation studies This test isnot usefulfor the detection of antiphospholipid antibodies thatdo not affect coagulation tests. We recommend separate testingfor serum phospholipid (cardiolipin) antibodies. | Only orderable as part of a profile. For more information see ALUPP / Lupus Anticoagulant Profile, Plasma. Technical Interpretation | Yes | Lupus Anticoagulant Tech Interp | Plasma Na Cit | Only orderable as part of a profile. For more information see ALUPP / Lupus Anticoagulant Profile, Plasma. |  | Lupus anticoagulant (LAC) is an antibody to negatively charged phospholipid that interfereswith phospholipid-dependent coagulation tests. LAC is found in, but not limited to, patients with systemic lupus erythematosus; LAC is associatedwith other autoimmune disorders and collagen vascular disease, occursin response to medications or certain infections (eg, respiratory tractinfections in children), and in individuals with no obvious underlyingdisease. LAC has been associated with arterial and venous thrombosis and fetal loss. Individuals with thrombocytopenia or factor II deficiency associatedwith LAC may be at risk for bleeding. | Only orderable as part of a profile. For more information see ALUPP / Lupus Anticoagulant Profile, Plasma. An interpretive report will be provided. | When testing is complete, ifthe prothrombin time, activated partial thromboplastin time, and dilute Russell's viper venom timefall within clinically normal ranges, an interpretive comment will be provided noting no evidence of a lupus anticoagulant. | Patient should not be receiving warfarin or heparin. If the patient is currently on warfarin or heparin, this should be noted, treatment with heparin causes false-positive results of in vitro coagulation testing for lupus anticoagulant. Coumadin treatment may impair ability to detect the more subtle varieties of lupus-like anticoagulants. | 1. Arnout J, Vermylen J. Current status and implications of autoimmuneantiphospholipid antibodies in relation to thrombotic disease. J Thromb Haemost 2003;1(5):931-942 2. Levin JS, Branch DW, Rauch J. The antiphospholipid syndrome.New Engl J Med 2002;346(10):752-763 3.Proven A, Bartlett RP, Moder KG, et al. Clinical importance of positive tests for lupusanticoagulant and anticardiolipin antibodies. Mayo Clin Proc 2004;79(4):467-475 | If the prothrombin time, activated partial thromboplastin time, and dilute Russell viper venom timeare normal, a computer-generated interpretive comment will be provided indicating no evidence of a lupus anticoagulant. | 3 to 5 days | 7 days | Not Applicable | 85390 | Lupus Anticoagulant Tech Interp | 75882-1 | ALUPI | Lupus Anticoagulant Tech Interp | 75882-1
LUTHI | Luteinizing Hormone (LH) Beta Immunostain, Technical Component Only | Classification of pituitary adenomas | Immunohistochemistry (IHC) | Yes | Beta LH IHC, Tech Only | For the initial technical component only immunohistochemical (IHC) stain performed, the appropriate bill-only test ID will be reflexed and charged (IHTOI). For each additional technical component only IHC stain performed, an additional bill-only test ID will be reflexed and charged (IHTOA). | Supplies:Immunostain Technical Only Envelope (T693) Specimen Type:Tissue Container/Tube:Immunostain Technical Only Envelope Preferred:2 Unstained positively charged glass slide (25- x 75- x 1-mm) per test ordered; sections 4-microns thick Acceptable:Formalin-fixed, paraffin-embedded (FFPE) tissue block | See Specimen Required | In male individuals, luteinizing hormone (LH) stimulates androgen production by Leydig cells in the testis. In female individuals, LH stimulates androgen and progesterone synthesis in ovarian follicles and corpus luteum and promotes ovulation. A sparse population of cells (approximately 10%) stain positively in normal pituitary gland. This population of gonadotrophs also produces follicle-stimulating hormone. Immunohistochemical detection of LH beta may be useful in the classification of pituitary adenomas. |  | This test does not include pathologist interpretation, only technical performance of the stain is performed. If interpretation is required, order PATHC / Pathology Consultation for a full diagnostic evaluation or second opinion of the case. The positive and negative controls are verified as showing appropriate immunoreactivity and documentation is retained at Mayo Clinic Rochester. If a control tissue is not included on the slide, a scanned image of the relevant quality control tissue is available upon request; call 855-516-8404. Interpretation of this test should be performed in the context of the patient's clinical history and other diagnostic tests by a qualified pathologist. | Age of a cut paraffin section can affect immunoreactivity. Stability thresholds vary widely among published literature and are antigen dependent. Best practice is for paraffin sections to be cut within 6 weeks. | 1. Casar-Borota O, Oystese KA, Sundstrom M, et al. A high-throughput analysis of the IDH1(R132H) protein expression in pituitary adenomas. Pituitary. 2016;19(4):407-414 2. Buslei R, Strissel PL, Henke C, et al. Activation and regulation of endogenous retroviral genes in the human pituitary gland and related endocrine tumours. Neuropathol Appl Neurobiol. 2015;41(2):180-200 3. Zada G, Woodmansee WW, Ramkissoon S, et al. Atypical pituitary adenomas: incidence, clinical characteristics, and implications. J Neurosurg. 2011;114:336-344 4. Magaki S, Hojat SA, Wei B, So A, Yong WH. An introduction to the performance of immunohistochemistry. Methods Mol Biol. 2019;1897:289-298. doi:10.1007/978-1-4939-8935-5_25 | Immunohistochemistry on sections of paraffin-embedded tissue.(Unpublished Mayo method) | 1 to 3 days | Until staining is complete. | This test has been cleared, approved, or is exempt by the US Food and Drug Administration and is used per manufacturer's instructions. Performance characteristics were verified by Mayo Clinic in a manner consistent with CLIA requirements. | 88342-TC, primary88341-TC, if additional IHC | Beta LH IHC, Tech Only | Order only;no result | 70810 | Beta LH IHC, Tech Only | Bill only; no result
LHPED | Luteinizing Hormone (LH), Pediatrics, Serum | Diagnosis of precocious puberty and delayed puberty in children | Chemiluminescent Immunoassay (CIA) | Yes | LH, Pediatrics, S | Serum | Supplies:Sarstedt 5 mL Aliquot Tube (T914) Collection Container/Tube: Preferred:Red top Acceptable:Serum gel Submission Container/Tube:Plastic vial Specimen Volume:0.25 mL Collection Instructions: 1. Red-top tubes should be centrifuged, and the serum transferred to a plastic vial within 2 hours of collection. 2. Serum gel tubes should be centrifuged within 2 hours of collection. | 0.13 mL | Luteinizing hormone (LH) is a glycoprotein hormone consisting of 2 noncovalently bound subunits (alpha and beta). LH is produced by the anterior pituitary gland under regulation of the hypothalamic gonadotropin releasing hormone (GnRH) and feedback from gonadal steroid hormones. In children, LH, along with follicle-stimulating hormone (FSH), is used to diagnose precocious (early) and delayed puberty. Precocious puberty refers to the appearance of physical and hormonal signs of pubertal development at an earlier age than is considered normal (before 8 years of age in girls and 9 years of age in boys).Evaluation of precocious puberty includes measurement of LH and FSH to determine whether gonadotropins are increased in relation to chronologic age (gonadotropin-dependent) or whether sex steroid secretion is occurring independent of LH and FSH (gonadotropin-independent).Ingonadotropin-dependent precocious puberty, basal LH levels are often elevated into the pubertal range and show a pubertal (heightened) response to GnRH stimulation. Ingonadotropin-independent precocious puberty, the LH level is low at baseline and fails to respond to GnRH stimulation. Delayed puberty is defined clinically by the absence or incomplete development of secondary sexual characteristics by age 14 years in boys and by age 12 years in girls. Delayed puberty usually results from inadequate gonadal steroid secretion that, in turn, is most often caused by a defective gonadotropin secretion from the anterior pituitary, due to defective production of GnRH from the hypothalamus. Random measurements of LH and FSH, together with estradiol (girls) or testosterone (boys), are useful to distinguish between primary and secondary causes of delayed puberty. | Females <1 year:<0.02-18.3 IU/L 1-8 years:<0.02-0.3 IU/L 9-10years:<0.02-4.8 IU/L 11-13years:<0.02-11.7 IU/L 14-17years:<0.02-16.7 IU/L Tanner Stages* Stage I(1-8years):<0.02-0.3 IU/L Stage II: <0.02-4.1 IU/L Stage IIl:0.6-7.2 IU/L Stage IV-V:0.9-13.3 IU/L *Pubertyonset(transitionfrom TannerstageItoTannerstageII)occursforgirlsat amedianage of10.5(+/-2)years. Thereisevidencethat it mayoccurup to 1yearearlierin obesegirlsand in African-Americangirls.Progression throughTannerstages is variable. TannerstageV(adult) should bereachedbyage18. Males <1 year:<0.02-5.0 IU/L 1-8 years:<0.02-0.5 IU/L 9-10years:<0.02-3.6 IU/L 11-13years: 0.1-5.7 IU/L 14-17years: 0.8-8.7 IU/L Tanner Stages* Stage I(1-8years):<0.02-0.5 IU/L Stage II: 0.03-3.7 IU/L Stage IIl:0.09-4.2 IU/L Stage IV-V:1.3-9.8 IU/L *Pubertyonset(transitionfrom TannerstageItoTannerstageII)occursforboysat amedianage of11.5(+/-2)years.Forboys thereis no provenrelationship between pubertyonsetand body weight orethnicorigin.Progression through Tannerstages is variable. TannerstageV(adult) should bereachedbyage18. | In young children, high levels of luteinizing hormone (LH) and follicle-stimulating hormone (FSH), along with the development of secondary sexual characteristics at an unusually young age, are an indication of gonadotropin-dependent precocious puberty (also called central precocious puberty). Prepubertal levels of LH and FSH in children exhibiting some signs of pubertal changes may be an indication of gonadotropin-independent precocious puberty (also refer as precocious pseudopuberty). In precocious pseudopuberty the signs and symptoms are the result of elevated levels of estrogen in girls or testosterone in boys. In delayed puberty, LH and FSH levels can be normal or below what is expected for a youth within this age range. The test for LH response to gonadotropin releasing hormone in addition to other testing may help to diagnose the reason for the delayed puberty. | No clinically significant cross-reactivity has been demonstrated with follicle-stimulating hormone, human chorionic gonadotropin, free alpha subunit of pituitary glycoprotein hormones, or free beta subunit of luteinizing hormone. Cross-reactivity with thyrotropin (TSH) (<5%) might be observed at TSH concentrations of 500 mIU/L. Some patients who have been exposed to animal antigens, either in the environment or as part of treatment or imaging procedures, may have circulating anti-animal antibodies present. These antibodies may interfere with the assay reagents to produce unreliable results. | 1. Jameson JL, ed. Reproductive Endocrinology. In: Harrison's Endocrinology. 2nd ed. McGraw-Hill. 2010;144-241 2. Wei C, Davis N, Honour J, Crowne E: The investigation of children and adolescents with abnormalities of pubertal timing. Ann Clin Biochem. 2017 Jan;54(1):20-32 | The AnshLite LH CLIA is a quantitative three-step sandwich type immunoassay. In the first step calibrators, controls, and unknown samples are added to luteinizing hormone (LH) antibody-coated microtiter wells and incubated. After washing, the wells are incubated with biotinylated LH antibody solution. After the second incubation and washing, the wells are incubated with streptavidin horseradish peroxidase conjugate solution. Finally, the antibody-antigen and conjugate complex bound to the well is detected by addition of a luminogenic substrate (AnshLite chemiluminescence substrate solution). The relative light output units are directly proportional to the concentration of LH in the samples.(Unpublished Mayo method) | 2 to 6 days | 14 days | This test was developed and its performance characteristics determined by Mayo Clinic in a manner consistent with CLIA requirements. It has not been cleared or approved by the US Food and Drug Administration. | 83002 | LH, Pediatrics, S | 83103-2 | 62999 | LH, Pediatrics, S | 83103-2
LH | Luteinizing Hormone (LH), Serum | An adjunct in the evaluation of menstrual irregularities Evaluating patients with suspected hypogonadism Predicting ovulation Evaluating infertility Diagnosing pituitary disorders | Electrochemiluminescence Immunoassay | Yes | Luteinizing Hormone (LH), S | Serum | Patient Preparation:For 12 hours before specimen collection, patient should not take multivitamins or dietary supplements (eg, hair, skin, and nail supplements) containing biotin (vitamin B7). Supplies:Sarstedt Aliquot Tube, 5 mL (T914) Collection Container/Tube: Preferred:Serum gel Acceptable:Red top Submission Container/Tube:Plastic vial Specimen Volume:0.6 mL Collection Instructions:Within 2 hours of collection, centrifuge and aliquot serum into a plastic vial. | 0.5 mL | Luteinizing hormone (LH) is a glycoprotein hormone consisting of 2 noncovalently bound subunits (alpha and beta). The alpha subunit of LH, follicle-stimulating hormone (FSH), thyrotropin (formerly known as thyroid-stimulating hormone), and human chorionic gonadotropin (hCG) are identical and contain 92 amino acids. The beta subunits of these hormones vary and confer the hormones' specificity. LH has a beta subunit of 121 amino acids and is responsible for interaction with the LH receptor. This beta subunit contains the same amino acids in sequence as the beta subunit of hCG, and both stimulate the same receptor; however, the hCG-beta subunit contains an additional 24 amino acids, and the hormones differ in the composition of their sugar moieties. Gonadotropin-releasing hormone from the hypothalamus controls the secretion of the gonadotropins, FSH, and LH, from the anterior pituitary. In both male and female populations, LH is essential for reproduction. In girls and women, the menstrual cycle is divided by a midcycle surge of both LH and FSH into a follicular phase and a luteal phase. This "LH surge" triggers ovulation thereby not only releasing the egg, but also initiating the conversion of the residual follicle into a corpus luteum that, in turn, produces progesterone to prepare the endometrium for a possible implantation. LH is necessary to maintain luteal function for the first 2 weeks. In case of pregnancy, luteal function will be further maintained by the action of hCG (a hormone very similar to LH) from the newly established pregnancy. LH supports thecal cells in the ovary that provide androgens and hormonal precursors for estradiol production. LH in boys and men acts on testicular interstitial cells of Leydig to cause increased synthesis of testosterone. | Males < or =4 weeks: Not established >1 month-< or =12 months: < or =0.4 IU/L >12 months-< or =6 years: < or =1.3 IU/L >6-< or =11 years: < or =1.4 IU/L >11-< or =14 years: 0.1-7.8 IU/L >14-< or =18 years: 1.3-9.8 IU/L >18 years: 1.3-9.6 IU/L Females < or =4 weeks: Not established >1-< or =12 months: < or =0.4 IU/L >12 months-< or =6 years: < or =0.5 IU/L >6-< or =11 years: < or =3.1 IU/L >11-< or =14 years: < or =11.9 IU/L >14-< or =18 years: 0.5-41.7 IU/L Premenopausal: Follicular: 1.9-14.6 IU/L Midcycle: 12.2-118.0 IU/L Luteal: 0.7-12.9 IU/L Postmenopausal: 5.3-65.4 IU/L | In both male and female patients, primary hypogonadism results in an elevation of basal follicle-stimulating hormone (FSH) and luteinizing hormone (LH) levels. Postmenopausal LH levels are generally above 40 IU/L. FSH and LH are generally elevated in: -Primary gonadal failure -Complete testicular feminization syndrome -Precocious puberty (either idiopathic or secondary to a central nervous system lesion) In female patients: -Menopause -Primary ovarian hypodysfunction -Polycystic ovary disease In male patients: -Primary hypogonadism LH is decreased in: -Primary ovarian hyperfunction in female patients -Primary hypergonadism in male patients FSH and LH are both decreased in failure of the pituitary or hypothalamus. | No clinically significant cross-reactivity has been demonstrated with follicle-stimulating hormone (FSH), thyrotropin (TSH), or human chorionic gonadotropin (hCG). Some patients who have been exposed to animal antigens, either in the environment or as part of treatment or imaging procedures, may have circulating anti-animal antibodies present. These antibodies may interfere with the assay reagents to produce unreliable results. | 1. Kaplan LA, Pesce AJ. The gonads. In: Kazmierczak SC, ed. Clinical Chemistry: Theory, Analysis, and Correlation. 3rd ed. Mosby-Year Book, Inc; 1996:894 2. Dumesic DA. Hyperandrogenic anovulation: a new view of polycystic ovary syndrome. Postgrad Ob Gyn. 1995;15:1-5 3. Rifai N, Horvath AR, Wittwer CT, eds. Tietz Textbook of Clinical Chemistry and Molecular Diagnostics. 6th ed. Elsevier; 2018 | In the Roche luteinizing hormone (LH) assay, the determination of the LH level is made with the aid of a biotinylated monoclonal LH-specific antibody and a monoclonal LH-specific antibody labeled with a ruthenium complex, which form a sandwich complex. After addition of streptavidin-coated microparticles, the complex becomes bound to the solid phase via interaction of biotin and streptavidin. The reaction mixture is aspirated into the measuring cell where the microparticles are magnetically captured onto the surface of the electrode. Unbound substances are then removed with ProCell. Application of a voltage to the electrode then induces a chemiluminescent emission, which is measured by a photomultiplier.(Package insert: LH. Roche Diagnostics; 03/2024) | Same day/1 to 3 days | 7 days | This test has been cleared, approved, or is exempt by the US Food and Drug Administration and is used per manufacturer's instructions. Performance characteristics were verified by Mayo Clinic in a manner consistent with CLIA requirements. | 83002 | Luteinizing Hormone (LH), S | 10501-5 | LH | Luteinizing Hormone (LH), S | 10501-5
SLYME | Lyme Antibody Modified 2-Tier with Reflex, Serum | Diagnosis of Lyme disease This testshould not be usedas a screening procedure for the general population. | Enzyme-Linked Immunosorbent Assay (ELISA) | Yes | Lyme Ab Modified 2-Tier w/Reflex, S | If the Lyme antibody result is positive or equivocal, then confirmation by whole cell sonicate will be performed at an additional charge. | Supplies:Sarstedt Aliquot Tube, 5 mL (T914) Collection Container/Tube: Preferred:Serum gel Acceptable:Red top Submission Container/Tube:Plastic vial Specimen Volume:0.6 mL Collection Instructions:Centrifuge and aliquot serum into a plastic vial. | 0.5 mL | Lyme disease (LD) is caused by infection with a member of theBorrelia burgdorferisensu lato complex, which includesB burgdorferisensu stricto (herein referred to asB burgdorferi),Borrelia afzelii,andBorrelia garinii.Among these species,B burgdorferiis the most frequent cause of LD in North America. These tick-borne spirochetes aretransmitted to humans through the bite ofIxodesspecies ticks. Endemic areas for LD in the United States correspond with the distribution of 2 tick species,Ixodes scapularis(Northeastern and Upper Midwestern US) andIxodes pacificus(West Coast US). Transmission of LD-associatedBorreliarequires at least 36 hours of tick attachment. Approximately 80% of infected individuals will develop a unique expanding skin lesion with a central zone of clearing, referred to as erythema migrans (EM; stage 1). In the absence of treatment, patients may progress to early disseminated disease (stage 2), which is characterized by neurologic manifestations (eg, meningitis, cranial neuropathy, radiculoneuropathy) and is often associated withB gariniiinfection. Patients with late LD often present with intermittent or persistent arthralgia, most often associated withB burgdorferiinfection, or with acrodermatitis chronica atrophicans (ACA), typically due to infection withBafzelii. Diagnosis of LD is currently based on either the standard or modified 2-tiered serologic testing algorithm (STTTA or MTTTA, respectively). For the STTTA, see LYME / Lyme Disease Serology, Serum. The MTTTA starts with an initial enzyme immunoassay (EIA) screen for detection of total antibodies against theBorreliaVlse/pepC10 proteins. Samples that are screen positive or equivocal by this first tier EIA are subsequently reflexed for supplemental assessment using 2 separate EIAs for detection of IgM and IgG antibodies againstB burgdorferiwhole cell sonicate material. Importantly, while serologic assessment for LD may be negative in the early weeks following infection, over 90% of patients with later stages of infection are seropositive by serology, which remains the diagnostic method of choice for this disease. | Negative Reference values apply to all ages. | Negative: Negative for antibodies to theBorrelia(Borreliella) species causing Lyme disease. Negative results may occur in patients who have been recently infected (< or =14 days).If recent infection is suspected, repeat testing on a new sample collected in 7 to 14 days is recommended. Equivocal: Not diagnostic. Supplemental testing in accordance with the modified 2-tiered testing algorithm for Lyme disease has been ordered by reflex. Positive: Not diagnostic. Supplemental testing in accordance with the modified 2-tiered testing algorithm for Lyme disease has been ordered by reflex. | A negative result does not exclude the possibility of infection with Lyme disease causingBorreliaspecies.Patients in the early stages of Lyme disease and those who have been treated with antibiotics may not exhibit detectable antibody titers. Patients with clinical history, signs, or symptoms suggestive of Lyme disease should be retested in 2 to 4 weeks if the initial test result is negative. A positive result is not definitive evidence of infection withBorrelia burgdorferi. It is possible that other disease conditions may produce artifactual reactivity in the assay (eg, infectious mononucleosis, syphilis). All samples with equivocal or positive results should be tested using a second-tier method, including either immunoblot testing or enzyme immunoassay (EIA) methods for IgM- and IgG-class antibodies in accordance with Centers for Disease Control and Prevention and the Association of State and Territorial Public Health Laboratory Directors (CDC/ASTPHLD) recommendations. Patients infected with other members of theB burgdorferisensu lato complex, includingBorrelia garinii,Borrelia afzelii, andBorrelia mayoniiwill be detected by this assay; however, they cannot be differentiated. This test should not be performed as a screening procedure for the general population. The predictive value of a positive or negative result depends on the prevalence of analyte (antibodies present to VlsE1 and pepC10 antigens) in a specific population. Testing should only be performed when clinical evidence suggests the diagnosis ofBorreliainfection or related etiological conditions observed by the physician. Lyme serology should not be used for treatment monitoring as IgG can remain for years post-resolution of infection. Instead, monitoring resolution of symptoms in response to treatment is recommended. | 1.Theel ES. The past, present and (possible) future of serologic testing for Lyme disease. J Clin Microbiol. 2016;54(5):1191-1196. doi:10.1128/JCM.03394-15 2. Dattwyler RJ. Lyme borreliosis: An overview of clinical manifestations. Lab Med. 1990;21:290-292 3. Schwan TG, Burgdorfer W, Rosa PA.Borrelia. In: Murray PR, ed. Manual of Clinical Microbiology. 7th ed. ASM Press; 1999:746-758 4. Centers for Disease Control and Prevention (CDC). Recommendations for test performance and interpretation from the Second National Conference on Serologic Diagnosis of Lyme Disease. MMWR Morb Mortal Wkly Rep. 1995;44(31):590-591 | The first-tier Lyme disease screening enzyme-linked immunosorbent assay (ELISA) used is the Zeus ELISABorreliaVlsE1/pepC10 IgG/IgM test system. The Zeus ELISABorreliaVlsE1/pepC10 IgG/IgM test system is designed to detect IgG- and IgM-class antibodies (not differentiated by the assay in the final result) in human sera to VlsE1 and pepC10 antigens. Diluted test sera are incubated in antigen coated microwells. Any antigen-specific antibody in the sample will bind to the immobilized antigen. The plate is washed to remove unbound antibody and other serum components. Peroxidase conjugated goat antihuman IgG and IgM are added to the wells and the plate is incubated. The conjugate will react with IgG and IgM antibodies immobilized on the plate. The wells are washed to remove unreacted conjugate. The microwells containing immobilized peroxidase conjugate are incubated with peroxidase substrate solution. Hydrolysis of the substrate by peroxidase produces a color change.After a period of time the reaction is stopped, and the color intensity of the solution is measured photometrically. The color intensity of the solution depends upon the antibody concentration in the original test sample.(Package insert:BorreliaVlsE1/pepC10 IgG/IgM Test System. Zeus Scientific, Inc; Rev 05/21/2021) | Same day/1 to 4 days | 14 days | This test has been cleared, approved, or is exempt by the US Food and Drug Administration and is used per manufacturer's instructions. Performance characteristics were verified by Mayo Clinic in a manner consistent with CLIA requirements. | 8661886617 x2 (if appropriate) | Lyme Ab Modified 2-Tier w/Reflex, S | 83081-0 | SLYME | Lyme Ab Modified 2-Tier w/Reflex, S | 83081-0
LNBAB | Lyme Central Nervous System Infection IgG with Antibody Index Reflex, Serum and Spinal Fluid | Aiding in the diagnosis of neuroinvasive Lyme disease or neuroborreliosis due toBorreliaspecies associated with Lyme disease (eg,Borreliaburgdorferi, Borrelia garinii, Borrelia afzelli) | Enzyme-Linked Immunosorbent Assay (ELISA) | Yes | Lyme CNS Infection IgG w/ AI Reflex | This test begins with IgG screening of the spinal fluid specimen. If the screen is negative, no additional testing will be performed. | Both spinal fluid (CSF) and serum are required for this test. CSF and serum must be collected within 24 hours (maximum) of each other. Specimen Type:Spinal fluid Container/Tube:Sterile vial Specimen Volume:1.2 mL Collection Instructions: 1. A spinal fluid (CSF) sample of 1.2 mL needs to be collected within 24 hours of the serum specimen, preferably at the same time. 2. Label vial as spinal fluid or CSF. 3. CSF aliquot should be from the second, third, or fourth CSF vial collected during the lumbar puncture. Do not submit CSF from the first vial due to the possibility of blood contamination,which will cause specimen rejection. 4. Band specimens together. Specimen Type:Serum Collection Container/Tube: Preferred:Serum gel Acceptable:Red top Submission Container/Tube:Plastic vial Specimen Volume:1.2 mL Collection Instructions: 1. A serum sample of 1.2 mL needs to be collected within 24 hours of the spinal fluid specimen, preferably at the same time. 2.Centrifuge and aliquot serum into a plastic vial. 3. Label as serum. 4. Band specimens together. | See Specimen Required | Lyme disease is a multisystem and multistage tick-transmitted infection caused by spirochetal bacteria in theBorrelia burgdorferisensu lato (Bbsl) complex. Nearly all human infections are caused by 3 Bbsl species;B burgdorferisensu stricto (hereafter referred to asB burgdorferi) is the primary cause of Lyme disease in North America, whileBorrelia afzeliiandBorrelia gariniiare the primary causes of Lyme disease in Europe and parts of Asia. Lyme disease is the most commonly reported tick-borne infection in North America and Europe, causing an estimated 300,000 cases in the United States each year and 85,000 cases in Europe. The clinical features of Lyme disease are broad and may be confused with various immune and inflammatory disorders. The classic presenting sign of early localized Lyme disease caused byB burgdorferiis erythema migrans, which occurs in approximately 80% of individuals. Other early signs and symptoms include malaise, headache, fever, lymphadenopathy, and myalgia. Arthritis, cardiac disease, and neurological disease may be later stage manifestations. Neuroinvasive Lyme disease (NLD) can affect either the peripheral or central nervous system, with patients classically presenting with the triad of lymphocytic meningitis, cranial neuropathy (especially facial nerve palsy) and radiculoneuritis, which can affect the motor or sensory nerves, or both. These symptoms can occur in any combination or alone. Some patients may present with Bannwarth syndrome, which includes painful radiculoneuritis with variable motor weakness. NLD should be considered in individuals presenting with appropriate symptoms who have had exposure to ticks in a Lyme endemic region of the United States, Europe, or Asia. Patients meeting these criteria should be evaluated for the presence of anti-Bbsl antibodies in serum using the standard 2-tiered testing algorithm (LYME /Lyme Disease Serology, Serum) as recommended by the Centers for Disease Control and Prevention. Briefly, the LYME test includes testing of serum specimens by an anti-Bbsl antibody enzyme-linked immunosorbent assay, followed by supplemental testing of all reactive samples using an immunoblot or western blot for detection of IgM- and IgG-class antibodies to Bbsl. Notably, the majority of patients with NLD will be seropositive in serum. Therefore, it is recommended that all patients tested by this assay also have LYME /Lyme Disease Serology, Serumperformed. Results from these assays, alongside appropriate exposure history and clinical presentation, may be used to establish a diagnosis of NLD. Spinal fluid (CSF) should not be tested for the presence of antibodies to Bbsl using the current 2-tiered testing algorithm as there are no interpretive criteria for assessment of anti-Bbsl IgM and IgG immunoblot banding patterns in CSF. Additionally, while the presence of antibodies to Bbsl in CSF may be due to true intrathecal antibody synthesis, thus indicating central nervous system (CNS) infection, antibodies may alternatively be present as a result of passive diffusion through the blood-brain barrier or due to blood contamination of CSF during a traumatic lumbar puncture. The Lyme CNS infection antibody index is performed as a reflex and quantitatively measures the level of anti-Bbsl antibodies in CSF and serum, ideally collected within 24 hours of each other, and normalizes those levels to total IgG and albumin in both specimen sources. A positive Lyme CNS AI indicates true intrathecal antibody synthesis of antibodies to Bbsl, which alongside clinical and exposure history can be used to establish a diagnosis of NLD. | Negative Reference values apply to all ages. | Negative: No antibodies to Lyme disease causingBorreliaspecies detected in spinal fluid. A negative result in a patient with appropriate exposure history and symptoms consistent with neuroinvasive Lyme disease should not be used to exclude infection. Testing for antibodies to Lyme disease-causingBorreliaspecies in serum should be performed. Reactive: Supplemental testing to determine a Lyme central nervous system antibody index has been ordered. Diagnosis of neuroinvasive Lyme disease should not be established solely based on a reactive screening result. | A single negative result should not be used to exclude the diagnosis of neuroinvasive Lyme disease in a patient with appropriate exposure history and symptoms suggestive of infection. Testing of serum samples using the Centers for Disease Control and Prevention recommended standard 2-tiered testing algorithm should be performed (LYME /Lyme Disease Serology, Serum). False-negative results may be acquired in patients tested soon after infection, prior to the development of a detectable level of antibodies in the spinal fluid. False-reactive results may occur in patients with syphilis orLeptospirainfections. Patient management decisions should not be made on a single reactive result. | 1. Wormser GP, Dattwyler RJ, Shapiro ED, et al: The clinical assessment, treatment, and prevention of lyme disease, human granulocytic anaplasmosis, and babesiosis: clinical practice guidelines by the Infectious Diseases Society of America. Clin Infect Dis. 2006 Nov 1;43(9):1089-1134 2. Halperin JJ, Shapiro ED, Logigian E, et al: Practice parameter: treatment of nervous system Lyme disease (an evidence-based review): report of the Quality Standards Subcommittee of the American Academy of Neurology. Neurology. 2007 Jul 3;69(1):91-102 3. Halperin JJ: Neuroborreliosis: J Neurol. 2017;264(6):1292-1297 4. Theel ES: The Past, present and (possible) future of serologic testing for Lyme disease. J Clin Microbiol. 2016;54(5):1191-1196 5. Theel ES, Aguero-Rosenfeld ME, Pritt B, Adem PV, Wormser GP: Limitations and confusing aspects of diagnostic testing for neurologic Lyme disease in the United States. J Clin Microbiol. 2019 Jan 2;57(1): e01406-18. doi: 10.1128/JCM.01406-18 | The test kit contains microtiter strips with break-off reagent wells coated with a mix of Bb sl antigens (whole antigen extracts ofBorreliaburgdorferisensu stricto,Borreliaafzelii,Borreliagariniiand recombinant VlsE ofB burgdorferisensu stricto). In the first reaction step, diluted patient samples are incubated in the wells. In the case of positive samples,Borrelia-specific-IgG antibodies will bind to the antigens. To detect the bound antibodies, a second incubation is carried out using an enzyme-labelled antihuman IgG (enzyme conjugate), followed by a third incubation using chromogen/substrate, which catalyzes a color reaction that is then measured for optical density (OD) using spectrophotometry. The obtained OD values of the paired patient serum and spinal fluid samples are compared against a 6-level calibration curve to quantitatively determine the relative anti-BorreliaIgG antibody titers.(Unpublished Mayo method) | Same day/1 to 4 days | 14 days | This test was developed and its performance characteristics determined by Mayo Clinic in a manner consistent with CLIA requirements. It has not been cleared or approved by the US Food and Drug Administration. | 8661886618 x2 - if applicable82040 - if applicable82042- if applicable82784 x2 - if applicable | Lyme CNS Infection IgG w/ AI Reflex | 92815-0 | LNBAS | Lyme CNS Infection IgG, S | 92814-3
LNBAI | Lyme Central Nervous System Infection IgG, Antibody Index, Spinal Fluid | Providing antibody index information to aid in the diagnosis of neuroinvasive Lyme disease or neuroborreliosis due toBorreliaspecies associated with Lyme disease (eg,Borrelia burgdorferi, Borrelia garinii, Borrelia afzelli) | Only orderable as part of a profile. For more information see LNBAB / Lyme Central Nervous System Infection IgG with Antibody Index Reflex, Serum and Spinal Fluid. Enzyme-Linked Immunosorbent Assay (ELISA) | Yes | Lyme CNS Infection IgG, Ab Index | CSF | Only orderable as part of a profile. For more information see LNBAB / Lyme Central Nervous System Infection IgG with Antibody Index Reflex, Serum and Spinal Fluid. Specimen Type:Spinal fluid Container/Tube:Sterile vial Specimen Volume:1.2 mL Collection Instructions: 1. A spinal fluid (CSF) sample of 1.2 mL needs to be collected within 24 hours of the serum specimen, preferably at the same time. 2. Label vial as spinal fluid or CSF. 3. CSF aliquot should be from the second, third, or fourth CSF vial collected during the lumbar puncture. Donotsubmit CSF from the first vial due to the possibility of blood contamination,which will cause specimen rejection. 4. Band specimens together. Specimen Type:Serum Collection Container/Tube: Preferred:Serum gel Acceptable:Red top Submission Container/Tube:Plastic vial Specimen Volume:1.2 mL Collection Instructions: 1. A serum sample of 1.2 mL needs to be collected within 24 hours of the spinal fluid specimen, preferably at the same time. 2.Centrifuge and aliquot serum into a plastic vial. 3. Label as serum. 4. Band specimens together. | See Specimen Required | Lyme disease is a multisystem and multistage tick-transmitted infection caused by spirochetal bacteria in theBorrelia burgdorferisensu lato (Bbsl) complex. Nearly all human infections are caused by 3 Bbsl species;B burgdorferisensu stricto (hereafter referred to asB burgdorferi) is the primary cause of Lyme disease in North America, whileBorrelia afzeliiandBorrelia gariniiare the primary causes of Lyme disease in Europe and parts of Asia. Lyme disease is the most commonly reported tick-borne infection in North America and Europe, causing an estimated 300,000 cases in the United States each year and 85,000 cases in Europe. The clinical features of Lyme disease are broad and may be confused with various immune and inflammatory disorders. The classic presenting sign of early localized Lyme disease caused byB burgdorferiis erythema migrans, which occurs in approximately 80% of individuals. Other early signs and symptoms include malaise, headache, fever, lymphadenopathy, and myalgia. Arthritis, cardiac disease, and neurological disease may be later stage manifestations. Neuroinvasive Lyme disease (NLD) can affect either the peripheral or central nervous system, with patients classically presenting with the triad of lymphocytic meningitis, cranial neuropathy (especially facial nerve palsy) and radiculoneuritis, which can affect the motor or sensory nerves, or both. These symptoms can occur in any combination or alone. Some patients may present with Bannwarth syndrome, which includes painful radiculoneuritis with variable motor weakness. NLD should be considered in individuals presenting with appropriate symptoms who have had exposure to ticks in a Lyme endemic region of the United States, Europe, or Asia. Patients meeting these criteria should be evaluated for the presence of anti-Bbsl antibodies in serum using the standard 2-tiered testing algorithm (LYME / Lyme Disease Serology, Serum) as recommended by the Centers for Disease Control and Prevention. Briefly, the STTTA includes testing of serum specimens by an anti-Bbsl antibody enzyme-linked immunosorbent assay, followed by supplemental testing of all reactive samples using an immunoblot or western blot for detection of IgM- and IgG- class antibodies to Bbsl. Notably, the majority of patients with NLD, more than 99%, will be seropositive in serum. This alongside appropriate exposure history and clinical presentation may be used to establish a diagnosis of NLD. Cerebrospinal fluid (CSF) may also be tested for the presence of antibodies to Bbsl using the current 2-tiered testing algorithm as defined for serum samples. However, there are currently no interpretive criteria for assessment of anti-Bbsl IgM and IgG immunoblot banding patterns in CSF. Additionally, while the presence of antibodies to Bbsl in CSF may be due to true intrathecal antibody synthesis, thus indicating central nervous system (CNS) infection, antibodies may alternatively be present as a result of passive diffusion through the blood-brain barrier or due to blood contamination of CSF during a traumatic lumbar puncture. The Lyme CNS antibody index quantitatively measures the level of anti-Bbsl antibodies in CSF and serum, ideally collected within 24 hours of each other, and normalizes those levels to total IgG and albumin in both specimen sources. A positive Lyme CNS AI indicates true intrathecal antibody synthesis of antibodies to Bbsl, which alongside clinical and exposure history can be used to establish a diagnosis of NLD. | Only orderable as part of a profile. For more information see LNBAB / Lyme Central Nervous System Infection IgG with Antibody Index Reflex, Serum and Spinal Fluid. 0.6-1.2 | Negative (Lyme CNS antibody index [AI] 0.6 to <1.3): Results indicate lack of intrathecal antibody synthesis to Lyme disease associatedBorreliaspecies. This suggests the absence of neuroinvasive Lyme disease. The initial screen reactive result may be due to anti-Borreliaspecies antibodies present in the cerebrospinal fluid (CSF) due to increased permeability of the blood-brain barrier or transient introduction during lumbar puncture. Equivocal (Lyme CNS AI 1.3 to 1.5): Low level of intrathecal antibody synthesis to Lyme disease associatedBorreliaspecies detected. Results should be correlated with exposure history and clinical presentation to establish a diagnosis of neuroinvasive Lyme disease. Positive (Lyme CNS AI >1.5): Results indicate the presence of intrathecal antibody synthesis to Lyme disease associatedBorreliaspecies, suggesting neuroinvasive Lyme disease. Results should be correlated with exposure history and clinical presentation to establish the diagnosis. Invalid (Lyme CNS AI <0.6): Result is due to abnormally elevated total IgG levels in CSF. This may be due to passive diffusion through the blood-brain barrier or contamination of the CSF with blood during a traumatic lumbar puncture. Repeat testing may be considered | A single negative result should not be used to exclude the diagnosis of neuroinvasive Lyme disease in a patient with appropriate exposure history and symptoms suggestive of infection. Testing of serum samples using the Centers of Disease Control and Prevention recommended Standard 2-Tiered Testing Algorithm should be performed. False-negative results may be acquired in patients tested soon after infection, prior to the development of a detectable level of antibodies in the cerebrospinal fluid. False-reactive results may occur in patients with syphilis orLeptospirainfections. Patient management decisions should not be made on a single reactive result. | 1. Wormser GP, Dattwyler RJ, Shapiro ED, et al: The clinical assessment, treatment, and prevention of lyme disease, human granulocytic anaplasmosis, and babesiosis: clinical practice guidelines by the Infectious Diseases Society of America. Clin Infect Dis. 2006 Nov 1;43(9):1089-1134 2. Halperin JJ, Shapiro ED, Logigian E, et al: Practice parameter: treatment of nervous system Lyme disease (an evidence-based review): report of the Quality Standards Subcommittee of the American Academy of Neurology. Neurology. 2007 Jul 3;69(1):91-102 3. Halperin JJ: Neuroborreliosis: J Neurol. 2017;264(6):1292-1297 4. Theel ES: The Past, present and (possible) future of serologic testing for Lyme disease. J Clin Microbiol. 2016;54(5):1191-1196 5. Theel ES, Aguero-Rosenfeld ME, Pritt B, Adem PV, Wormser GP: Limitations and confusing aspects of diagnostic testing for neurologic Lyme disease in the United States. J Clin Microbiol. 2019 Jan 2;57(1): e01406-18. doi: 10.1128/JCM.01406-18 | The test uses microtiter strips with break-off reagent wells coated with a mix ofBbsl antigens (whole antigen extracts ofBorrelia burgdorferisensu stricto,Borrelia afzelii,Borrelia gariniiand recombinant VlsE ofB burgdorferisensu stricto). In the first reaction step, diluted patient samples are incubated in the wells. In the case of positive samples,Borrelia-specific IgG antibodies will bind to the antigens. To detect the bound antibodies, a second incubation is carried out using an enzyme-labelled antihuman IgG (enzyme conjugate), followed by a third incubation using chromogen/substrate, which catalyzes a color reaction that is then measured for optical density (OD) using spectrophotometry. The obtained OD values of the paired patient serum and cerebrospinal fluid (CSF) samples are compared against a 6-level calibration curve to quantitatively determine the relative anti-BorreliaIgG antibody titers.(Unpublished Mayo method) The quantitative test results obtained on paired serum and CSF specimens using theBorreliaIgG enzyme-linked immunosorbent assay are expressed as relative units (U/mL) and must be used along with the total IgG and albumin levels in the patient's paired serum and CSF samples to calculate the anti-Borreliaantibody index (AI), which determines the absence or presence of intrathecal anti-BorreliaIgG antibody synthesis. Total IgG and albumin testing on serum and CSF is performed using the Siemens BN II nephelometric testing system.(Instruction manual: Siemens Nephelometer II Operations. Siemens V 2.3, 2008; Addendum to the Instruction Manual 2.3, 08/2017) To detect an infection of the central nervous system, it is necessary to differentiate between intrathecally produced antibodies and antibodies passed from blood into the CSF. The AI is the value of intrathecal pathogen-specific antibody production. This AI value represents the portion of pathogen-specific antibodies in total IgG of CSF and the portion of pathogen-specific antibodies in total IgG of serum. The patient's AI is calculated using the Reiber and Lange method.(Reiber H, Lange P: Quantification of virus-specific antibodies in cerebrospinal fluid and serum: sensitive and specific detection of antibody synthesis in brain.Clin Chem.1991;37(7):1153-1160) | Same day/1 to 4 days | 14 days | This test was developed and its performance characteristics determined by Mayo Clinic in a manner consistent with CLIA requirements. It has not been cleared or approved by the US Food and Drug Administration. | 86618 x 2820408204282784 x 2 | Lyme CNS Infection IgG, Ab Index | 92812-7 | LNB4 | Lyme CNS IgG Ab Index Interp | 69048-7
LYWB | Lyme Disease Antibody, Immunoblot, Serum | Aiding in the diagnosis of systemic Lyme disease This testshould not be usedas a screening assay. | Immunoblot Microarray | Yes | Lyme Disease Ab, Immunoblot, S | For information seeAcute Tick-Borne Disease Testing Algorithm. | Collection Container/Tube: Preferred:Serum gel Acceptable:Red top Submission Container/Tube:Plastic vial Specimen Volume:0.75 mL Collection Instructions:Centrifuge and aliquot serum into a plastic vial. | 0.5 mL | Lyme disease is caused by the spirocheteBorrelia burgdorferi.The spirochete is transmitted to humans through the bite ofIxodesspecies ticks. Endemic areas for Lyme disease in the United States correspond with the distribution of 2 tick species,Ixodes dammini(Northeastern and upper Midwestern US) andIxodes pacificus(West Coast US). In Europe,Ixodes ricinustransmits the spirochete. Lyme disease exhibits a variety of symptoms that may be confused with immune and inflammatory disorders. Inflammation around the tick bite causes skin lesions. Erythema chronicum migrans (ECM), a unique expanding skin lesion with central clearing, which results in a ring-like appearance, is the first stage of the disease. Any of the following clinical manifestations may be present in patients with Lyme disease: arthritis, neurological or cardiac disease, or skin lesions. Neurologic and cardiac symptoms may appear with stage 2 and arthritic symptoms with stage 3 of Lyme disease. In some cases, a definitive distinction between stages is not always seen. Further, secondary symptoms may occur even though the patient does not recall having a tick bite or a rash. The Second National Conference on the Serologic Diagnosis of Lyme Disease (1994) recommended that laboratories use a 2-test approach for the serologic diagnosis of Lyme disease. Accordingly, specimens are first tested by the more sensitive enzyme immunoassay (EIA). An immunoblot assay is used to supplement positive or equivocal Lyme EIA results. An immunoblot identifies the specific proteins to which the patient's antibodies bind. Although there are no proteins that specifically diagnoseB burgdorferiinfection, the number of proteins recognized in the immunoblot assay is correlated with diagnosis. Recently, theCenters for Disease Control and Preventionand US Food and Drug Administration approved the use of a modified two-tiered testing algorithm for diagnosis of Lyme disease (see SLYME / Lyme Antibody Modified 2-Tier with Reflex, Serum). Culture or polymerase chain reaction (PCR) of skin biopsies obtained near the margins of ECM are frequently positive. In late (chronic) stages of the disease, serology is often positive and the diagnostic method of choice. PCR testing also may be useful in these late stages if performed on synovial or cerebrospinal fluid. Diagnosis of neuroinvasive Lyme disease (ie, neuroborreliosis) can be achieved by determining the Lyme antibody index value using paired serum and cerebrospinal fluid samples (LNBAB / Lyme Central Nervous System Infection IgG with Antibody Index Reflex, Serum and Spinal Fluid). | IgG: Negative IgM: Negative Reference values apply to all ages | Per Centers for Disease Control and Prevention criteria, the Lyme IgG Immunoblot is interpreted as positive if IgG-class antibodies are detected to greater than or equal to 5Borreliaburgdorferi proteins, and the Lyme IgM Immunoblot is interpreted as positive if IgM-class antibodies are detected to greater than or equal to 2B burgdorferiproteins. Immunoblot patterns not meeting these criteria should not be interpreted as positive. Epitopes from certainB burgdorferiproteins (eg, p41) are conserved across other bacteria, which may lead to the detection of IgM- and/or IgG-class antibodies on the Lyme disease immunoblots in patients without Lyme disease. Immunoblot should only be ordered on specimens that are positive or equivocal by a US Food and Drug Administration-licensed Lyme disease antibody screening test (eg, enzyme immunoassay). Results of the Lyme IgM immunoblot should not be considered in patients with greater than or equal to 30 days of symptoms. Result Interpretation IgG and IgM negative Specific serologic response toB burgdorferiinfection is not detected but cannot rule out early infection during which low or undetectable antibody levels toB burgdorferimay be present. If clinically indicated, a new serum specimen should be submitted in 7-14 days. IgG positive and IgM negative Consistent with infection withB burgdorferiat some time in the past IgG and IgM positive Consistent with active or previous infection forB burgdorferi. IgM blot criteria is of diagnostic utility only during the first 4 weeks of early Lyme disease. IgG negative and IgM positive IgM-class antibodies toB burgdorferi(Lyme disease) detected. Results are consistent with acute or recent infection withB burgdorferi. Testing of a new specimen collected in 7-14 days to demonstrate IgG seroconversion may be considered to confirm infection if the diagnosis is in doubt. IgM immunoblot results should only be considered as indicative of recent infection in patients presenting within 30 days of symptom onset. Consideration of IgM immunoblot results in patients with symptoms lasting >30 days is discouraged due to the risk of false positive IgM immunoblot results and/or prolonged IgM seropositivity following disease resolution. IgG and/or IgM uninterpretable Immunoblot invalid due to blurring or indistinct reactivity. Due to an invalid Lyme IgG immunoblot, an interpretation cannot be provided. Please submit a new specimen. | The immunoblot result may be negative in specimens that are weakly positive by enzyme immunoassay or in patients with early Lyme disease. Test results should be used in conjunction with clinical evaluation and information related to tick exposure. A negative test result does not necessarily rule out current or recent infection. The specimen may have been collected before demonstrable antibody developed. Patients with early disease often have serum antibody titers below the diagnostic threshold for several weeks following disease onset. Test results from pregnant women or patients who are immunosuppressed may be difficult to interpret. Positive test results may not be valid in persons who have received blood or blood product transfusions within the past several months. Antibiotic therapy administered early following exposure or disease onset may suppress the antibody response to the point that diagnostic threshold levels are never attained. Lyme disease serology should not be used for monitoring treatment response, as IgG can remain detectable for years post-resolution of infection. False-positive reactions may occur with patients with other spirochetal diseases (syphilis, yaws, pinta, relapsing fever, or leptospirosis), recent Epstein-Barr virus infection (ie, infectious mononucleosis), influenza, autoimmune disorders (eg, present of extractable nuclear antigens), multiple sclerosis, or amyotrophic lateral sclerosis. | Theel ES. The past, present and (possible) future of serologic testing for Lyme disease. J Clin Microbiol. 2016;54(5):1191-1196 | The Viramed Biotech AG Borrelia B31 ViraChip IgM and IgG are protein microarray assays and can be considered modified solid-phase enzyme-linked immunosorbent assays. Highly purified antigens from theBorrelia burgdorferiB31 strain, including the 93 kD, 66 kD, 58 kD, 45 kD, 41 kD, 39 kD, 30 kD, 28 kD, 23 kD, and 18 kD proteins, are bound to the solid phase nitrocellulose membrane in triplicate. The positions of these antigen "spots" are well defined and are reliably identifiable using customized software. Each microarray also has "spots" for a negative control, serum controls, conjugate controls, and 6 calibrators. One microarray is fixed to the bottom of a well in a standard 96-well microtiter plate. For each test to be performed, the diluted patient serum is added to each microarray (note: theB burgdoreriIgG and IgM microarrays are in separate wells). If specific antibodies recognizing aB burgdorferiantigen are present, they will bind to the specific antigens on the microarray. After incubation, the microarray is washed to remove unbound antibodies. Alkaline-phosphatase antihuman IgG or antihuman IgM (conjugate) is then added to the well and incubated. If antibodies are present, the conjugate will bind to those respective antibodies, and after a washing step to remove unbound conjugate, substrate solution is added. If the antibody/conjugate complex is present, the substrate will undergo precipitation and color change. After an incubation period, the reaction is stopped, and the presence of precipitated substrate is visualized at specific locations on the microarray. The presence of a colored precipitation at various locations on the microarray is an indirect measurement ofB burgdorferispecific antibodies in the patient specimen. Visualized spots from the reaction are compared for intensity with the integrated calibrator controls for evaluation.(Package inserts: Borrelia B31 ViraChip IgM and Borrelia B31 ViraChip IgG. VIRAMED Biotech AG; 01/2018) | Same day/1 to 4 days | 14 days | This test has been cleared, approved, or is exempt by the US Food and Drug Administration and is used per manufacturer's instructions. Performance characteristics were verified by Mayo Clinic in a manner consistent with CLIA requirements. | 86617 x 2 | Lyme Disease Ab, Immunoblot, S | 18203-0 | 6241 | Interpretation | 12781-1
LYME | Lyme Disease Serology, Serum | Diagnosing Lyme disease This testshould not be usedas a screening procedure for the general population. This testshould not be usedfor treatment monitoring. | Enzyme-Linked Immunosorbent Assay (ELISA) | Yes | Lyme Disease Serology, S | If Lyme disease serology is positive or equivocal, then Lyme disease antibody confirmation (by Western blot) will be performed at an additional charge. | Supplies:Sarstedt Aliquot Tube 5 mL (T914) Collection Container/Tube: Preferred:Serum gel Acceptable:Red top Submission Container/Tube:Plastic vial Specimen Volume:0.5 mL Collection Information:Centrifuge and aliquot serum into plastic vial. | 0.4 mL | Lyme disease (LD) is caused by infection with a member of theBorrelia burgdorferisensu lato complex, which includesB burgdorferisensu stricto (herein referred to asB burgdorferi),Borrelia afzelii,andBorrelia garinii.Among these species,B burgdorferiis the most frequent cause of LD in North America. These tick-borne spirochetes aretransmitted to humans through the bite ofIxodesspecies ticks. Endemic areas for Lyme disease in the United States correspond with the distribution of 2 tick species,Ixodes scapularis(Northeastern and upper Midwestern US) andIxodes pacificus(West Coast US). Transmission of LD-associatedBorreliarequires at least 36 hours of tick attachment. Approximately 80% of infected individuals will develop a unique expanding skin lesion with a central zone of clearing, referred to as erythema migrans (EM; stage 1). In the absence of treatment, patients may progress to early disseminated disease (stage 2), which is characterized by neurologic manifestations (eg, meningitis, cranial neuropathy, radiculoneuropathy) and is often associated withB gariniiinfection. Patients with late LD often present with intermittent or persistent arthralgia, most often associated withB burgdorferiinfection, or with acrodermatitis chronica atrophicans, typically due to infection withBafzelii. Diagnosis of LD is currently based on a 2-tiered serologic testing algorithm, as recommended by the Centers for Disease Control and Prevention, and involves an initial screening assay for detection of antibodies to LD-causingBorreliaspecies. Samples that are screen positive or equivocal are subsequently reflexed for supplemental assessment using aB burgdorferiimmunoblot for detection of IgM- and IgG-class antibodies to specificB burgdorferiantigens. Importantly, while serologic assessment for LD may be negative in the early weeks following infection, over 90% of patients with later stages of infection are seropositive by serology, which remains the diagnostic method of choice for this disease. | Negative Reference values apply to all ages. | Negative: No evidence of antibodies toBorrelia burgdorferidetected. False-negative results may occur in recently infected patients (< or =2 weeks) due to low or undetectable antibody levels toB burgdorferi. If recent exposure is suspected, a second specimen should be collected and tested in 2 to 4 weeks. Equivocal: Not diagnostic. Supplemental testing by immunoblot has been ordered by reflex. Positive: Not diagnostic. Supplemental testing by immunoblot has been ordered by reflex. | A negative result does not exclude the possibility of infection withBorrelia burgdorferi.Patients in the early stages of Lyme disease and those who have been treated with antibiotics may not exhibit detectable antibody titers. Patients with clinical history, signs, or symptoms suggestive of Lyme disease should be retested in 2 to 4 weeks if the initial test result is negative. A positive result is not definitive evidence of infection withB burgdorferi. It is possible that other disease conditions may produce artifactual reactivity in the assay (eg, infectious mononucleosis, syphilis). All equivocal or positive results should be supplemented immunoblot testing for IgM- and IgG-class antibodies in accordance with Centers for Disease Control and Prevention, the Association of State and Territorial Public Health Laboratory and directors (CDC/ASTPHLD) recommendations. Patients infected with other members of theB burgdorferisensu lato complex, includingBorrelia garinii,Borrelia afzelii, andBorrelia mayoniiwill be detected by this assay; however, they cannot be differentiated. This test should not be performed as a screening procedure for the general population. The predictive value of a positive or negative result depends on the prevalence of analyte (antibodies present to VlsE1 and pepC10 antigens) in a given population. Testing should only be performed when clinical evidence suggests the diagnosis ofBorreliainfection or related etiological conditions observed by the physician. This test will not distinguish results that are both IgG and IgM positive from results that are either IgG or IgM positive. Lyme serology should not be used for treatment monitoring as IgG can remain for years post-resolution of infection. Instead, monitoring resolution of symptoms in response to treatment is recommended. | 1.Theel ES: The past, present and (possible) future of serologic testing for Lyme disease. J Clin Microbiol. 2016; May;54(5):1191-1196. doi: 10.1128/JCM.03394-15 2. Dattwyler RJ: Lyme borreliosis: an overview of clinical manifestations. Lab Med. 1990;21:290-292 3. Schwan TG, Burgdorfer W, Rosa PA:Borrelia. In: Murray PR, eds. Manual of Clinical Microbiology. 7th ed. ASM Press; 1999:746-758 4. Center for Disease Control and Prevention: Recommendation for test performance and interpretation from second national conference on serological diagnosis of Lyme disease. MMWR Morb Mortal Wkly Rep. 1996;45:481-484 | The first-tier Lyme disease screening enzyme-linked immunosorbent assay (ELISA) is the Zeus ELISABorreliaVlsE1/pepC10 IgG/IgM test system. The Zeus ELISABorreliaVlsE1/pepC10 IgG/IgM test system is designed to detect IgG- and IgM-class antibodies (not differentiated by the assay in the final result) in human sera to VlsE1 and pepC10 antigens. Diluted test sera are incubated in antigen coated microwells. Any antigen-specific antibody in the sample will bind to the immobilized antigen. The plate is washed to remove unbound antibody and other serum components. Peroxidase conjugated goat antihuman IgG and IgM are added to the wells and the plate incubated. The conjugate will react with IgG and IgM antibodies immobilized on the plate. The wells are washed to remove unreacted conjugate. The microwells containing immobilized peroxidase conjugate are incubated with peroxidase substrate solution. Hydrolysis of the substrate by peroxidase produces a color change. After a period of time the reaction is stopped and the color intensity of the solution is measured photometrically.(Package insert:BorreliaVlsE1/pepC10 IgG/IgM Test System. Zeus Scientific, Inc; Rev. date 05/2021) | 1 to 4 days | 14 days | This test has been cleared, approved, or is exempt by the US Food and Drug Administration and is used per manufacturer's instructions. Performance characteristics were verified by Mayo Clinic in a manner consistent with CLIA requirements. | 8661886617 x 2-Lyme disease confirmation (if appropriate) | Lyme Disease Serology, S | 20449-5 | LYME | Lyme Disease Serology, S | 20449-5