CGRNA | Chlamydia trachomatis and Neisseria gonorrhoeae, Nucleic Acid Amplification, Varies | DetectingChlamydia trachomatisand/orNeisseria gonorrhoeae This test isnot intended for usein medico-legal applications. This test isnot useful forthe detection of otherChlamydiaspecies. | Transcription Mediated Amplification | Yes | Chlamydia/Gonorrhoeae Amplified RNA | Varies | Submit only 1 of the following specimens: Specimen Type:Endocervix/cervix Supplies:Aptima Unisex Swab Collection Kit (T583) Container/Tube:Aptima Unisex Swab Specimen Volume:Swab Collection Instructions: 1.Specimens must be collected using the Aptima Unisex Swab Collection Kit. 2. Use cleaning swab (white shaft) to remove excess mucus from endocervix/cervix. 3. Discard the cleaning swab. 4. Insert second swab (blue shaft) 1 to 1.5 cm into endocervical canal and rotate swab gently for 30 seconds. Avoid touching vaginal wall when removing swab. 5. Place second swab into transport tube provided in collection kit. 6. Snap off swab at score line so swab fits into closed tube. 7. Cap tube securely, and label tube with patient's entire name and collection date and time. 8. Maintain swab container at 2 to 30 degrees C (refrigerate temperature is preferred) and transport within 60 days of collection. If longer storage is needed, freeze at -20 to -70 degrees C for 12 months. Specimen Type:Vaginal Supplies:Aptima Multitest Swab Collection Kit (T584) Container/Tube:Aptima Multitest Swab Specimen Volume:Swab Collection Instructions: 1.Specimens must be collected using the Aptima Multitest Swab Collection Kit. 2. Insert swab (pink shaft) about 5 cm past introitus and rotate gently for 30 seconds. 3. Place swab into transport tube provided in collection kit. Snap off swab at score line so swab fits into closed tube. 4. Cap tube securely, and label tube with patient's entire name and collection date and time. 5. Maintain swab container at 2 to 30 degrees C (refrigerate temperature is preferred) and transport within 60 days of collection. If longer storage is needed, freeze at -20 to -70 degrees C for 12 months. Specimen Type:Urethra (Males Only) Supplies:Swab, Aptima Unisex Swab Collection Kit (T583) Container/Tube:Aptima Unisex Swab Specimen Volume:Swab Collection Instructions: 1.Specimens must be collected using the Aptima Unisex Swab Collection Kit. 2. Patient should not have urinated for at least 1 hour prior to collection. 3. With a rotating movement, insert swab (blue shaft) 2 to 4 cm into urethra. 4. Once inserted, rotate swab gently at least 1 full rotation using sufficient pressure to ensure swab comes into contact with all urethral surfaces. Allow swab to remain inserted for 2 to 3 seconds. 5. Place swab in transport tube provided in collection kit. Snap off swab at score line so swab fits into closed tube. 6. Cap tube securely, and label tube with patient's entire name and collection date and time. 7. Maintain swab container at 2 to 30 degrees C (refrigerate temperature is preferred) and transport within 60 days of collection. If longer storage is needed, freeze at -20 to -70 degrees C for 12 months. Specimen Type:Urine Supplies:Aptima Urine Transport Tube (T582) Container/Tube:Aptima urine specimen transport tube Specimen Volume:15 to 20 mL Collection Instructions: 1. Patient should not have urinated for at least 1 hour prior to specimen collection. 2. Patient should collect first portion of random voided urine (first part of stream) into a sterile, plastic, preservative-free container. 3. Within 24 hours of collection, transfer 2 mL of urine into the urine specimen transport tube using the disposable pipette provided. The correct volume of urine has been added when the fluid level is between the black fill lines on the urine transport tube. 4. Place the labels on the transport tube so the black fill lines are still visible for volume confirmation at Mayo Clinic Laboratories. 5. Maintain urine specimen transport tube at 2 to 30 degrees C (refrigerate temperature is preferred) and transport within 30 days of collection. If longer storage is needed, freeze at -20 to -70 degrees C for 12 months. Specimen Type:ThinPrep Specimen (Endocervix/cervix) Supplies:Aptima ThinPrep Transport Tube (T652) Container/Tube:ThinPrep (also called PreservCyt) Collection Kit Specimen Volume:1 mL Collection Instructions: 1. Collect ThinPrep sample as per normal collection process. 2. ThinPrep specimen must be aliquoted (as outlined below)beforeit is processed for Papanicolaou testing (Pap smear). 3. Vortex ThinPrep/PreservCyt vial 3 to 10 seconds. Within 1 minute of vortexing: a. Transfer 1 mL of specimen into the Aptima ThinPrep Transport Tube (ie, specimen transfer tube) using a disposable transfer pipette or a pipette tip containing a filter (aerosol barrier or hydrophobic plug). b. Process only 1 ThinPrep and transfer tube set at a time. c. Recap Aptima specimen transfer tube tightly and gently invert 3 times to mix. 4. Label Aptima transfer tube with appropriate label. 5. Use remainder of ThinPrep specimen for Papanicolaou testing. 6. Maintain specimen transport tube at 2 to 8 degrees C (refrigerate temperature is preferred) and transport within 30 days of collection, or within 14 days if stored at 15 to 30 degrees C. If longer storage is needed, freeze at -20 to -70 degrees C for 12 months. Specimen Type:Oropharynx/pharynx/throat Supplies:Aptima Multitest Swab Collection Kit (T584) Container/Tube:Aptima Multitest Swab Specimen Volume:Swab Collection Instructions: 1.Specimens must be collected using the Aptima Multitest Swab Collection Kit. 2. Swab site using Aptima Multitest Swab (pink shaft). 3. Place collection swab in transport tube provided in collection kit. Snap off swab at score line so swab fits into closed tube. 4. Cap tube securely, and label tube with patient's entire name and collection date and time. 5. Maintain swab container at either 4 to 30 degrees C (refrigerate temperature is preferred) or -20 to -70 degrees C, and transport within 60 days of collection. Specimen Type:Rectal/anal Supplies:Swab, Aptima Multitest Swab Collection Kit (T584) Container/Tube:Aptima Multitest Swab Specimen Volume:Swab Collection Instructions: 1.Specimens must be collected using the Aptima Multitest Swab Collection Kit. 2. Insert swab into rectum about 3 to 5 cm past anal margin and gently rotate swab for 10 seconds. 3. Place collection swab in transport tube provided in collection kit. Snap off swab at score line so swab fits into closed tube. 4. Cap tube securely, and label tube with patient's entire name and collection date and time. 5. Maintain swab container at either 4 to 30 degrees C (refrigerate temperature is preferred) or -20 to -70 degrees C, and transport within 60 days of collection. | Urine: 2 mL Endocervical/cervix in PreservCyt or Swab specimens: See Specimen Required | Chlamydiais caused by the obligate intracellular bacteriumChlamydia trachomatisand is the most prevalent sexually transmitted infection (STI) caused by bacteria in the United States. In 2020, over 1.5 million documented cases were reported to the Centers for Disease Control and Prevention (CDC). Given that 3 out of 4 infected women and 1 out of 2 infected men are initially asymptomatic, the actual prevalence of disease is thought to be much greater than reported.C trachomatiscauses genitourinary infections in women and men and may be associated with dysuria as well as vaginal, urethral, or rectal discharge. In women, complications include pelvic inflammatory disease, salpingitis, and infertility. Approximately 25% to 30% of women who develop acute salpingitis become infertile.Complications among men are rare but include epididymitis and sterility. Rarely, genital chlamydial infection can cause arthritis with associated skin lesions and ocular inflammation (Reiter syndrome).C trachomatiscan be transmitted from the mother during delivery and is associated with conjunctivitis and pneumonia in the newborn. Finally,C trachomatismay cause hepatitis and pharyngitis in adults. Once detected, the infection is easily treated by a short course of antibiotic therapy.Annualchlamydiascreening is now recommended for all sexually active women aged 25 years and younger and for older women with risk factors for infection, such as a new sex partner or multiple sex partners. The CDC also recommends that all pregnant women be given a screening test for chlamydia infection.Repeat testing for test-of-cure isnotrecommended after treatment with a standard treatment regimen unless patient compliance is in question, reinfection is suspected, or the patient's symptoms persist. Repeat testing of pregnant women, 3 weeks after completion of therapy, is also recommended to ensure therapeutic cure, although residual nucleic acid may remain in the absence of active infection. Gonorrhea is caused by the bacteriumNeisseria gonorrhoeae. It is also a very common STI, with over 677,000 cases of gonorrhea reported to CDC in 2020. Likechlamydia, many infections in women are asymptomatic, and the true prevalence of gonorrhea is likely much higher than reported. The organism causes genitourinary infections in women and men and may be associated with dysuria as well as vaginal, urethral, or rectal discharge. Complications include pelvic inflammatory disease in women and gonococcal epididymitis and prostatitis in men. Gonococcal bacteremia, pharyngitis, and arthritis may also occur. Infection in men is typically associated with symptoms that would prompt clinical evaluation. Given the risk for asymptomatic infection in women, screening is recommended for women at increased risk of infection (eg, women with previous gonorrhea or other STIs, inconsistent condom use, new or multiple sex partners, and women in certain demographic groups such as those in communities with high STI prevalence). The CDC currently recommends dual antibiotic treatment due to emerging antimicrobial resistance. Culture was previously considered to be the gold standard test for diagnosis ofC trachomatisandN gonorrhoeaeinfections. However, these organisms are labile in vitro;therefore, precise specimen collection, transportation, and processing conditions are required to maintain organism viability, which is necessary for successful culturing. In comparison, nucleic acid amplification testing (NAAT) provides superior sensitivity and specificity and is now considered the reference standard method for diagnosis in most cases. Immunoassays and nonamplification DNA tests are also available forC trachomatisandN gonorrhoeaedetection, but these methods are significantly less sensitive and less specific than NAAT. Improved screening rates and increased sensitivity of NAAT have resulted in an increased number of accurately diagnosed cases. Improved detection rates result from improved performance characteristics of the assays and patients' easy acceptance of urine testing. Early identification of infection enables sexual partners to seek testing and/or treatment as soon as possible and reduces the risk of disease spread. Prompt treatment reduces the risk of infertility in women. | Chlamydia trachomatis Negative Neisseria gonorrhoeae Negative | A positive result indicates the presence of nucleic acid fromChlamydia trachomatisorNeisseria gonorrhoeaeand strongly supports a diagnosis of chlamydial or gonorrheal infection. A negative result indicates that nucleic acid fromC trachomatisorN gonorrhoeaewas not detected in the specimen.A negative result does not exclude the possibility of infection. If clinical indications strongly suggest gonococcal or chlamydial infection, additional specimens should be collected for testing. A result of inconclusive indicates that a new specimen should be collected. The predictive value of an assay depends on the prevalence of the disease in any specific population. In settings with a high prevalence of sexually transmitted infections, positive assay results have a high likelihood of being true-positive results. In settings with a low prevalence of sexually transmitted infections, or in any setting in which a patient's clinical signs and symptoms or risk factors are inconsistent with gonococcal or chlamydial urogenital infection, positive results should be carefully assessed, and the patient retested by other methods (eg, culture forN gonorrhoeae) if appropriate. | Care must be taken to avoid cross-contamination during handling ofPreservCyt solution liquid Pap specimens. If testing PreservCyt specimens processed with the ThinPrep 2000 processor, it is important to followprocedures toreduce the risk for cross-contamination during Pap processing, such as bleaching of the PreservCyt filter cap and changing gloves between each sample. Refer totheThinPrep 2000 Processor Operator's Manualand the Aptima specimen for more guidance. The performance of endocervical, vaginal, and male urethral swab specimens, urine specimens, and PreservCyt solution liquid Pap specimens has not been evaluated in adolescents younger than 14 years. The performance of vaginal swab specimens has not been evaluated in pregnant women. This report is intended for clinical monitoring or management of patients; it is not intended for use in medico-legal applications. Appropriate specimen collection and handling is necessary for optimal assay performance. Results should be interpreted in conjunction with other laboratory and clinical information. A negative test result does not exclude the possibility of infection. Improper specimen collection, concurrent antibiotic therapy, presence of inhibitors, or low numbers of organisms in the specimen (ie, below the sensitivity of the test) may cause false-negative test results. In low-prevalence populations, positive results must be interpreted carefully, as false-positive results may occur more frequently than true-positive results in this setting. In general, this assay should not be used to assess therapeutic success or failure since nucleic acids fromthese organismsmay persist for 3 weeks or more following antimicrobial therapy. The presence of mucous does not interfere with this assay. However, this test requires endocervical cells, and if excess mucous is not removed prior to collection, adequate numbers of these cells may not be obtained. No interference is expected due to: -Blood -Lubricants and spermicides The effects of tampon use, douching, specimen types other than those listed in Specimen Required, and specimen collection variables have not been determined. Testing of urine specimens with this method is not intended to replace cervical exam and endocervical sampling for diagnosis of urogenital infection; infections may result from other causes, or concurrent infections may occur. Testing urine specimens as the sole test for identifying female patients with chlamydial or gonococcal infections may miss some infected individuals. Performance estimates for urine specimens are based on evaluation of urine obtained from the first part of the urine stream; performance on midstream collections has not been determined. This assay detects plasmid-free variants ofChlamydia trachomatis. This assaydoes notdetectChlamydia pneumoniaeor otherChlamydiaspecies. This assay has not been shown to cross-react with commensal (nonpathogenic)Neisseriaspecies in the oropharynx. | 1. Workowski KA, Bachmann LH, Chan PA, et al. Sexually transmitted infections treatment guidelines, 2021. MMWR Recomm Rep. 2021;70(4):1-187. doi:10.15585/mmwr.rr7004a1 2. Adamson PC, Klausner JD. Diagnostic test for detecting Chlamydia trachomatis and Neisseria gonorrhoeae in rectal and pharyngeal specimens. J Clin Microbiol. 2022;60(4):e0021121. doi:10.1128/JCM.00211-21 | The HOLOGIC APTIMA Combo 2 Assay combines the technologies of target capture, transcription-mediated amplification, and dual kinetic assay. The detection of the ribosomal RNA amplification product sequences (amplicon) is achieved using nucleic acid hybridization. Single-stranded chemiluminescent DNA probes are labeled and combined with amplicon to form stable RNA:DNA hybrids. Light emitted from the labeled RNA:DNA hybrids is measured as photon signals in a luminometer.(Package insert: APTIMA Combo 2 Assay, AW-25929-001. Hologic, Inc; Rev 002, 06/2023) | 1 to 4 days | 7 days | This test has been cleared, approved, or is exempt by the US Food and Drug Administration and is used per manufacturer's instructions. Performance characteristics were verified by Mayo Clinic in a manner consistent with CLIA requirements. | 87491 - Chlamydia trachomatis87591 - Neisseria gonorrhoeae87801 - If appropriate for government payers | Chlamydia/Gonorrhoeae Amplified RNA | 64017-7 | 34875 | Neisseria gonorrhoeae amplified RNA | 43305-2
MCRNA | Chlamydia trachomatis, Miscellaneous Sites, Nucleic Acid Amplification, Varies | DetectingChlamydia trachomatisin non-US Food and Drug Administration-approved specimen types This testisnot intended for usein medico-legal applications. This test isnot useful forthe detection ofChlamydia pneumoniaeor otherChlamydiaspecies. | Transcription Mediated Amplification | Yes | C. trach, Misc, Amplified RNA | Varies | Submit only 1 of the following specimens: Specimen Type:Ocular (corneal/conjunctiva) Supplies: Aptima Unisex Swab Collection Kit (T583), or Aptima Multitest Swab Specimen Collection Kit (T584) Container/Tube:Aptima Multitest Swab or Aptima Unisex Swab Specimen Volume:Swab Collection Instructions: 1. Swab site using Aptima Multitest Swab or Aptima Unisex Swab.Specimens must be collected using either of these Aptima swabs. Note:The white swab provided within the collection kit is a cleaning swab and should not be used for collection. Discard the white cleaning swab. 2. Place collection swab in transport tube provided in collection kit. Snap off swab at score line so swab fits into closed tube. 3. Cap tube securely and label tube with patient's entire name and collection date and time. 4. Maintain swab container at 2 to 30 degrees C (refrigerate temperature is preferred), transport within 60 days of collection. Pediatric Specimen Type:Nasopharyngeal (only accepted for patients 6 months old or younger) Supplies: Nasopharyngeal Swab (nylon Mini-Tip swab) (T861) with Aptima Thin Prep Transport Tube (T652), or Aptima Unisex Swab Collection Kit (T583) Container/Tube:NP swab in Aptima Specimen Transfer Tube or Aptima Unisex Swab Specimen Volume:Swab Collection Instructions: 1. Swab site using NP Swab or Aptima Unisex Swab.Specimens must be collected using either one of these swabs. Note:The white swab provided within the Aptima Unisex Swab Collection kit is a cleaning swab and should not be used during this collection process. This white swab should be discarded. 2. Place NP swab in Aptima Specimen Transfer Tube. If using the Aptima Unisex Swab collection kit, place the unisex swab in the Aptima Collection kit tube. Snap off swab at score line so swab fits into closed tube. 3. Cap tube securely and label tube with patient's entire name and collection date and time. 4. Maintain swab container at 2 to 30 degrees C (refrigerate temperature is preferred), transport within 60 days. Specimen Type:Peritoneal fluid (pelvic wash, cul-de-sac fluid) Supplies:Aptima Thin Prep Transport Tube (T652) Container/Tube:Aptima specimen transfer tube Specimen Volume:1 mL Collection Instructions: 1. Transfer specimen into the Aptima specimen transfer tube within 24 hours of collection. 2. Cap tube securely and label tube with patient's entire name and collection date and time. 3. Maintain Aptima specimen transfer tube at 2 to 30 degrees C (refrigerate temperature is preferred), transport within 30 days of collection. | See Specimen Required | Chlamydiais caused by the obligate intracellular bacteriumChlamydia trachomatisand is the most prevalent sexually transmitted infection (STI) caused by bacteria in the United States. In 2020, over 1.5 million documented cases were reported to theCentersforDiseaseControlandPrevention(CDC). Given that 3 out of 4 infected women and 1 out of 2 infected men are initially asymptomatic, the actual prevalence of disease is thought to be much greater than reported.C trachomatiscauses genitourinary infections in women and men and may be associated with dysuria as well as vaginal, urethral, or rectal discharge. In women, complications include pelvic inflammatory disease, salpingitis, and infertility. Approximately 25% to 30% of women who develop acute salpingitis become infertile.Complications among men are rare but include epididymitis and sterility. Rarely, genital chlamydial infection can cause arthritis with associated skin lesions and ocular inflammation (Reiter syndrome).C trachomatiscan be transmitted from the mother during delivery and is associated with conjunctivitis and pneumonia in the newborn. Finally,C trachomatismay cause hepatitis and pharyngitis in adults. Once detected, the infection is easily treated by a short course of antibiotic therapy.Annualchlamydiascreening is now recommended for all sexually active women 25 years of age and younger and for older women with risk factors for infection, such as a new sex partner or multiple sex partners. The CDC also recommends that all pregnant women be given a screening test for chlamydia infection.Repeat testing for test-of-cure isnotrecommended after treatment with a standard treatment regimen unless patient compliance is in question, reinfection is suspected, or the patient's symptoms persist. Repeat testing of pregnant women, 3 weeks after completion of therapy, is also recommended to ensure therapeutic cure, although residual nucleic acid may remain in the absence of active infection. Improved screening rates and increased sensitivity ofnucleic acid amplification testinghave resulted in an increased number of accurately diagnosed cases. Improved detection rates result from improved performance characteristics of the assays and patients' easy acceptance of urine testing. Early identification of infection enables sexual partners to seek testing and/or treatment as soon as possible and reduces the risk of disease spread. Prompt treatment reduces the risk of infertility in women. | Negative | A positive result indicates the presence of nucleic acid fromChlamydiatrachomatis. A negative result indicates the absence ofC trachomatisnucleic acid. A negative result does not exclude the possibility of infection. If clinical indications strongly suggest chlamydial infection, additional specimens should be collected for testing. A result of inconclusive indicates that a new specimen should be collected. The predictive value of an assay depends on the prevalence of the disease in any specific population. In settings with a high prevalence of sexually transmitted infections, positive assay results have a high likelihood of being true-positive results. In settings with a low prevalence of sexually transmitted infections, or in any setting in which a patient's clinical signs and symptoms or risk factors are inconsistent with chlamydial urogenital infection, positive results should be carefully assessed, and the patient retested by other methods if appropriate. | This report is intended for clinical monitoring or management of patients; it is not intended for use in medico-legal applications. Appropriate specimen collection and handling is necessary for optimal assay performance. Results should be interpreted in conjunction with other laboratory and clinical information. A negative test result does not exclude the possibility of infection. Improper specimen collection, concurrent antibiotic therapy, presence of inhibitors, or low numbers of organisms in the specimen (ie, below the sensitivity of the test) may cause false-negative test results. In low-prevalence populations, positive results must be interpreted carefully as false-positive results may occur more frequently than true-positive results in this setting. In general, this assay should not be used to assess therapeutic success or failure, since nucleic acids fromthis organismmay persist for 3 weeks or more following antimicrobial therapy. No interference is expected with swab specimens due to: -Blood -Lubricants and spermicides This assaydoes notdetectChlamydia pneumoniaeor otherChlamydiaspecies. | 1. Workowski KA, Bachmann LH, Chan PA, et al. Sexually transmitted infections treatment guidelines, 2021. MMWR Recomm Rep. 2021;70(4):1-187. doi:10.15585/mmwr.rr7004a1 2. Adamson PC, Klausner JD. Diagnostic test for detecting Chlamydia trachomatis and Neisseria gonorrhoeae in rectal and pharyngeal specimens. J Clin Microbiol. 2022;60(4):e0021121. doi:10.1128/JCM.00211-21 | The Hologic Aptima Combo 2 Assay combines the technologies of target capture, transcription-mediated amplification, and dual kinetic assay. The detection of the ribosomal RNA amplification product sequences (amplicon) is achieved using nucleic acid hybridization. Single-stranded chemiluminescent DNA probes are labeled and combined with amplicon to form stable RNA:DNA hybrids. Light emitted from the labeled RNA:DNA hybrids is measured as photon signals in a luminometer.(Package insert: APTIMA Combo 2 Assay, AW-25929-001. Hologic, Inc; Rev 002, 06/2023) | 1 to 4 days | 7 days | This test has been modified from the manufacturer's instructions. Its performance characteristics were determined by Mayo Clinic in a manner consistent with CLIA requirements. This test has not been cleared or approved by the US Food and Drug Administration. | 87491 | C. trach, Misc, Amplified RNA | 43304-5 | 34507 | C. trach, Misc, Amplified RNA | 43304-5
CTRNA | Chlamydia trachomatis, Nucleic Acid Amplification, Varies | DetectingChlamydia trachomatis This testisnot intended for usein medico-legal applications. This test isnot useful forthe detection of otherChlamydiaspecies. | Transcription-Mediated Amplification | Yes | Chlamydia trachomatis Amplified RNA | Varies | Submit only 1 of the following specimens: Specimen Type:Endocervix/cervix Supplies:Swab, Aptima Unisex Swab Collection Kit (T583) Container/Tube:Aptima Unisex Swab Specimen Volume:Swab Collection Instructions: 1.Specimens must be collected using the Aptima Unisex Swab Collection Kit. 2. Use cleaning swab (white shaft) to remove excess mucus from endocervix/cervix. 3.Discard the cleaning swab. 4. Insert second swab (blue shaft) 1 to 1.5 cm into endocervical canal and rotate swab gently for 30 seconds. Avoid touching vaginal wall when removing swab. 5. Place second swab into transport tube provided in collection kit. 6. Snap off swab at score line so swab fits into closed tube. 7. Cap tube securely, and label tube with patient's entire name and collection date and time. 8. Maintain swab container at 2 to 30 degrees C (refrigerate temperature is preferred) and transport within 60 days of collection. If longer storage is needed, freeze at -20 to -70 degrees C for 12 months. Specimen Type:Vaginal Supplies:Swab, Aptima Multitest Swab Collection Kit (T584) Container/Tube:Aptima Multitest Swab Specimen Volume:Swab Collection Instructions: 1.Specimens must be collected using the Aptima Multitest Swab Specimen Collection Kit. 2. Insert swab (pink shaft) about 5 cm past introitus and rotate gently for 30 seconds. 3. Place swab into transport tube provided in collection kit. Snap off swab at score line so swab fits into closed tube. 4. Cap tube securely, and label tube with patient's entire name, and collection date and time. 5. Maintain swab container at 2 to 30 degrees C (refrigerate temperature is preferred) and transport within 60 days of collection. If longer storage is needed, freeze at -20 to -70 degrees C for 12 months. Specimen Type:Urethra (Males Only) Supplies:Swab,Aptima Unisex Swab Collection Kit (T583) Container/Tube:Aptima Unisex Swab Specimen Volume:Swab Collection Instructions: 1.Specimens must be collected using the Aptima Unisex Swab Collection Kit. 2. Patient should not have urinated for at least 1 hour prior to collection. 3. With a rotating movement, insert swab (blue shaft) 2 to 4 cm into urethra. 4. Once inserted, rotate swab gently at least 1 full rotation using sufficient pressure to ensure swab comes into contact with all urethral surfaces. Allow swab to remain inserted for 2 to 3 seconds. 5. Place swab in transport tube provided in collection kit. Snap off swab at score line so swab fits into closed tube. 6. Cap tube securely, and label tube with patient's entire name and collection date, and time. 7. Maintain swab container at 2 to 30 degrees C (refrigerate temperature is preferred) and transport within 60 days of collection. If longer storage is needed, freeze at -20 to -70 degrees C for 12 months. Specimen Type:Urine Supplies:Aptima Urine Transport Tube (T582) Container/Tube:Aptima urine specimen transport tube Specimen Volume:15 to 20 mL Collection Instructions: 1. Patient should not have urinated for at least 1 hour prior to specimen collection. 2. Patient should collect first portion of random voided urine (first part of stream) into a sterile, plastic, preservative-free container. 3. Within 24 hours of collection, transfer 2 mL of urine into the urine specimen transport tube using the disposable pipette provided. The correct volume of urine has been added when the fluid level is between the black fill lines on the urine transport tube. 4. Place the labels on the transport tube so the black fill lines are still visible for volume confirmation at Mayo Clinic Laboratories. 5. Maintain urine specimen transport tube at 2 to 30 degrees C (refrigerate temperature is preferred) and transport within 30 days of collection. If longer storage is needed, freeze at -20 to -70 degrees C for 12 months. Specimen Type:ThinPrep Specimen (Endocervix/cervix) Supplies:Aptima Thin Prep Transport Tube (T652) Container/Tube:ThinPrep collection kit Specimen Volume:1 mL Collection Instructions: 1. Collect ThinPrep sample as per normal collection process. 2. ThinPrep specimen must be aliquoted (as outlined below)beforeit is processed/tested for Papanicolaou test (Pap smear). 3. Vortex ThinPrep/PreservCyt vial 3 to 10 seconds. Within 1 minute of vortexing: a. Transfer 1 mL of specimen into the Aptima ThinPrep Transport Tube (ie, specimen transfer tube) using a disposable transfer pipette or a pipette tip containing a filter (aerosol barrier or hydrophobic plug). b. Process only 1 ThinPrep and transfer tube set at a time. c. Recap Aptima specimen transfer tube tightly and gently invert 3 times to mix. 4. Label Aptima transfer tube with appropriate label. 5. Use remainder of ThinPrep specimen forPapanicolaoutesting. 6. Maintain specimen transport tube at 2 to 8 degrees C (refrigerate temperature is preferred) and transport within 30 days of collection, or within 14 days if stored at 15 to 30 degrees C. If longer storage is needed, freeze at -20 to -70 degrees C for 12 months. Specimen Type:Oropharynx/pharynx/throat Supplies:Swab, Aptima Multitest Swab Collection Kit (T584) Container/Tube:Aptima Multitest Swab Specimen Volume:Swab Collection Instructions: 1.Specimens must be collected using the Aptima Multitest Swab Specimen Collection Kit. 2. Swab site using Aptima Collection Multitest Swab (pink shaft). 3. Place collection swab in transport tube provided in collection kit. Snap off swab at score line so swab fits into closed tube. 4. Cap tube securely and label tube with patient's entire name and collection date and time. 5. Maintain swab container at either 4 to 30 degrees C (refrigerated temperature is preferred) or -20 to -70 degrees C, and transport within 60 days of collection. Specimen Type:Rectal/anal Supplies:Swab, Aptima Multitest Swab Collection Kit (T584) Container/Tube:Aptima Multitest Swab Specimen Volume:Swab Collection Instructions: 1.Specimens must be collected using the Aptima Multitest Swab Specimen Collection Kit. 2. Insert swab into rectum about 3 to 5 cm past anal margin and gently rotate swab for 10 seconds. 3. Place collection swab in transport tube provided in collection kit. Snap off swab at score line so swab fits into closed tube. 4. Cap tube securely, and label tube with patient's entire name and collection date and time. 5. Maintain swab container at either 4 to 30 degrees C (refrigerate temperature is preferred) or -20 to -70 degrees C and transport within 60 days of collection. | Urine: 2 mL Endocervical/cervix in PreservCyt or Swab specimens: See Specimen Required | Chlamydiais caused by the obligate intracellular bacteriumChlamydia trachomatisand is the most prevalent sexually transmitted infection (STI) caused by bacteria in the United States. In 2020, over 1.5 million documented cases were reported to theCenters for Disease Control and Prevention (CDC). Given that 3 out of 4 infected women and 1 out of 2 infected men are initially asymptomatic, the actual prevalence of disease is thought to be much greater than reported.C trachomatiscauses genitourinary infections in women and men and may be associated with dysuria as well as vaginal, urethral, or rectal discharge. In women, complications include pelvic inflammatory disease, salpingitis, and infertility. Approximately 25% to 30% of women who develop acute salpingitis become infertile.Complications among men are rare but include epididymitis and sterility. Rarely, genital chlamydial infection can cause arthritis with associated skin lesions and ocular inflammation (Reiter syndrome).C trachomatiscan be transmitted from the mother during delivery and is associated with conjunctivitis and pneumonia in the newborn. Finally,C trachomatismay cause hepatitis and pharyngitis in adults. Once detected, the infection is easily treated by a short course of antibiotic therapy.Annualchlamydiascreening is now recommended for all sexually active women 25 years of age and younger and for older women with risk factors for infection, such as a new sex partner or multiple sex partners. The CDC also recommends that all pregnant women be given a screening test for chlamydia infection.Repeat testing for test-of-cure isnotrecommended after treatment with a standard treatment regimen unless patient compliance is in question, reinfection is suspected, or the patient's symptoms persist. Repeat testing of pregnant women, 3 weeks after completion of therapy, is also recommended to ensure therapeutic cure, although residual nucleic acid may remain in the absence of active infection. Improved screening rates and increased sensitivity of nucleic acid amplification testing have resulted in an increased number of accurately diagnosed cases. Improved detection rates result from improved performance characteristics of the assays and patients' easy acceptance of urine testing. Early identification of infection enables sexual partners to seek testing and/or treatment as soon as possible and reduces the risk of disease spread. Prompt treatment reduces the risk of infertility in women. | Negative | A positive result indicates the presence of nucleic acid fromChlamydiatrachomatisand strongly supports the diagnosis of chlamydial infection. A negative result indicates that nucleic acid fromC trachomatiswas not detected in the specimen. A negative result does not exclude the possibility of infection. If clinical indications strongly suggest chlamydial infection, additional specimens should be collected for testing. A result of inconclusive indicates that a new specimen should be collected. The predictive value of an assay depends on the prevalence of the disease in any specific population. In settings with a high prevalence of sexually transmitted infections, positive assay results have a high likelihood of being true-positive results. In settings with a low prevalence of sexually transmitted infections, or in any setting in which a patient's clinical signs and symptoms or risk factors are inconsistent with chlamydial urogenital infection, positive results should be carefully assessed, and the patient retested by other methods, if appropriate. | Care must be taken to avoid cross-contamination during handling ofPreservCyt solution liquid Pap specimens. If testing PreservCyt specimens processed with the ThinPrep 2000 processor, it is important to followprocedures toreduce the risk for cross-contamination during Pap processing such as bleaching of the PreservCyt filter cap and changing gloves between each sample. Refer totheThinPrep 2000 Processor Operator's Manualand the Aptima specimen for more guidance. The performance of endocervical, vaginal, and male urethral swab specimens, urine specimens, and PreservCyt solution liquid Pap specimens has not been evaluated in adolescents less than 14 years. The performance of vaginal swab specimens has not been evaluated in pregnant women. This report is intended for clinical monitoring or management of patients; it is not intended for use in medico-legal applications. Appropriate specimen collection and handling is necessary for optimal assay performance. Results should be interpreted in conjunction with other laboratory and clinical information. A negative test result does not exclude the possibility of infection. Improper specimen collection, concurrent antibiotic therapy, presence of inhibitors, or low numbers of organisms in the specimen (ie, below the sensitivity of the test) may cause false-negative test results. In low prevalence populations, positive results must be interpreted carefully, as false-positive results may occur more frequently than true-positive results in this setting. In general, this assay should not be used to assess therapeutic success or failure, since nucleic acids fromthese organismsmay persist for 3 weeks or more following antimicrobial therapy. The presence of mucous does not interfere with this assay. However, this test requires endocervical cells, and if excess mucous is not removed prior to collection, adequate numbers of these cells may not be obtained. No interference is expected in swab specimens due to: -Blood -Lubricants and spermicides The effects of tampon use, douching, specimen types other than those listed in Specimen Required, and specimen collection variables have not been determined. Testing of urine specimens with this method is not intended to replace cervical exam and endocervical sampling for diagnosis of urogenital infection; infections may result from other causes, or concurrent infections may occur. Testing urine specimens as the sole test for identifying female patients with chlamydial infections may miss some infected individuals. Performance estimates for urine specimens are based on evaluation of urine obtained from the first part of the urine stream; performance on midstream collections has not been determined. This assay detects plasmid-free variants ofChlamydia trachomatis. This assaydoes notdetectChlamydia pneumoniaeor otherChlamydiaspecies. | 1. Workowski KA, Bachmann LH, Chan PA, et al. Sexually transmitted infections treatment guidelines, 2021. MMWR Recomm Rep. 2021;70(4):1-187. doi:10.15585/mmwr.rr7004a1 2. Adamson PC, Klausner JD. Diagnostic test for detecting chlamydia trachomatis and neisseria gonorrhoeae in rectal and pharyngeal specimens. J Clin Microbiol. 2022;60(4):e0021121. doi:10.1128/JCM.00211-21 | The HOLOGIC APTIMA Combo 2 Assay combines the technologies of target capture, transcription-mediated amplification, and dual kinetic assay. The detection of the ribosomal RNA amplification product sequences (amplicon) is achieved using nucleic acid hybridization. Single-stranded chemiluminescent DNA probes are labeled and combine with amplicon to form stable RNA:DNA hybrids. Light emitted from the labeled RNA:DNA hybrids is measured as photon signals in a luminometer.(Package insert: APTIMA Combo 2 Assay, AW-25929-001. Hologic, Inc; Rev 002, 06/2023) | 1 to 4 days | 7 days | This test has been cleared, approved, or is exempt by the US Food and Drug Administration and is used per manufacturer's instructions. Performance characteristics were verified by Mayo Clinic in a manner consistent with CLIA requirements. | 87491 | Chlamydia trachomatis Amplified RNA | 43304-5 | 34874 | Chlamydia trachomatis amplified RNA | 43304-5
CDP | Chlordiazepoxide and Metabolite, Serum | Monitoring chlordiazepoxide therapy Assessing toxicity | Liquid Chromatography Tandem Mass Spectrometry (LC-MS/MS) | Yes | Chlordiazepoxide and metabolite, S | Serum Red | Supplies:Amber Frosted Tube, 5 mL (T915) Collection Container/Tube:Red top Submission Container/Tube:Amber vial Specimen Volume:0.5 mL Collection Instructions:Centrifuge and aliquot serum into amber vial within 2 hours of collection. | 0.3 mL | Chlordiazepoxide (Librium) is a benzodiazepine widely used in the treatment of anxiety, alcohol withdrawal symptoms, and as a premedication for anesthesia. The mechanism of action of all benzodiazepines remains unclear. However, it is known that benzodiazepines facilitate gamma-amino butyric acid (GABA)-mediated neurotransmission in the brain. Benzodiazepines most likely facilitate the inhibitory presynaptic or postsynaptic reactions of GABA. Chlordiazepoxide is metabolized to long-acting metabolites in the liver to the active metabolite nordiazepam (desmethyldiazepam), and the clearance of the drug is reduced considerably in the elderly and in patients with hepatic disease. Therapeutic assessment should include measurement of both the parent drug (chlordiazepoxide) and the active metabolite (nordiazepam). Since chlordiazepoxide has a wide therapeutic index and toxicity is dose-dependent, routine drug monitoring is not indicated in all patients | Therapeutic concentration: Chlordiazepoxide: 400-3,000 ng/mL Nordiazepam: 100-500 ng/mL | Chlordiazepoxide and nordiazepoxide combined concentrations above 5000 ng/mL have been associated with toxicity. | The specimen must be protected from light. | 1. Langman, LJ, Bechtel L, Meier BM, Holstege CP. Clinical toxicology. In: Rifai N, Horvath AR, Wittwer CT, eds. Tietz Textbook of Clinical Chemistry and Molecular Diagnostics. 6th ed. Elsevier; 2018:832-887 2. Burtis CA, Ashwood ER, Bruns DE, eds. Tietz Textbook of Clinical Chemistry and Molecular Diagnostics. WB Saunders Company; 2011:1109-1188 3. Hiemke C, Baumann P, Bergemann N, et al. AGNP Consensus Guidelines for Therapeutic Drug Monitoring in Psychiatry: Update 2011.Pharmacopsychiatry.2011;44(6):195-235 | The internal standard mixture containing chlordiazepoxide-d5, diazepam-d4, and nordiazepam-d5 is added to serum samples. The serum samples are treated with phosphate buffer and extracted via liquid/liquid extraction. The organic layer from the extraction is dried under nitrogen, reconstituted, and injected on a liquid chromatography tandem mass spectrometer.(Unpublished Mayo method) | 2 to 7 days | 14 days | This test was developed and its performance characteristics determined by Mayo Clinic in a manner consistent with CLIA requirements. It has not been cleared or approved by the US Food and Drug Administration. | 80299 | Chlordiazepoxide and metabolite, S | 33060-5 | 37321 | Nordiazepam | 3537-8
CLU | Chloride, 24 Hour, Urine | Indication of fluid balance and acid-base homeostasis using a 24-hour urine collection | Potentiometric, Indirect Ion-Selective Electrode (ISE) | Yes | Chloride, 24 HR, U | Urine | Supplies:Sarstedt 5 mL Aliquot Tube (T914) Collection Container/Tube:24-Hour graduated urine container with no metal cap or glued insert Submission Container/Tube:Plastic, 5 mL tube or a clean, plastic aliquot container with no metal cap or glued insert Specimen Volume:4 mL Collection Instructions: 1. Collect urine for 24 hours. 2. Refrigerate specimen within 4 hours of completion of 24-hour collection. Additional Information:SeeUrine Preservatives-Collection and Transportation for 24-Hour Urine Specimensfor multiple collections. | 1 mL | Chloride is the major extracellular anion. Its precise function in the body is not well understood; however, it is involved in maintaining osmotic pressure, proper body hydration, and electric neutrality. In the absence of acid-base disturbances, chloride concentrations in plasma will generally follow those of sodium. Since urine is the primary mode of elimination of ingested chloride, urinary chloride excretion during steady state conditions will reflect ingested chloride, which predominantly is in the form of sodium chloride. However, under certain clinical conditions, the renal excretion of chloride may not reflect intake. For instance, during states of extracellular volume depletion, urine chloride (and sodium) excretion is reduced. | > or =18 years: 34-286 mmol/24 hours Reference values have not been stablished for patients who are less than 18 years of age. Reference values apply to 24-hour collection. | Urine sodium and chloride excretion are similar, and, under steady-state conditions, both the urinary sodium and chloride excretion reflect the intake of sodium chloride. During states of extracellular volume depletion, low values indicate appropriate renal reabsorption of these ions, whereas elevated values indicate inappropriate excretion (renal wasting). Urinary sodium and chloride excretion may be dissociated during metabolic alkalosis with volume depletion where urine sodium excretion may be high (due to renal excretion of sodium bicarbonate), while urine chloride excretion remains appropriately low. | High urine values of other halide ions (eg, bromide, fluoride, iodide) may lead to falsely high readings on the chloride ion-selective electrode. | 1. Delaney MP, Lamb EJ:Kidney disease. In:Rifai N, Horvath AR, Wittwer CT, eds: Tietz Textbook of Clinical Chemistry and Molecular Diagnostics. 6th ed. Elsevier; 2018:1308-1309 2. Kamel KS, Ethier JH, Richardson RM, Bear RA, Halperin ML: Urine electrolytes and osmolality: when and how to use them. Am J Nephrol. 1990;10(2):89-102 | The ion-selective electrode (ISE) module performs indirect measurement of electromotive force (EMF). The ISE module measures the EMF difference between an ion-selective electrode and a reference electrode. The EMF of the ion-selective electrode is dependent on the ion concentration of the sample. The EMF of the reference electrode is constant. An electronic calculation circuit converts EMF of the sample to the ion concentration of the sample.(Package insert:ISE. Roche Diagnostics;V14.002/2018) | 1 to 2 days |  | This test has been cleared, approved, or is exempt by the US Food and Drug Administration and is used per manufacturer's instructions. Performance characteristics were verified by Mayo Clinic in a manner consistent with CLIA requirements. | 82436 | Chloride, 24 HR, U | 43128-8 | VL28 | Urine Volume | 3167-4
CL_F | Chloride, Feces | Workup of cases of chronic diarrhea Evaluation of suspected chloridorrhea | Indirect Ion-Selective Electrode (ISE) Potentiometry | Yes | Chloride, F | Fecal | Patient Preparation:No barium, laxatives, or enemas may be used for 96 hours prior to start of, or during, collection. Supplies:Stool containers - 24, 48, 72 Hour Kit (T291) Container/Tube:Stool container Specimen Volume:10 g Collection Instructions:Collect a very liquid stool specimen. | 5 g | The concentration of electrolytes in fecal water and their rate of excretion are dependent upon 3 factors: -Normal daily dietary intake of electrolytes -Passive transport from serum and other vascular spaces to equilibrate fecal osmotic pressure with vascular osmotic pressure -Electrolyte transport into fecal water due to exogenous substances and rare toxins (eg, cholera toxin) Fecal osmolality is normally in equilibrium with vascular osmolality, and sodium is the major effector of this equilibrium.(1) Fecal osmolality is normally 2 x (sodium + potassium) unless there are exogenous factors inducing a change in composition, such as the presence of other osmotic agents (magnesium sulfate, saccharides) or drugs inducing secretions, such as phenolphthalein or bisacodyl. Chronic diarrhea with elevations in fecal chloride concentrations are caused by congenital chloridorrhea. This is a rare condition associated with a genetic defect in a protein responsible for transport of chloride ions across the mucosal membranes in the lower intestinal tract in exchange for bicarbonate ions. It plays an essential part in intestinal chloride absorption, therefore variants in this gene have been associated with congenital chloride diarrhea.(2. Acquired chloridorrhea is a rare condition that has been described as causing profuse, chloride-rich diarrhea and a surprising contraction metabolic alkalosis rather than metabolic acidosis often associated with typical diarrhea. Contributors to acquired chloridorrhea include chronic intestinal inflammation and reduction of chloride/bicarbonate transporter expression in genetically susceptible persons post-bowel resection and ostomy placement. Acquired chloridorrhea is rare but may be an under-recognized condition in post-bowel resection patients.(3) | An interpretive report will be provided | Fecal chloride may be low (<20 mmol/L) in sodium sulfate-induced diarrhea.(4) Markedly elevated fecal chloride concentration in infants (>60 mmol/L) and adults (>100 mmol/L) is associated with congenital and secondary chloridorrhea.(5) | Falsely high chloride values have been reported from patients receiving perchlorate medication. This is due to an interference of perchlorate ions with chloride ion-selective electrode determination. | 1. Steffer KJ, Santa Ana CA, Cole JA, Fordtran JS: The practical value of comprehensive stool analysis in detecting the cause of idiopathic chronic diarrhea.Gastroenterol Clin North Am 2012;41:539-560 2. Makela S, Kere J, Holmberg C, Hoglund P: SLC26A3 mutations in congenital chloride diarrhea. Hum Mutat. 2002 Dec;20(6):425-438. doi: 10.1002/humu.10139/ 3. Ali OM, Shealy C, Saklayen M: Acute pre-renal failure: acquired chloride diarrhea after bowel resection. Clin Kidney J. 2012;5(4):356-358. doi: 10.1093/ckj/sfs082 4. Eherer AJ, Fordtran JS:Fecal osmotic gap and pH in experimental diarrhea of various causes. Gastroenterology. 1992;103:545-551 5. Casprary WF: Diarrhea associated with carbohydrate malabsorption. Clin Gastroenterol. 1986;15:631-655 | The Roche cobas c 501 analyzer makes use of the unique properties of certain membrane materials to develop an electrical potential (electromotive force: EMF) for the measurements of ions in solution. The electrode has a selective membrane in contact with both the test solution and internal filling solution. The internal filling solution contains the test ion at a fixed concentration. The membrane EMF is determined by the difference in concentration of the test ion in the test solution and the internal filling solution. The EMF develops according to the Nernst equation for a specific ion in solution.(Package insert: Roche ISE reagent. Roche Diagnostics;V14 02/2018) | 1 to 3 days | 7 days | This test has been modified from the manufacturer's instructions. Its performance characteristics were determined by Mayo Clinic in a manner consistent with CLIA requirements. This test has not been cleared or approved by the US Food and Drug Administration. | 82438 | Chloride, F | 15158-9 | CL_F | Chloride, F | 15158-9
RCHLU | Chloride, Random, Urine | An indicator of fluid balance and acid-base homeostasis | Potentiometric, Indirect Ion-Selective Electrode (ISE) | Yes | Chloride, Random, U | Urine | Supplies:Sarstedt 5 mL Aliquot Tube (T914) Container/Tube:Plastic, 5-mL tube Specimen Volume:5 mL Collection Instructions: 1. Collect a random urine specimen. 2. No preservative. | 1 mL | Chloride is the major extracellular anion. Its precise function in the body is not well understood; however, it is involved in maintaining osmotic pressure, proper body hydration, and electric neutrality. In the absence of acid-base disturbances, chloride concentrations in plasma will generally follow those of sodium. Since urine is the primary mode of elimination of ingested chloride, urinary chloride excretion during steady state conditions will reflect ingested chloride, which predominantly is in the form of sodium chloride. However, under certain clinical conditions, the renal excretion of chloride may not reflect intake. For instance, during states of extracellular volume depletion, urine chloride (and sodium) excretion is reduced. | No established reference values Random urine chloride may be interpreted in conjunction with serum chloride, using both values to calculate fractional excretion of chloride. The calculation for fractional excretion (FE) of chloride (Cl) is FE(Cl) =(Cl [urine] x Creat [serum])/(Cl [serum] x Creat [urine]) x100 | Urine sodium and chloride excretion are similar and, under steady state conditions, both the urinary sodium and chloride excretion reflect the intake of sodium chloride. During states of extracellular volume depletion, low values indicate appropriate renal reabsorption of these ions, whereas elevated values indicate inappropriate excretion (renal wasting). Urinary sodium and chloride excretion may be dissociated during metabolic alkalosis with volume depletion where urine sodium excretion may be high (due to renal excretion of sodium bicarbonate) while urine chloride excretion remains appropriately low. | High urine values of other halide ions (eg, bromide, fluoride, iodide)may lead to falsely highreadings on the chloride ion-selectiveelectrode (ISE). | 1. Delaney MP, Lamb EJ:Kidney disease. In:Rifai N, Horvath AR, Wittwer CT, eds: Tietz Textbook of Clinical Chemistry and Molecular Diagnostics. 6th ed. 2018:1308-1309 2. Toffaletti J: Electrolytes. In: Dufour DR, Rifai N, eds. Professional Practice in Clinical Chemistry: A Review.AACC Press; 1993 3. Kamel KS, Ethier JH, Richardson RM, et al: Urine electrolytes and osmolality: when and how to use them. Am J Nephrol. 1990;10:89-102 | The ion-selective electrode (ISE) module performs indirect measurement of electromotive force (EMF). The ISE module measures the EMF difference between an ISE and a reference electrode. The EMF of the ISE is dependent on the ion concentration of the sample. The EMF of the reference electrode is constant. An electronic calculation circuit converts EMF of the sample to the ion concentration of the sample.(Package insert: Chloride. Roche Diagnostics;02/2018) | Same day/1 to 2 days | 7 days | This test has been cleared, approved, or is exempt by the US Food and Drug Administration and is used per manufacturer's instructions. Performance characteristics were verified by Mayo Clinic in a manner consistent with CLIA requirements. | 82436 | Chloride, Random, U | 2078-4 | RCHLU | Chloride, Random, U | 2078-4
CL | Chloride, Serum | Evaluation of water, electrolyte, andacid-base status | Potentiometric/Indirect Ion-Selective Electrode | Yes | Chloride, S | Serum | Collection Container/Tube: Preferred:Serum gel Acceptable:Red top Submission Container/Tube:Plastic vial Specimen Volume:0.5 mL Collection Instructions: 1. Serum gel tubes should be centrifuged within 2 hours of collection. 2. Red-top tubes should be centrifuged, and the serum aliquoted into a plastic vial within 2 hours of collection. | 0.25 mL | Chloride is the major anion in the extracellular water space; its physiological significance is in maintaining proper body water distribution, osmotic pressure, and normal anion-cation balance in the extracellular fluid compartment. Chloride is increased in dehydration, renal tubular acidosis (hyperchloremia metabolic acidosis), acute renal failure, metabolic acidosis associated with prolonged diarrhea and loss of sodium bicarbonate, diabetes insipidus, adrenocortical hyperfunction, salicylate intoxication, and with excessive infusion of isotonic saline or extremely high dietary intake of salt. Hyperchloremia acidosis may be a sign of severe renal tubular pathology. Chloride is decreased in overhydration, chronic respiratory acidosis, salt-losing nephritis, metabolic alkalosis, congestive heart failure, Addisonian crisis, certain types of metabolic acidosis, persistent gastric secretion and prolonged vomiting, aldosteronism, bromide intoxication, syndrome of inappropriate antidiuretic hormone secretion, and conditions associated with expansion of extracellular fluid volume. | 1-17 years: 102-112 mmol/L > or =18 years: 98-107 mmol/L Reference values have not been established for patients who are under 12 months of age. | In normal individuals, serum chloride values vary little duringthe day, although there is a slight decrease after meals due tothe diversion of chloride to the production of gastric juice. | High serum values of other halide ions may lead to falsely highreadings on the chloride ion-selective electrode. | Tietz Textbook of Clinical Chemistry. Edited by CA Burtis, ER Ashwood.WB Saunders Company, Philadelphia, PA, 1994 | The ion-selective electrode (ISE) module of the P-Module performs indirect measurement of electromotive force (EMF). The ISE module measures the EMF difference between an ISE and a reference electrode. The EMF of the ISE is dependent on the ion concentration of the sample. The EMF of the reference electrode is constant. The P-Module uses an electronic calculation circuit to convert EMF of the sample to the ion concentration of the sample.(Package insert: Roche Diagnostics ISE reagent, Indianapolis, IN, 2006) | Same day/1 to 2 days | 1 week | This test has been cleared, approved, or is exempt by the US Food and Drug Administration and is used per manufacturer's instructions. Performance characteristics were verified by Mayo Clinic in a manner consistent with CLIA requirements. | 82435 | Chloride, S | 2075-0 | CL | Chloride, S | 2075-0
FCHPZ | Chlorpromazine (Thorazine) |  | Liquid Chromatography/Tandem Mass Spectrometry (LC/MS/MS) | Yes | Chlorpromazine (Thorazine) | Varies | Submit only 1 of the following specimens: Plasma Draw blood in a green-top (sodium heparin) tube(s), plasma gel tube is not acceptable. Spin down and send 1 mL sodium heparin plasma refrigerated in a plastic vial. Serum Draw blood in a plain red-top tube(s), serum gel tube is not acceptable. Spin down and send 1 mL of serum refrigerated in a plastic vial. | 0.25 mL |  | Reference Range: 30 – 300 ng/mL |  |  |  |  | 7 to 11 days |  |  | 80342 | Chlorpromazine (Thorazine) | 3471-0 | Z3318 | Chlorpromazine | 3471-0
FCHCG | Chocolate/Cacao IgG |  | Enzyme Immunoassay (FEIA) | No | Chocolate/Cacao IgG | Serum | Collection Container/Tube: Preferred:Red top Acceptable:Serum gel Specimen Volume:0.5 mL Collection Instructions: 1. Draw blood in a plain red-top tube(s), serum gel tube(s) is acceptable. 2. Centrifuge and send 0.5 mL of serum in a plastic vial. 3. Send refrigerate. | See Specimen Required |  | Reference ranges have not been established for food-specific IgG tests. | The clinical utility of food-specific IgG tests has not been established. These tests can be used in special clinical situations to select foods for evaluation by diet elimination and challenge in patients who have food-related complaints. It should be recognized that the presence of food-specific IgG alone cannot be taken as evidence of food allergy and only indicates immunologic sensitization by the food allergen in question. This test should only be ordered by physicians who recognize the limitations of the test. |  |  |  | 5 to 7 days |  | This test was developed and its performance characteristics determined by Eurofins Viracor. It has not been cleared or approved by the U.S. Food and Drug Administration. | 86001 | Chocolate/Cacao IgG | 35554-5 | FCHCG | Chocolate/Cacao IgG | 35554-5
FCCK | Cholecystokinin (CCK) |  | Direct Radioimmunoassay (RIA) | No | Cholecystokinin (CCK) | GI Plasma | Patient Preparation:The patient should fast for 10 to 12 hours prior to collection of specimens. Antacid medications and medications that affect intestinal motility should be discontinued, if possible, for at least 48 hours prior to collection of specimens. Supplies:MCL Supply T125 Container/Tube:Special tube containing G.I. preservative(MCL Supply T125) Specimen Volume:3mL Collection Instructions: 1. Patient should fast for 10 to 12 hours prior to collection. 2. Collect 10 mL of blood in special GI preservative tube. 3. Specimen should be separated immediately, andplasma frozen as soon as possible and shipped. | 1 mL | Cholecystokinin is a 33 amino acid peptide having a very similarstructure to Gastrin. Cholecystokinin is present in several differentsized forms including a 58 peptide Pro-CCK and 22, 12, and 8 peptidemetabolites. The octapeptide retains full activity of the 33 peptidemolecule. Cholecystokinin has an important physiological role in theregulation of pancreatic secretion, gallbladder contractionand intestinal motility. Cholecystokinin levels are elevated by dietary fatespecially in diabetics. Elevated levels are seen in hepatic cirrhosispatients. Cholecystokinin is found in high levels in the gut, in the brainand throughout the central nervoussystem. | Up to 80 pg/mL |  |  |  |  | 30 to 32 days |  | This test was developed and its performance characteristics determined by Inter Science Institute. It has not been cleared or approved by the US Food and Drug Administration. The FDA has determined that such clearance or approval is not necessary. | 83519 | Cholecystokinin (CCK) | 2081-8 | Z0927 | Cholecystokinin (CCK) | 2081-8
FCCK1 | Cholecystokinin (CCK) |  | Direct radioimmunoassay | No | Cholecystokinin (CCK) | GI Plasma | Patient Preparation: 1. Patient should fast for 10 to 12 hours prior to collection of specimens. 2. Antacid medications and medications that affect intestinal motility should be discontinued, if possible, for at least 48 hours prior to collection of specimens. Container/Tube: Preferred:Special tube containing G.I. preservative (MCL Supply T125) Specimen Volume:3mL Collection Instructions: 1. Collect 10 mL blood in special GI preservative tube. 2. Centrifuge immediately and send as soon as possible. 3. Ship frozen. | 1 mL |  | <80 pg/mL |  |  |  |  | 14 to 22 days |  | This test was developed and its performance characteristics determined by Inter Science Institute. Values obtained with different methods, laboratories, or kits cannot be used interchangeably with the results on this report. The results cannot be interpreted as absolute evidence of the presence or absence of malignant disease. | 83519 | Cholecystokinin (CCK) | Not Provided | FCCK1 | Cholecystokinin (CCK) | 2081-8
CHLGP | Cholestasis Gene Panel, Varies | Establishing a molecular diagnosis for patients with monogenic cholestasis Identifying variants within genes known to be associated with primary, monogenic cholestasis, allowing for predictive testing of at-risk family members This panel isnot intendedto diagnose multifactorial cholestasis. | Sequence Capture and Targeted Next-Generation Sequencing followed by Polymerase Chain Reaction (PCR) and Sanger Sequencing. | Yes | Cholestasis Gene Panel | For skin biopsy and cultured fibroblast specimens, fibroblast culture will be added at an additional charge. If viable cells are not obtained, the client will be notified. | Patient Preparation:A previous bone marrow transplant from an allogenic donor will interfere with testing. For instructions for testing patients who have received a bone marrow transplant, call 800-533-1710. Submit only 1 of the following specimens: Specimen Type:Whole blood Container/Tube:Lavender top (EDTA) or yellow top (ACD) Specimen Volume:3 mL Collection Instructions: 1. Invert several times to mix blood. 2. Send whole blood specimen in original tube.Do not aliquot. Specimen Stability Information:Ambient (preferred) 4 days/Refrigerated 14 days Specimen Type:Skin biopsy Supplies:Fibroblast Biopsy Transport Media (T115) Container/Tube:Sterile container with any standard cell culture media (eg, minimal essential media, RPMI 1640). The solution should be supplemented with 1% penicillin and streptomycin (Eagle's minimum essential medium with 1% penicillin and streptomycin). Specimen Volume:4-mm punch Specimen Stability Information:Refrigerated (preferred)/Ambient Additional Information: A separate culture charge will be assessed under CULFB / Fibroblast Culture for Biochemical or Molecular Testing. An additional 3 to 4 weeks is required to culture fibroblasts before genetic testing can occur. SpecimenType: Cultured fibroblast Container/Tube: T-25 flask SpecimenVolume: 2 Flasks CollectionInstructions: Submit confluent cultured fibroblast cells from a skin biopsy from another laboratory. Cultured cells from a prenatal specimen will not be accepted. Specimen Stability Information: Ambient (preferred)/Refrigerated (<24 hours) Additional Information:A separate culture charge will be assessed under CULFB / Fibroblast Culture for Biochemical or Molecular Testing. An additional 3 to 4 weeks is required to culture fibroblasts before genetic testing can occur. Specimen Type: Blood spot Supplies:Card-Blood Spot Collection (Filter Paper) (T493) Container/Tube: Preferred: Collection card (Whatman Protein Saver 903 Paper) Acceptable: PerkinElmer 226 (formerly Ahlstrom 226) filter paper or blood spot collection card Specimen Volume: 5 Blood spots Collection Instructions: 1.An alternative blood collection option for a patient older than 1 year is a fingerstick. For detailed instructions, seeHow to Collect Dried Blood Spot Samples. 2. Let blood dry on the filter paper at ambient temperature in a horizontal position for a minimum of 3 hours. 3. Do not expose specimen to heat or direct sunlight. 4. Do not stack wet specimens. 5. Keep specimen dry. Specimen Stability Information:Ambient (preferred)/Refrigerated Additional Information: 1.Due to lower concentration of DNA yielded from blood spot, it is possible that additional specimen may be required to complete testing. 2.For collection instructions, seeBlood Spot Collection Instructions 3. For collection instructions in Spanish, seeBlood Spot Collection Card-Spanish Instructions(T777) 4. For collection instructions in Chinese, seeBlood Spot Collection Card-Chinese Instructions(T800) Specimen Type:Saliva Patient Preparation:Patient should not eat, drink, smoke, or chew gum 30 minutes prior to collection. Supplies:Saliva Swab Collection Kit (T786) Specimen Volume:1 Swab Collection Instructions:Collect and send specimen per kit instructions. Specimen Stability Information:Ambient 30 days Additional Information:Due to lower concentration of DNA yielded from saliva, it is possible that additional specimen may be required to complete testing. | Blood: 1 mL; Blood spots: 2 spots; Skin biopsy, cultured fibroblasts, or saliva: See Specimen Required | Cholestasis is a decrease in or obstruction of bile flow that results in jaundice, pruritus, hepatomegaly, and splenomegaly. Cholestasis can be the primary clinical symptom due to progressive familial intrahepatic cholestasis (PFIC) or one of a number of symptoms due to a variety of genetic disorders that cause multisystem disease. Many forms of cholestasis are multifactorial in origin occurring due to the presence of both risk-associated alleles and environmental circumstances. This panel is not intended to diagnose multifactorial cholestasis and risk-associated alleles will not be reported unless requested. PFIC is a group of disorders caused by bile secretion or transport defects that result in intrahepatic cholestasis in infancy or childhood. There are 5 types of PFIC that are molecularly defined: FIC1 (ATP8B1gene), PFIC2 (ABCB11gene), PFIC3 (ABCB4gene), PFIC4 (TJP2gene), and PFIC5 (NR1H4gene). PFICs 1, 2, and 4 have normal to mild elevations of gamma-glutamyltransferase (GGT). PFIC 3 results in significantly elevated serum GGT, whereas PFIC5 causes low to normal GGT levels. PFIC can present with cholestasis in neonates, but most commonly manifests around 3 months of age for those with PFIC2, the most common type. Studies of infants and children with cholestasis have shown that 12% to 13% have molecularly confirmed PFIC. Disease progression results in liver failure and hepatocellular carcinoma. Liver transplantation is an effective treatment, though less effective for multisystemic PFIC1 than for other types. However, there is significant mortality, as 87% of patients with untreated PFIC will not survive. A variety of other genetic disorders can also result in cholestasis, such as Alagille syndrome (JAG1andNOTCH2genes), alpha-1-antitrypsin deficiency (SERPINA1gene), arthrogryposis, kidney dysfunction, and cholestasis syndrome (VPS33BandVIPAS39genes), citrullinemia (SLC25A13gene), congenital defects of bile acid synthesis (HSD3B7andAKR1D1genes), familial hypercholanemia (BAATgene), neonatal ichthyosis-sclerosing cholangitis syndrome (CLDN1gene), and Crigler-Najjar syndrome types I or II or Gilbert syndrome (UGT1A1). In addition, peroxisomal disorders (PEXgenes) and mitochondrial disorders can include cholestatic liver disease among other features. This comprehensive gene panel is a rapid and reliable first-tier test to establish a diagnosis for patients with monogenic cholestasis. | An interpretive report will be provided. | All detected alterations are evaluated according to American College of Medical Genetics and Genomics recommendations.(1) Variants are classified based on known, predicted, or possible pathogenicity and reported with interpretive comments detailing their potential or known significance. | Clinical Correlations: Test results should be interpreted in the context of clinical findings, family history, and other laboratory data. Misinterpretation of results may occur if the information provided is inaccurate or incomplete. If testing was performed because of a clinically significant family history, it is often useful to first test an affected family member. Detection of at least one reportable variant in an affected family member would allow for more informative testing of at-risk individuals. To discuss the availability of additional testing options or for assistance in the interpretation of these results, contact the Mayo Clinic Laboratories genetic counselors at 800-533-1710. Technical Limitations: Next-generation sequencing may not detect all types of genomic variants. In rare cases, false-negative or false-positive results may occur. The depth of coverage may be variable for some target regions; assay performance below the minimum acceptable criteria or for failed regions will be noted. Given these limitations, negative results do not rule out the diagnosis of a genetic disorder. If a specific clinical disorder is suspected, evaluation by alternative methods can be considered. There may be regions of genes that cannot be effectively evaluated by sequencing or deletion and duplication analysis as a result of technical limitations of the assay, including regions of homology, high guanine-cytosine (GC) content, and repetitive sequences. Confirmation of select reportable variants will be performed by alternate methodologies based on internal laboratory criteria. This test is validated to detect 95% of deletions up to 75 base pairs (bp) and insertions up to 47 bp. Deletions-insertions (delins) of 40 or more bp, including mobile element insertions, may be less reliably detected than smaller delins. Deletion/Duplication Analysis: This analysis targets single and multi-exon deletions/duplications; however, in some instances single exon resolution cannot be achieved due to isolated reduction in sequence coverage or inherent genomic complexity. Balanced structural rearrangements (such as translocations and inversions) may not be detected. This test is not designed to detect low levels of mosaicism or to differentiate between somatic and germline variants. If there is a possibility that any detected variant is somatic, additional testing may be necessary to clarify the significance of results. Genes may be added or removed based on updated clinical relevance. For detailed information regarding gene-specific performance and technical limitations, see Method Description or contact a laboratory genetic counselor. If the patient has had an allogeneic hematopoietic stem cell transplant or a recent blood transfusion, results may be inaccurate due to the presence of donor DNA. Call Mayo Clinic Laboratories for instructions for testing patients who have received a bone marrow transplant. Reclassification of Variants: Currently, it is not standard practice for the laboratory to systematically review previously classified variants on a regular basis. The laboratory encourages healthcare providers to contact the laboratory at any time to learn how the classification of a particular variant may have changed over time. Due to broadening genetic knowledge, it is possible that the laboratory may discover new information of relevance to the patient. Should that occur, the laboratory may issue an amended report. Variant Evaluation: Evaluation and categorization of variants are performed using published American College of Medical Genetics and Genomics and the Association for Molecular Pathology recommendations as a guideline.(1) Other gene-specific guidelines may also be considered. Variants are classified based on known, predicted, or possible pathogenicity and reported with interpretive comments detailing their potential or known significance. Variants classified as benign or likely benign are not reported. Multiple in silico evaluation tools may be used to assist in the interpretation of these results. The accuracy of predictions made by in silico evaluation tools is highly dependent upon the data available for a given gene, and periodic updates to these tools may cause predictions to change over time. Results from in silico evaluation tools should be interpreted with caution and professional clinical judgement. Rarely, incidental or secondary findings may implicate another predisposition or presence of active disease. These findings will be carefully reviewed to determine whether they will be reported. | 1. Richards S, Aziz N, Bale S, et al: Standards and guidelines for the interpretation of sequence variants: a joint consensus recommendation of the American College of Medical Genetics and Genomics and the Association for Molecular Pathology. Genet Med. 2015;17(5):405-424 2. Baker A, Kerkar N, Todorova L, et al: Systematic review of progressive familial intrahepatic cholestasis. Clin Res Hepatol Gastroenterol. 2019;43(1):20-36 3. Chowdhury J, Wolkoff AW, Chowdhury N, Arias IM: Hereditary jaundice and disorders of bilirubin metabolism. In: Valle D, Antonarakis S, Ballabio A, Beaudet A, Mitchell GA, eds. The Online Metabolic and Molecular Bases of Inherited Disease. McGraw-Hill; 2019. Accessed September 08, 2022.Available at http://ommbid.mhmedical.com/content.aspx?bookid=2709&sectionid=225541453 | Next-generation sequencing (NGS) and/or Sanger sequencing are performed to test for the presence of variants in coding regions and intron/exon boundaries of the genes analyzed, as well as some other regions that have known disease-causing variants. The human genome reference GRCh37/hg19 build was used for sequence read alignment. At least 99% of the bases are covered at a read depth over 30X. Sensitivity is estimated to be over 99% for single nucleotide variants, over 94% for deletions-insertions (delins) less than 40 base pairs (bp), and over 95% for deletions up to 75 bp and insertions up to 47 bp. NGS and/or a polymerase chain reaction -based quantitative method is performed to test for the presence of deletions and duplications in the genes analyzed. There may be regions of genes that cannot be effectively evaluated by sequencing or deletion and duplication analysis as a result of technical limitations of the assay, including regions of homology, high guanine-cytosine (GC) content, and repetitive sequences. SeeTargeted Genes and Methodology Details for Cholestasis Gene Panelfor details regarding the targeted genes analyzed and the specific gene regions not routinely covered.(Unpublished Mayo method) Genes analyzed:ABCB11, ABCB4, ABCC2 ,ABCG5, ABCG8, ABHD5, ACOX1, AGL, AGPAT2, AKR1D1, ALDOA ,ALDOB, AMACR, ARSB, ASAH1, ATP8B1, BAAT, BSCL2, CAVIN1 ,CC2D2A, CIDEC, CLDN1, CFTR, CYP27A1, CYP7A1, CYP7B1, DCDC2, DGUOK, DHCR7, EHHADH, FAH, FBP1, FUCA1, G6PC, GAA, GALNS, GBA, GBE1, GLB1, GNE, GNPTAB,GNS, GUSB, HADHA, HGSNAT, HNF1B, HSD17B4, HSD3B7, IDS, IDUA, INVS, JAG1, KCNH1, LIPA, MAN2B1, MKS1, MPV17, MVK, NAGLU, NEU1, NOTCH2, NPC1, NPC2, NPHP1, NPHP3, NPHP4, NR1H4, PEPD, PEX1, PEX10, PEX11B, PEX12, PEX13, PEX14, PEX16, PEX19, PEX2, PEX26, PEX3, PEX5, PEX6, PEX7, PHKA2, PHKB, PHKG2, PKHD1, PNPLA2, POLG, PRKAG2, PSAP, PYGL, SCP2, SERPINA1, SGSH, SLC10A1, SLC10A2, SLC17A5, SLC25A13, SLC27A5, SLC37A4, SLC7A7, SMPD1, SUMF1, TALDO1, TJP2, TMEM216, TRIM37, TRMU, UGT1A1, VIPAS39, VPS33A,andVPS33B. | 21 to 28 days | Whole blood: 2 weeks (if available); Extracted DNA: 3 months; Blood spots/Saliva:1 month | This test was developed and its performance characteristics determined by Mayo Clinic in a manner consistent with CLIA requirements. It has not been cleared or approved by the US Food and Drug Administration. | 8144388233-Tissue culture, skin, solid tissue biopsy (if appropriate)88240-Cryopreservation (if appropriate) | Cholestasis Gene Panel | 105345-3 | 608631 | Released By | 18771-6
CHLBF | Cholesterol, Body Fluid | Aiding in the diagnosis of a cholesterol effusion or cholesterol-rich pseudochylous effusion in body fluids Distinguishing between chylous and pseudochylous pleural effusions Distinguishing between malignant and nonmalignant ascites | Colorimetry | Yes | Cholesterol, BF | Body Fluid | Preferred Source: -Peritoneal fluid (peritoneal, abdominal, ascites, paracentesis) -Pleural fluid (pleural, chest, thoracentesis) -Drain fluid (drainage, JP drain) -Pericardial fluid Acceptable Source:Write in source name with source location (if appropriate) Collection Container/Tube:Sterile container Submission Container/Tube:Plastic vial Specimen Volume:1 mL Collection Instructions: 1. Centrifuge to remove any cellular material and transfer into a plastic vial. 2. Indicate the specimen source and source location on label. | 0.5 mL | Serum cholesterol is measured to determine the concentration of circulating lipoprotein particles when screening for cardiovascular disease. The concentration is affected by genetic and lifestyle factors. Cholesterol concentrations in serous effusions increase due to exudative processes that cause cell lysis or increased vascular permeability. Measurement of cholesterol in body fluids is used for the diagnosis of a cholesterol effusion or cholesterol-rich pseudochylous effusion. Pseudochylous effusions contain low triglycerides and high cholesterol and occur from chronic pleural effusions such as rheumatic pleurisy and tuberculosis. Malignant effusions may become enriched with cholesterol due to increased synthesis and release from neoplastic cells or lymphatic obstruction.(1) Pleural fluid: Chylothorax is the name given to pleural effusions containing chylomicrons with accordingly high triglyceride and low cholesterol concentrations, which occurs when chyle accumulates from a disruption of the thoracic duct caused mainly by malignancy or trauma.(2) Pseudochylous effusions accumulate gradually through the breakdown of cellular lipids in long-standing effusions such as rheumatoid pleuritis, tuberculosis, or myxedema,and by definition the effluent contains high concentrations of cholesterol, while chylous effusions contain high concentrations of triglycerides in the form of chylomicrons.(3) Differentiation of pseudochylothorax from chylothorax is important as their milky or opalescent appearance is similar; however, therapeutic management strategies differ. Measurement of pleural fluid cholesterol has also been investigated in multiple studies for the purpose of differentiating exudates from transudates.(4) Most of these studies concluded that cholesterol performs as well as measurement of lactate dehydrogenase and total protein applying Light's criteria, but does not add much value beyond that. Peritoneal fluid: Ascites is the pathologic accumulation of excess fluid in the peritoneal cavity. Cholesterol analysis in peritoneal fluid may be a useful index to separate malignant ascites from nonmalignant, often cirrhotic ascites. Studies report concentrations ranging from greater than 32 to 70 mg/dL are greater than 88% sensitive and greater than 80% specific for malignant ascites, outperforming cytology.(4) | An interpretive report will be provided. | Pleural fluid cholesterol concentrations between 46 to 65 mg/dL are consistent with exudative effusions. Cholesterol concentrations above 200 mg/dL suggest a pseudochylous effusion.(2) Peritoneal fluid cholesterol concentrations between 33 to 70 mg/dL suggest a malignant cause of ascites.(4) | In very rare cases, gammopathy, in particular type IgM (Waldenstrom macroglobulinemia), may cause unreliable results. Acetaminophen intoxications are frequently treated with N-acetylcysteine. N-acetylcysteine, at the therapeutic concentration when used as an antidote, and the acetaminophen metabolite N-acetyl-p-benzoquinone imine (NAPQI), may independently cause falsely low results. | 1. Gulyas M, Kaposi AD, Elek G, Szollar LG, Hjerpe A. Value of carcinoembryonic antigen (CEA) and cholesterol assays of ascitic fluid in cases of inconclusive cytology. J Clin Pathol. 2001;54(11):831-5. doi:10.1136/jcp.54.11.831 2.Hooper C, Lee YC, Maskell N. BTS Pleural Guideline Group. Investigation of a unilateral pleural effusion in adults: British Thoracic Society Pleural Disease Guideline 2010. Thorax. 2010;65 Suppl 2:ii4-17. doi:10.1136/thx.2010.136978 3.Staats BA, Ellefson RD, Budahn LL, et al. The lipoprotein profile of chylous and nonchylous pleural effusions. Mayo Clin Proc. 1980;55(11):700-704 4. Block DR, Algeciras-Schimnich A. Body fluid analysis: clinical utility and applicability of published studies to guide interpretation of today's laboratory testing in serous fluids. Crit Rev Clin Lab Sci. 2013;50:107-124. doi:10.3109/10408363.2013.844679 5. Bhatnagar M, Fisher A, Ramsaroop S, Carter A, Pippard B. Chylothorax: pathophysiology, diagnosis, and management - a comprehensive review:J Thorac Dis. 2024;16(2):1645-1661. doi:10.21037/jtd-23-1636 | Cholesterol is measured by an automated enzymatic method. The reagents include cholesterol ester hydrolase, cholesterol oxidase, and a coupled colorimetric end-point chemistry system.(Package insert: Roche Cholesterol Reagent, c501. Roche Diagnostics Corp; V 16.0, 10/2023) | Same day/1 to 2 days | 7 days | This test has been modified from the manufacturer's instructions. Its performance characteristics were determined by Mayo Clinic in a manner consistent with CLIA requirements. This test has not been cleared or approved by the US Food and Drug Administration. | 84311-Spectrophotometry, analyte not specified (cholesterol) | Cholesterol, BF | 12183-0 | BFCHL | Cholesterol (BF) | 12183-0
HDCH | Cholesterol, High-Density Lipoprotein (HDL), Serum | Measurement of serum high-density lipoprotein concentrations for managing atherosclerotic cardiovascular disease risk | Enzymatic Colorimetric | Yes | Cholesterol, HDL, S | Serum | Patient Preparation:Fasting is preferred but not required unless directed by the ordering provider. Collection Container/Tube: Preferred:Serum gel Acceptable:Red top Submission Container/Tube:Plastic vial Specimen Volume:0.5 mL Collection Instructions: 1. Serum gel tube must be centrifuged within 2 hours of collection. 2. Red-top tube must be centrifuged, and the serum aliquoted into a plastic vial within 2 hours of collection. | 0.25 mL | High-density lipoprotein cholesterol (HDL-C) is associated with lower risk of cardiovascular disease. Excess cholesterol is actively pumped into HDL to be carried in the blood circulation and cleared by the liver in a process known as reverse cholesterol transport. For these reasons, HDL-C is often referred to as "good" cholesterol. HDL-C is rarely measured in isolation and most often ordered along with total cholesterol and triglycerides. Measuring HDL-C and total cholesterol enables calculation of non-HDL cholesterol (total cholesterol-HDL-C). Non-HDL cholesterol isthe combination oflow-density lipoprotein cholesteroland very-low density lipoprotein cholesterol. Non-HDL cholesterol is directly associated with risk for cardiovascular disease and referred to as "bad" cholesterol. | The National Lipid Association and the National Cholesterol Education Program have set the following guidelines for lipids ina context of cardiovascular risk foradults 18 years old and older: HDL CHOLESTEROL Males > or =40 mg/dL Females > or =50 mg/dL The Expert Panel on Integrated Guidelines for Cardiovascular Health and Risk Reduction in Children and Adolescents has set the following guidelines for lipids ina context of cardiovascular risk forchildren 2-17 years of age: HDL CHOLESTEROL Low HDL: <40 mg/dL Borderline Low: 40-45 mg/dL Acceptable: >45 mg/dL Reference values have not been established for patients who are younger than 24 months of age. | Low high-density lipoprotein cholesterol (HDL-C) is a risk factor for cardiovascular disease. HDL-C can be increased by the same lifestyle changes that reduce risk for cardiovascular disease: physical activity, smoking cessation, and eating healthier. However, medications that specifically increase HDL levels have failed to reduce cardiovascular disease. Extremely low HDL values (<20 mg/dL) may indicate liver disease or inherited dyslipidemia. | Result can be falsely decreased in patients with elevated levels of N-acetyl-p-benzoquinone imine (NAPQI, a metabolite of acetaminophen), N-acetylcysteine (NAC), and metamizole. | 1. Grundy SM, Stone NJ, Bailey AL, et al: AHA/ACC/AACVPR/AAPA/ABC/ACPM/ADA/AGS/APhA/ASPC/NLA/PCNA Guideline on the Management of Blood Cholesterol: A Report of the American College of Cardiology/American Heart Association Task Force on Clinical Practice Guidelines. Circulation. 2019 Jun 18;139(25):e1082-e1143 2. Jacobson TA, Ito MK, Maki KC, et al: National Lipid Association recommendations for patient-centered management of dyslipidemia: Part 1-executive summary. J Clin Lipidol. 2014 Sep-Oct;8(5):473-488. doi: 10.1016/j.jacl.2014.07.007 3. Expert Panel on Integrated Guidelines for Cardiovascular Health and Risk Reduction in Children and Adolescents; National Heart, Lung, and Blood Institute: Expert panel on integrated guidelines for cardiovascular health and risk reduction in children and adolescents: Summary report. Pediatrics. 2011 Dec;128 Suppl 5(Suppl 5):S213-S256. doi: 10.1542/peds.2009-2107C | Non high-density lipoprotein (HDL) lipoproteins such as low-density lipoprotein, very low-density lipoprotein, and chylomicrons are combined with polyanions and a detergent forming a water-soluble complex. In this complex, the enzymatic reaction of cholesterol esterase (CHER) and cholesterol oxidase (CHOD) towards non-HDL lipoproteins is blocked. Finally, only HDL-particles can react with CHER and CHOD. The concentration of HDL-cholesterol is determined enzymatically by CHER and CHOD. Cholesterol esters are broken down quantitatively into free cholesterol and fatty acids by CHER. In the presence of peroxidase, the hydrogen peroxide generated reacts with 4-amino-antipyrine and N-ethyl-N-(3-methylphenyl)-N'-succinylethylenediamine to form a dye. The color intensity of this dye is directly proportional to the cholesterol concentration and is measured photometrically.(Package insert: HDL-Cholesterol Gen4. Roche Diagnostics; V 2.0, 08/2018) | 1 day | 1 week | This test has been cleared, approved, or is exempt by the US Food and Drug Administration and is used per manufacturer's instructions. Performance characteristics were verified by Mayo Clinic in a manner consistent with CLIA requirements. | 83718 | Cholesterol, HDL, S | 2085-9 | HDCH | Cholesterol, HDL, S | 2085-9
CLDL1 | Cholesterol, Low-Density Lipoprotein (LDL), Calculated, Serum | Calculation of low-density lipoprotein cholesterol using total cholesterol, non-high-density lipoprotein (HDL) cholesterol, HDL cholesterol, and triglyceride concentrations Managing atherosclerotic cardiovascular disease risk | Only orderable as part of a profile. For more information see LPSC1 / Lipid Panel, Serum Calculation | Yes | Cholesterol, LDL, Calculated, S | Serum | Only orderable as part of a profile. For more information see LPSC1 / Lipid Panel, Serum |  | Lipoprotein cholesterol measurements are essential in managing risk for atherosclerotic cardiovascular disease (ASCVD). Atherosclerosis is defined by a buildup of plaque within arterial walls. ASCVD includes coronary heart disease, strokes, and peripheral artery disease.ASCVD develops over decades and is often asymptomatic until the patient experiences a life-threatening event such as a heart attack, stroke, or aneurysm. Low-density lipoprotein cholesterol (LDL-C) is the primary lipoprotein responsible for atherogenic plaque. Very low-density lipoprotein cholesterol (VLDL-C) is also atherogenic and the combination of LDL-C and VLDL-C is called non-high-density lipoprotein (HDL) cholesterol. Serum LDL-C and non-HDL cholesterol are directly associated with risk for ASCVD and often referred to as "bad" cholesterol. HDL-C is often referred to as "good" cholesterol because HDL-C concentrations are inversely related to ASCVD risk. Adjusted LDL-C calculations, like the Sampson/NIH equation, are endorsed by multiple guidelines as being more accurate when triglycerides are greater than 150 mg/dL and/or LDL-C is less than 70 mg/dL. | Only orderable as part of a profile. For more information see LPSC1 / Lipid Panel, Serum The National Lipid Association and the National Cholesterol Education Program have set the following guidelines for lipidsin a context of cardiovascular riskfor adults 18 years old and older: LDL CHOLESTEROL Desirable: <100 mg/dL Above Desirable: 100-129 mg/dL Borderline High: 130-159 mg/dL High: 160-189 mg/dL Very High: > or =190 mg/dL The Expert Panel on Integrated Guidelines for Cardiovascular Health and Risk Reduction in Children and Adolescents has set the following guidelines for lipids in a context of cardiovascular risk for children 2 to 17 years old: LDL CHOLESTEROL Acceptable: <110 mg/dL Borderline High: 110-129 mg/dL High: > or =130 mg/dL Reference values have not been established for patients who are younger than 24 months of age. | Maintaining desirable concentrations of lipids lowersatherosclerotic cardiovascular diseaserisk. Establishing appropriate treatment strategies and lipid goals require that blood lipid values be considered in context with other risk factors including, age, sex, smoking status, and medical history of hypertension, diabetes, and cardiovascular disease. Low-density lipoprotein cholesterol results of 190 mg/dL or above in adults (> or =160 mg/dL in children) are severely elevated and may indicate familial hypercholesterolemia. | Calculated low-density lipoprotein cholesterol (LDL-C) is not applicable when triglyceride level is above 800 mg/dL. Consider repeat measurement of LDL-C prior to initiating or changing lipid therapy. | 1. Grundy SM, Stone NJ, Bailey AL, et al: 2018 AHA/ACC/AACVPR/AAPA/ABC/ACPM/ADA/AGS/APhA/ASPC/NLA/PCNA Guideline on the Management of Blood Cholesterol: A Report of the American College of Cardiology/American Heart Association Task Force on Clinical Practice Guidelines. Circulation. 2019 Jun 18;139(25):e1082-e1143 2. Jacobson TA, Ito MK, Maki KC, et al: National Lipid Association recommendations for patient-centered management of dyslipidemia: Part 1-executive summary. J Clin Lipidol. 2014;8(5):473-488. doi: 10.1016/j.jacl.2014.07.007 3. Expert Panel on Integrated Guidelines for Cardiovascular Health and Risk Reduction in Children and Adolescents; National Heart, Lung, and Blood Institute. Expert panel on integrated guidelines for cardiovascular health and risk reduction in children and adolescents: summary report. Pediatrics. 2011 Dec;128 Suppl 5(Suppl 5):S213-S256. doi: 10.1542/peds.2009-2107C 4.Sampson M, Ling C, Sun Q, et al: A new equation for calculation of low-density lipoprotein cholesterol in patients with normolipidemia and/or hypertriglyceridemia. JAMA Cardiol. 2020 May 1;5(5):540-548 | The low-density lipoprotein (LDL) cholesterol concentration is calculated from total cholesterol (TC), triglyceride (TG), and high-density lipoprotein cholesterol (HDLc) concentrations, according to the following formula by National Institutes of Health. LDL = TC _ HDLc _ ( TG + TG*nonHDLc _ TG(2) ) - 9.44 0.948 0.971 8.56 2140 16,100 nonHDLc = Non-HDL cholesterol = TC – HDLc This calculation is performed in the laboratory information system, SCC Soft. | 1 day | 1 week | Not Applicable |  | Cholesterol, LDL, Calculated, S | No LOINC Needed | CLDL1 | Cholesterol, LDL, Calculated, S | 13457-7
CHOL | Cholesterol, Total, Serum | Evaluation of cardiovascular risk | Enzymatic Colorimetric | Yes | Cholesterol, Total, S | Serum | Collection Container/Tube: Preferred:Serum gel Acceptable:Red top Submission Container/Tube:Plastic vial Specimen Volume:0.5 mL Collection Instructions: 1. Serum gel tubes should be centrifuged within 2 hours of collection. 2. Red-top tubes should be centrifuged and the serum aliquoted into a plastic vial within 2 hours of collection. | 0.25 mL | Cholesterol is a lipid that is synthesized in most tissues and actively absorbed from the diet. There is a strong association between serum cholesterol concentrations and cardiovascular disease. Cholesterol is carried in the blood by lipoproteins. Some lipoproteins carry a stronger risk of cardiovascular disease while others are associated with reduced cardiovascular risk. Total cholesterol concentration includes the sum of all "good" and "bad" cholesterol. Therefore, total cholesterol is recommended to be interpreted in context of a lipid panel that includes high-density lipoprotein cholesterol and triglyceride measures. Low levels of cholesterol can be seen in disorders that include hyperthyroidism, malabsorption, and deficiencies of apolipoproteins. | The National Lipid Association and the National Cholesterol Education Program have set the following guidelines for lipids in a context of cardiovascular disease for adults 18 years old and older: TOTAL CHOLESTEROL Desirable: <200 mg/dL Borderline High: 200-239 mg/dL High: > or =240 mg/dL The Expert Panel on Integrated Guidelines for Cardiovascular Health and Risk Reduction in Children and Adolescents has set the following guidelines for lipids in a context of cardiovascular disease for children 2 to 17 years of age: TOTAL CHOLESTEROL Acceptable: <170 mg/dL Borderline High: 170-199 mg/dL High: > or =200 mg/dL Reference values have not been established for patients who younger than 24 months of age. | The National Lipid Association and theNational Cholesterol Education Program (NCEP) have set the following guidelines for total cholesterol: Desirable: <200 mg/dL Borderline High: 200 to 239 mg/dL High: > or =240 mg/dL The recommended clinical decision points of 200 mg/dL and 240 mg/dL total cholesterol correspond to the 50th percentile and 90th percentile of healthy U.S. adults, respectively. Values in hyperthyroidism usually are in the lower normal range; malabsorption values may be below 100 mg/dL, while apolipoprotein B deficiency values usually are below 80 mg/dL. | Result can be falsely decreased in patients with elevated levels of N-acetyl-p-benzoquinone imine (NAPQI, a metabolite of acetaminophen), N-acetylcysteine (NAC), and metamizole. | 1. Grundy SM, Stone NJ, Bailey AL, et al: 2018 AHA/ACC/AACVPR/AAPA/ABC/ACPM/ADA/AGS/APhA/ASPC/NLA/PCNA guideline on the management of blood cholesterol: a report of the American College of Cardiology/American Heart Association Task Force on clinical practice guidelines. circulation. 2019 Jun 18;139(25):e1082-e1143. doi: 10.1161/CIR.0000000000000625 2. Jacobson TA, Ito MK, Maki KC, et al: National Lipid Association recommendations for patient-centered management of dyslipidemia: Part 1-executive summary. J Clin Lipidol. 2014;8(5):473-488. doi: 10.1016/j.jacl.2014.07.007 3.Expert Panel on Integrated Guidelines for Cardiovascular Health and Risk Reduction in Children and Adolescents: Summary report. Pediatrics. 2011 Dec;128 Suppl 5(Suppl 5):S213-S256. doi: 10.1542/peds.2009-2107C | Cholesterol esters are cleaved by the action of cholesterol esterase to yield free cholesterol and fatty acids. Cholesterol oxidase then catalyzes the oxidation of cholesterol to cholest-4-en-3-one and hydrogen peroxide. In the presence of peroxidase, the hydrogen peroxide formed effects the oxidative coupling of phenol and 4-aminophenazone to form a red quinone-imine dye. The color intensity of the dye formed is directly proportional to the cholesterol concentration. It is determined by measuring the increase in absorbance.(Package insert:Cholesterol Gen2 Reagent. Roche Diagnostics; V 10.0, 03/2020) | Same day/1 day | 1 week | This test has been cleared, approved, or is exempt by the US Food and Drug Administration and is used per manufacturer's instructions. Performance characteristics were verified by Mayo Clinic in a manner consistent with CLIA requirements. | 82465 | Cholesterol, Total, S | 2093-3 | CHOL | Cholesterol, Total, S | 2093-3
CHLE | Cholesteryl Esters, Serum | Establishing a diagnosis of lecithin-cholesterol acyltransferase deficiency Evaluating the extent of metabolic disturbance by bile stasis or liver disease | Enzymatic Colorimetric | Yes | Cholesteryl Esters, S | Serum | Collection Container/Tube: Preferred:Serum gel Acceptable:Red top Submission Container/Tube:Plastic vial Specimen Volume:1 mL Collection Instructions:Centrifuge and aliquot serum into plastic vial. Send refrigerated. | 0.5 mL | Cholesterol in the blood serum is normally 60% to 80% esterified with fatty acids, largely as a result of the action of the enzyme lecithin-cholesterol acyltransferase (LCAT), which circulates in the blood in association with the high-density lipoproteins. Familial deficiency of LCAT is uncommon, usually occurring in individuals of northern European descent, and is associated with erythrocyte abnormalities (target cells) and decreased (20% or less) esterification of serum cholesterol. LCAT deficiency is associated with early atherosclerosis, corneal opacification, hyperlipidemia, and mild hemolytic anemia. In persons who are deficient in LCAT, a much smaller percentage of the serum cholesterol is esterified. Persons who have a familial deficiency of LCAT have only 20% or less of serum cholesterol esterified. In association with a deficiency of LCAT, the concentration of unesterified cholesterol in the serum may increase 2 to 5 times the normal value and the concentration of lecithin may also increase. Persons with liver disease may have impaired formation of LCAT and, therefore an acquired LCAT deficiency and reduced cholesterol ester. | > or =18 years: 60-80% of total cholesterol Reference values have not been established for patients who are less than 18 years of age. | Persons who have a familial deficiency of lecithin-cholesterol acyltransferase have only 20% or less of serum cholesterol esterified. | Cholesteryl ester storage disease exists as a severe form that is fatal before the age of 1 year (Wolman's disease) and as a subtle form that in some cases has been undetected until adulthood. This disease is caused by a deficiency of a lysosomal enzyme, acid cholesteryl ester hydrolase (also known as acid lipase). Its deficiency causes accumulation of cholesteryl esters in tissues, but it has no effect on the percentage of esterified cholesterol that circulates in the blood serum. Detection of the defect requires careful evaluation of the cholesteryl ester hydrolase activity and cholesteryl ester content of leukocytes, cultured fibroblasts, and liver biopsy specimens. | 1. Meikle PJ, Mundra PA, Wong G, et al. Circulating lipids are associated with alcoholic liver cirrhosis and represent potential biomarkers for risk assessment. PLoS One. 2015;10(6):e0130346. doi:10.1371/journal.pone.0130346 2. Leach NV, Dronca E, Vesa SC, et al. Serum homocysteine levels, oxidative stress and cardiovascular risk in non-alcoholic steatohepatitis. Eur J Intern Med. 2014;25(8):762-767. doi:10.1016/j.ejim.2014.09.007 3. Santamarina-Fojo S, Hoeg JM, Assmann G, Brewer B. Lecithin cholesterol acyltransferase deficiency and fish eye disease. In: Valle DL, Antonarakis S, Ballabio A, Beaudet AL, Mitchell GA. eds. The Online Metabolic and Molecular Bases of Inherited Disease. McGraw-Hill; 2019. Accessed June 8, 2021. Available athttps://ommbid.mhmedical.com/content.aspx?sectionid=225539713&bookid=2709 | Free cholesterol reacts with cholesterol oxidase to generate hydrogen peroxide which reacts with 3,5-dimethoxy-N-(2-hydroxy-3-sulfopropyl) aniline sodium (DAOS) and 4-aminoantipyrene to produce a blue pigment. The product is proportional to the serum free cholesterol concentration.(Fujifilm Free Cholesterol E. Fujifilm Wako Pure Chemical Corporation; 12/2021) | 1 to 3 days | 30 days | This test was developed and its performance characteristics determined by Mayo Clinic in a manner consistent with CLIA requirements. It has not been cleared or approved by the US Food and Drug Administration. | 84311 | Cholesteryl Esters, S | 21197-9 | CHLES | Cholesteryl Esters, S | 21197-9
FCNAB | Chromatin (Nucleosomal) Antibody |  | Immunoassay | Yes | Chromatin (Nucleosomal) Ab | Serum | Collection Container/Tube: Preferred:Red top Acceptable: Serum gel Submission Container/Tube: Plastic vial Specimen Volume: 1 mL Collection Instructions: Draw blood in a plain red-top tube(s), serum gel tube(s) is acceptable. Spin down and send 1 mL of serum refrigerated in a plastic vial. | 0.5 mL |  | <1.0 Negative AI |  |  |  |  | 5 to 9 days |  |  | 86235 | Chromatin (Nucleosomal) Ab | 34416-8 | FCNAB | Chromatin (Nucleosomal) Ab | 34416-8
CRCOF | Chromium and Cobalt, Synovial Fluid | Monitoring metallic prosthetic implant wear and local tissue destruction in failed hip arthroplasty constructs This test isnot useful forassessment of vitamin B12 activity. | Inductively Coupled Plasma Mass Spectrometry (ICP-MS) | Yes | Chromium and Cobalt, Synovial Fl | Synovial Fluid | Patient Preparation:High concentrations of gadolinium and iodine are known to interfere with mostinductively coupled plasma mass spectrometry-based metal tests. If either gadolinium- or iodine-containing contrast media has been administered,a specimen should not be collected for at least 96 hours. Supplies:Metal Free B-D Tube (EDTA), 6 mL (T183) Container/Tube:Royal blue top (metal-free EDTA) Specimen Volume:1 mL Collection Instructions:SeeMetals Analysis Specimen Collection and Transportfor complete instructions. Additional Information:Cobalt and chromium are present in the black rubber plunger seals found in most disposable syringes. As a result, synovial fluid should not be collected in these devices as contamination may occur. | 0.4 mL | Per US Food and Drug Administration recommendations, orthopedic surgeons should consider measuring and following serial chromium and cobalt concentrations in EDTA anticoagulated whole blood in symptomatic patients with metal-on-metal hip implants as part of their overall clinical evaluation. However, a recent publication(1) has shown synovial fluid measurements were superior to whole blood and serum chromium and cobalt concentrations in predicting local tissue destruction in failed hip arthroplasty constructs. Prosthetic devices produced by Depuy Company, Dow Corning, Howmedica, LCS, PCA, Osteonics, Richards Company, Tricon, and Whiteside are typically made of chromium, cobalt, and molybdenum. This list of products is incomplete, and the products' compositions change occasionally; see each prostheses' product information for composition details. Chromium: Chromium (Cr) is a naturally occurring element widely distributed in the environment. It exists in several valence states with the 3 main forms being Cr(0), Cr(III), and Cr(VI). Cr(III) is an essential trace element that enhances the action of insulin. Deficiency leads to impaired growth, reduced life span, corneal lesions, and alterations in carbohydrates, lipid, and protein metabolism. Chromium is widely used in manufacturing processes to make various metal alloys, such as stainless steel. It is also used in many consumer products, including wood treated with copper dichromate, leather tanned with chromic sulfate, and metal-on-metal hip replacements. The general population is most likely to be exposed to trace levels of chromium, as Cr(III) is naturally occurring in foods, such as fruits, vegetables, nuts, beverages, and meats. The highest potential occupational exposure occurs in the metallurgy and tanning industries, where workers may be exposed to high air concentrations. Cobalt: Cobalt is a naturally-occurring, hard, gray element widely distributed in the environment. It is used to produce alloys in the manufacturing of aircraft engines, cutting tools, and some artificial hip and knee joint prosthesis devices. Cobalt is an essential cofactor in vitamin B12, which is necessary for neurological function, brain function, and the formation of blood. For most people, food is the largest source of cobalt intake. However, more than a million workers are potentially exposed to cobalt and its compounds, with the greatest exposure in mining processes, cemented tungsten-carbide industry, cobalt powder industry, and alloy production industry. Cobalt is not highly toxic, but large doses will produce adverse clinical manifestations. Acute symptoms include pulmonary edema, allergy, nausea, vomiting, hemorrhage, and kidney failure. Chronic exposure to cobalt-containing hard metal (dust or fume) can result in a serious lung disease called hard metal lung disease, which is a type of pneumoconiosis (lung fibrosis). Furthermore, inhalation of cobalt particles can cause respiratory sensitization, asthma, shortness of breath, and decreased pulmonary function. Even though the primary route of occupational exposure to cobalt is the respiratory tract, skin contact is also important because dermal exposures to hard metal and cobalt salts can result in significant systemic uptake. Sustained exposures can cause skin sensitization, which may result in eruptions of contact dermatitis. In cases of suspected toxicity, blood, serum, or urine concentrations of cobalt can be checked. Vitamin B12 should be used to assess nutritional status. | CHROMIUM: 0-17 years: Not established > or =18 years: <16.9 ng/mL COBALT: 0-17 years: Not established > or =18 years: <19.8 ng/mL | Chromium: Based on an internal study, synovial fluid chromium concentrations of 16.9 ng/mL or above were more likely due to a metal reaction (eg, adverse local tissue reaction [ALTR]/adverse reaction to metal debris [ARMD]) versus a nonmetal reaction in patients undergoing metal-on-metal revision (sensitivity of 92.3% and specificity of 92.6%). Cobalt: Based on an internal study, synovial fluid cobalt concentrations of 19.8 ng/mL or above were more likely due to a metal reaction (eg, ALTR/ ARMD) versus a nonmetal reaction in patients undergoing metal-on-metal revision (sensitivity of 92.3% and specificity of 96.3%). | Chromium is present in the environment at 100-fold to 1000-fold higher concentration than found in biological tissues. Reports of increased chromium could be due to external contamination. Specimen collection procedures for cobalt require special specimen collection tubes, rigorous attention to ultraclean specimen collection and handling procedures, and analysis in an ultraclean facility.Elevated trace element concentrations in the absence of corroborating clinical information do not independently predict prosthesis wear or failure. Because this test uses mass spectrometry detection, the radioactive form of cobalt, (60)Co, is not quantified. | 1.Houdek MT, Taunton MJ, Wyles CC, Jannetto PJ, Lewallen DG, Berry DJ. Synovial fluid metal ion levels are superior to blood metal ion levels in predicting an adverse local tissue reaction in failed total hip arthroplasty. J Arthroplasty. 2021;36(9):3312-3317.e1. doi:10.1016/j.arth.2021.04.034 2. Eltit F, Assiri A, Garbuz D, et al. Adverse reactions to metal on polyethylene implants: Highly destructive lesions related to elevated concentration of cobalt and chromium in synovial fluid. J Biomed Mater Res A. 2017;105(7):1876-1886. doi:10.1002/jbm.a.36057 3. Lass R, Grubl A, Kolb A, et al. Comparison of synovial fluid, urine, and serum ion levels in metal-on-metal total hip arthroplasty at minimum follow-up of 18 years. J Orthop Res. 2014;32(9):1234-1240. doi:10.1002/jor.22652 4. De Pasquale D, Stea S, Squarzoni S, et al. Metal-on-metal hip prostheses: Correlation between debris in the synovial fluid and levels of cobalt and chromium ions in the bloodstream. Int Orthop. 2014;38(3):469-475. doi:10.1007/s00264-013-2137-5 | The metal of interest is analyzed by inductively coupled plasma mass spectrometry.(Unpublished Mayo method) | 2 to 8 days | 14 days | This test was developed and its performance characteristics determined by Mayo Clinic in a manner consistent with CLIA requirements. It has not been cleared or approved by the US Food and Drug Administration. | 8301882495 | Chromium and Cobalt, Synovial Fl | 95525-2 | 606353 | Chromium, Synovial Fl | 95526-0
CRUO | Chromium Occupational Exposure, Random, Urine | Screening for occupational exposure | CROM1: Inductively Coupled Plasma-Mass Spectrometry (ICP-MS) CRETR: Enzymatic Colorimetric Assay | Yes | Chromium Occupat Exp, Random, U | Urine | Supplies:Sarstedt Aliquot Tube 5 mL (T914) Collection Container/Tube:Clean, plastic urine collection container Submission Container/Tube:Plastic, 5-mL tube or a clean, plastic aliquot container with no metal cap or glued insert Specimen Volume:3 mL Collection Instructions: 1. Collect a random urine specimen. 2. SeeMetals Analysis Specimen Collection and Transportfor complete instructions. | 2 mL | Chromium (Cr) has an atomic mass of 51.996, atomic number 24, and valences ranging from 2 to 6(+). Hexavalent chromium, Cr(6+), and trivalent chromium, Cr(3+), are the 2 most prevalent forms. Cr(3+) is the only oxidation state present under normal physiologic conditions. Cr(6+) is widely used in industry to make chromium alloys including stainless steel pigments and electroplated coatings. Cr(6+), a known carcinogen, is rapidly metabolized to Cr(3+). Cr(3+) is the only form present in human urine. | 0-17 years: Not established > or =18 years: TheAmerican Conference of Governmental Industrial Hygienists (ACGIH) Biological Exposure Index (BEI) for daily occupational exposure to hexavalent chromium in urine is an increase of 10.0 mcg/L between pre-shift and post-shift urine collections. The ACGIH BEI for long- and short-term hexavalent chromium in urine is an end-of-shift concentration above 24.9 mcg/L at the end of the work week. | The National Institute for Occupational Safety and Health draft document on occupational exposure reviews the data supporting use of urine to assess chromium exposure.(1) They recommend a Biological Exposure Index of 10 mcg/g creatinine and 30 mcg/g creatinine for the increase in urinary chromium concentrations during a work shift and at the end of shift at the end of the workweek, respectively (Section 3.3.1). | Normal specimens have extremely low levels of chromium; elevated results could easily be a result of external contamination. Precautions must be taken to ensure the specimen is not contaminated. Metal-free urine collection procedures must be followed. Refrigeration is preferred over chemical methods of preservation. | 1.Centers for Disease Control and Prevention; National Institute for Occupational Safety and Health (NIOSH). Criteria for a recommended standard occupational exposure to hexavalent chromium. CDC; September 2013. Accessed November 06, 2020. Available atwww.cdc.gov/niosh/docs/2013-128/pdfs/2013_128.pdf 2. Sodi R. Vitamins and trace elements. In: Rifai N, Chiu RWK, Young I, eds. Tietz Textbook of Laboratory Medicine. 7th ed. Elsevier; 2023:chap 39 | The metal of interest is analyzed by inductively coupled plasma mass spectrometry.(Unpublished Mayo method) | 1 to 4 days | 14 days | This test was developed and its performance characteristics determined by Mayo Clinic in a manner consistent with CLIA requirements. It has not been cleared or approved by the US Food and Drug Administration. | 8249582570 | Chromium Occupat Exp, Random, U | 13464-3 | 608390 | Chromium Concentration | 5623-4
CRU | Chromium, 24 Hour, Urine | Screening for occupational exposure to chromium Monitoring metallic prosthetic implant wear | Inductively Coupled Plasma-Mass Spectrometry (ICP-MS) | Yes | Chromium, 24 Hr, U | Urine | Supplies:Urine Tubes, 10 mL (T068) Collection Container/Tube:Clean, plastic urine container with no metal cap or glued insert Submission Container/Tube:Plastic, 10-mL urine tube or clean, plastic aliquot container with no metal cap or glued insert Specimen Volume:0.5 mL Collection Instructions: 1. Collect urine for 24 hours. 2. Refrigerate specimen within 4 hours of completion of 24-hour collection. 3. SeeMetals Analysis Specimen Collection and Transportfor complete instructions. Additional Information: 1.24-Hour volume is required. 2. SeeUrine Preservatives-Collection and Transportation for 24-Hour Urine Specimensfor multiple collections. | 0.3 mL | Chromium (Cr) exists in valence states. Hexavalent chromium (Cr[6+]) and trivalent chromium (Cr[3+]) are the 2 most prevalent forms. Cr(6+) is used in industry to make chromium alloys including stainless steel, pigments, and electroplated coatings. Cr(6+), a known carcinogen, is immediately converted to Cr(3+) upon exposure to biological tissues. Cr(3+) is the only chromium species found in biological specimens. Urine chromium concentrations are likely to be increased above the reference range in patients with metallic joint prosthesis. Prosthetic devices produced by DePuy Company, Dow Corning, Howmedica, LCS, PCA, Osteonics, Richards Company, Tricon, and Whiteside typically are made of chromium, cobalt, and molybdenum. This list of products is incomplete, and these products change occasionally; see prosthesis product information for each device for composition details. | 0-17 years: Not established > or =18 years: 0.1-1.2 mcg/24 hours | Chromium is principally excreted in the urine. Urine levels correlate with exposure. Results greater than the reference range indicate either recent exposure to chromium or specimen contamination during collection. Prosthesis wear is known to result in increased circulating concentration of metal ions. Modest increase (8-16 mcg/24 hour) in urine chromium concentration is likely to be associated with a prosthetic device in good condition. Urine concentrations greater than 20 mcg/24 hours in a patient with chromium-based implant suggest significant prosthesis wear. Increased urine trace element concentrations in the absence of corroborating clinical information do not independently predict prosthesis wear or failure. The National Institute for Occupational Safety and Health draft document on occupational exposure reviews the data supporting use of urine to assess chromium exposure. They recommend a Biological Exposure Index of 10 mcg/g creatinine and 30 mcg/g creatinine for the increase in urinary chromium concentrations during a work shift and at the end of shift at the end of the workweek, respectively. A test for this specific purpose (CRUO / Chromium Occupational Exposure, Random, Urine) is available. | Normal specimens have extremely low levels of chromium; because of the ubiquitous nature of chromium, elevated results could easily be a result of external contamination. Precautions must be taken to ensure the specimen is not contaminated. Metal-free urine collection procedures must be followed (seeMetals Analysis Specimen Collection and Transport). Refrigeration is preferred over chemical methods of preservation. | 1. Vincent JB. Elucidating a biological role for chromium at a molecular level. Acc Chem Res. 2000;33(7):503-510 2.Centers for Disease Control and Prevention,The National Institute for Occupational Safety and Health (NIOSH): Criteria for a Recommended Standard for an Occupational Exposure to Hexavalent Chromium. September 2013. Accessed July 22, 2022. CDC; Available at www.cdc.gov/niosh/docs/2013-128/pdfs/2013_128.pdf 3. Keegan GM, Learmonth ID, Case CP. A systematic comparison of the actual, potential, and theoretical health effects of cobalt and chromium exposures from industry and surgical implants. Crit Rev Toxicol. 2008;38:645-674 4. Sodi R. Vitamins and trace elements. In: Rifai N, Chiu RWK, Young I, eds: Tietz Textbook of Laboratory Medicine. 7th ed. Elsevier; 2023:chap 39 5. Eliaz N. Corrosion of metallic biomaterials: A review. Materials (Basel). 2019;12(3):407. doi: 10.3390/ma12030407 6. US Food and Drug Administration. Information about Soft Tissue Imaging and Metal Ion Testing. FDA; Updated March 15, 2019. Accessed March 2, 2021. Available at www.fda.gov/MedicalDevices/ProductsandMedicalProcedures/ImplantsandProsthetics/MetalonMetalHipImplants/ucm331971.htm | The metal of interest is analyzed by inductively coupled plasma mass spectrometry.(Unpublished Mayo method) | 1 to 4 days | 14 days | This test was developed and its performance characteristics determined by Mayo Clinic in a manner consistent with CLIA requirements. It has not been cleared or approved by the US Food and Drug Administration. | 82495 | Chromium, 24 Hr, U | 5624-2 | VL42 | Urine Volume | 3167-4
CRWB | Chromium, Blood | Monitoring exposure to chromium using whole blood specimens Monitoring metallic prosthetic implant wear | Inductively Coupled Plasma-Mass Spectrometry (ICP-MS) | Yes | Chromium, B | Whole blood | Container/Tube:Royal blue top (EDTA) Vacutainer plastic trace element blood collection tube Specimen Volume:1 mL Collection Instructions: 1. SeeMetals Analysis Specimen Collection and Transportfor complete instructions. 2. Send whole blood specimen in original tube.Do not aliquot. | 0.3 mL | Chromium (Cr) is a naturally occurring element widely distributed in the environment. Chromium exists in several valence states with the 3 main forms being Cr, Cr(3+), and Cr(6+). Cr(3+) is an essential trace element that enhances the action of insulin. Deficiency leads to impaired growth, reduced life span, corneal lesions, and alterations in carbohydrates, lipid, and protein metabolism. Chromium is widely used in manufacturing processes to make various metal alloys such as stainless steel. It is also used in many consumer products including wood treated with copper dichromate, leather tanned with chromic sulfate, and metal-on-metal hip replacements. The general population is most likely to be exposed to trace levels of chromium in the food that is eaten. Low levels of Cr(3+) occur naturally in a variety of foods, such as fruits, vegetables, nuts, beverages, and meats. The highest potential occupational exposure occurs in the metallurgy and tanning industries, where workers may be exposed to high air concentrations. Per US Food and Drug Administration recommendations, orthopedic surgeons should consider measuring and following serial chromium concentrations in EDTA anticoagulated whole blood in symptomatic patients with metal-on-metal hip implants as part of their overall clinical evaluation. Blood Cr concentrations are likely to be increased above the reference range in patients with metallic joint prosthesis. Prosthetic devices produced by DePuy Company, Dow Corning, Howmedica, LCS, PCA, Osteonics, Richards Company, Tricon, and Whiteside typically are made of chromium, cobalt, and molybdenum. This list of products is incomplete, and these products change occasionally; see prosthesis product information for each device for composition details. | 0-17 years: Not established > or =18 years: <1.0 ng/mL | Results greater than the reference range indicate exposure to chromium (see Cautions about specimen collection). Prosthesis wear is known to result in increased circulating concentration of metal ions. Increased blood trace element concentrations in the absence of corroborating clinical information do not independently predict prosthesis wear or failure. | Chromium is present in the environment at 100-fold to 1000-fold higher concentration than found in biological tissues. Reports of increased blood chromium could be due to external contamination. Metal-free blood collection procedures must be followed. | 1. Vincent JB. Elucidating a biological role for chromium at a molecular level. Acc Chem Res. 2000;33(7):503-510 2.Centers for Disease Control and Prevention; National Institute for Occupational Safety and Health (NIOSH): Criteria for a recommended standard occupational exposure to hexavalent chromium. CDC; September 2013. Accessed October 17, 2023. Available atwww.cdc.gov/niosh/docs/2013-128/pdfs/2013_128.pdf 3.Keegan GM, Learmonth ID, Case CP. A systematic comparison of the actual, potential, and theoretical health effects of cobalt and chromium exposures from industry and surgical implants. Crit Rev Toxicol. 2008;38:645-674 4. Tower SS. Arthroprosthetic cobaltism: Neurological and cardiac manifestations in two patients with metal-on-metal arthroplasty: A case report. J Bone Joint Surg Am. 2010;92(17):2847-2851 5. US Food and Drug Administration: Information about Soft Tissue Imaging and Metal Ion Testing. FDA; Updated March 15, 2019. Accessed October 17, 2023. Available at: www.fda.gov/MedicalDevices/ProductsandMedicalProcedures/ImplantsandProsthetics/MetalonMetalHipImplants/ucm331971.htm 6. US Department of Health and Human Services, Agency for Toxic Substances and Disease Registry: Toxicology profile for chromium.HHS;September 2012. Accessed March 2, 2021. Available atwww.atsdr.cdc.gov/ToxProfiles/tp7.pdf 7. Sodi R. Vitamins and trace elements. Rifai N, Chiu RWK, Young I, eds: Tietz Textbook of Laboratory Medicine. 7th ed. Elsevier; 2023:chap 39. 8. Eliaz N. Corrosion of metallic biomaterials: A review. Materials (Basel). 2019;12(3):407. doi:10.3390/ma12030407 | The metal of interest is analyzed by inductively coupled plasma mass spectrometry.(Unpublished Mayo method) | 1 to 4 days | 14 days | This test was developed and its performance characteristics determined by Mayo Clinic in a manner consistent with CLIA requirements. It has not been cleared or approved by the US Food and Drug Administration. | 82495 | Chromium, B | 5619-2 | 65601 | Chromium, B | 5619-2
CRS | Chromium, Serum | Screening for occupational exposure Monitoring metallic prosthetic implant wear | Inductively Coupled Plasma-Mass Spectometry (DRC-ICP-MS) | Yes | Chromium, S | Serum | Patient Preparation:High concentrations of gadolinium and iodine are known to interfere with most metal tests. If either gadolinium- or iodine-containing contrast media has been administered, a specimen should not be collected for 96 hours. Supplies:Metal Free Specimen Vial (T173) Collection Container/Tube:Plain, royal blue-top Vacutainer plastic trace element blood collection tube Submission Container/Tube:7-mL Mayo metal-free, screw-capped, polypropylene vial Specimen Volume:0.5 mL Collection Instructions: 1. Allow the specimen to clot for 30 minutes; then centrifuge the specimen to separate serum from the cellular fraction. 2. Remove the stopper. Carefully pour specimen into a Mayo metal-free, polypropylene vial, avoiding transfer of the cellular components of blood.Do notinsert a pipet into the serum to accomplish transfer, anddo notream the specimen with a wooden stick to assist with serum transfer. 3. SeeMetals Analysis Specimen Collection and Transportfor complete instructions. | 0.3mL | Chromium (Cr) exists in valence states. Hexavalent chromium (Cr[+6]) and trivalent chromium (Cr[+3]) are the 2 most prevalent forms. Cr(+6) is used in industry to make chromium alloys including stainless steel, pigments, and electroplated coatings. Cr(+6), a known carcinogen, is immediately converted to Cr(+3) upon exposure to biological tissues. Cr(+3) is the only chromium species found in biological specimens. Serum Cr concentrations are likely to be increased above the reference range in patients with metallic joint prosthesis. Prosthetic devices produced by DePuy Company, Dow Corning, Howmedica, LCS, PCA, Osteonics, Richards Company, Tricon, and Whiteside typically are made of chromium, cobalt, and molybdenum. This list of products is incomplete, and these products change occasionally; see prosthesis product information for each device for composition details. | <0.3 ng/mL When collected by a phlebotomist experienced in ultra-clean collection technique and handled according to the instructions inMetals Analysis Specimen Collection and Transport, we have observed the concentration of chromium in serum to be below 0.3 ng/mL. However, the majority of specimens submitted for analysis from unexposed individuals contain 0.3 ng/mL to 0.9 ng/mL of chromium. Commercial evacuated blood collection tubes not designed for trace-metal specimen collection yield serum containing 2.0 ng/mL to 5.0 ng/mL chromium derived from the collection tube. | Results greater than the flagged value indicate clinically significant exposure to chromium (Cr) (see Cautions about specimen collection). The reported units of measurement for chromium of ng/mL is equivalent to mcg/L. Prosthesis wear is known to result in an increased circulating concentration of metal ions. A modest increase (0.3-0.6 ng/mL) in serum Cr concentration is likely to be associated with a prosthetic device in good condition. Serum concentrations above 1 ng/mL in a patient with a Cr-based implant suggest significant prosthesis wear. Increased serum trace element concentrations in the absence of corroborating clinical information do not independently predict prosthesis wear or failure. However, the US Food and Drug Administration recommendstesting chromium in EDTA anticoagulated whole blood in symptomatic patients with metal-on-metal implants. | Specimens from unexposed individuals collected using metal-free collection procedures typically have chromium above 0.3 ng/mL. Chromium is present in our environment at 100-fold to 1000-fold higher concentration than found in biological tissues. Reports of increased serum chromium could be due to external contamination. Metal-free serum collection procedures must be followed, and centrifuged serum must be aliquoted into a Mayo Clinic Laboratories metal-free vial to avoid external contamination. Specimens collected using an anticoagulant are unacceptable; trace amounts of chromium are present in anticoagulants used in evacuated collection tubes. | 1. Vincent JB. Elucidating a biological role for chromium at a molecular level. Acc Chem Res. 2000;33(7):503-510 2.Centers for Disease Control and Prevention,The National Institute for Occupational Safety and Health (NIOSH): Criteria for a Recommended Standard for an Occupational Exposure to Hexavalent Chromium. September 2013. Accessed October 22, 2023. CDC; Available at www.cdc.gov/niosh/docs/2013-128/pdfs/2013_128.pdf 3.Keegan GM, Learmonth ID, Case CP. A systematic comparison of the actual, potential, and theoretical health effects of cobalt and chromium exposures from industry and surgical implants. Crit Rev Toxicol. 2008;38:645-674 4. Tower SS. Arthroprosthetic cobaltism: Neurological and cardiac manifestations in two patients with metal-on-metal arthroplasty: A case report. J Bone Joint Surg Am. 2010;92:1-5 5 Eliaz N. Corrosion of metallic biomaterials: A Review. Materials (Basel). 2019;12(3):407. doi:10.3390/ma12030407 6. US Food and Drug Administration: Information about Soft Tissue Imaging and Metal Ion Testing. FDA; Updated March 15, 2019. Accessed October 17, 2023. Available atwww.fda.gov/MedicalDevices/ProductsandMedicalProcedures/ImplantsandProsthetics/MetalonMetalHipImplants/ucm331971.htm 7. Sodi R. Vitamins and trace elements. Rifai N, Chiu RWK, Young I, eds: Tietz Textbook of Laboratory Medicine. 7th ed. Elsevier; 2023:chap 39 | The metal of interest is analyzed by inductively coupled plasma mass spectrometry.(Unpublished Mayo method) | 1 to 4 days | 7 days | This test was developed and its performance characteristics determined by Mayo Clinic in a manner consistent with CLIA requirements. It has not been cleared or approved by the US Food and Drug Administration. | 82495 | Chromium, S | 5622-6 | 8638 | Chromium, S | 5622-6
CRSY | Chromium, Synovial Fluid | Monitoring metallic prosthetic implant wear and local tissue destruction in failed hip arthroplasty constructs This test isnot useful forassessment of potential chromium toxicity. | Inductively Coupled Plasma Mass Spectrometry (ICP-MS) | Yes | Chromium, Synovial Fl | Synovial Fluid | Patient Preparation:High concentrations of gadolinium and iodine are known to interfere with mostinductively coupled plasma mass spectrometry-based metal tests.If either gadolinium- or iodine-containing contrast media has been administered,a specimen should not be collected for at least 96 hours. Supplies:Metal Free B-D Tube (EDTA), 6 mL (T183) Container/Tube:Royal blue top (metal-free EDTA) Specimen Volume:1 mL Collection Instructions:SeeMetals Analysis Specimen Collection and Transportfor complete instructions. Additional Information:Chromium is present in the black rubber plunger seals found in most disposable syringes. As a result, synovial fluidshould not becollected in these devices as contamination may occur. | 0.4 mL | Chromium (Cr) is a naturally-occurring element widely distributed in the environment. It exists in several valence states with the 3 main forms being Cr(0), Cr(III), and Cr(VI). Cr(III) is an essential trace element that enhances the action of insulin. Deficiency leads to impaired growth, reduced life span, corneal lesions, and alterations in carbohydrates, lipid, and protein metabolism. Chromium is widely used in manufacturing processes to make various metal alloys, such as stainless steel. It is also used in many consumer products, including wood treated with copper dichromate, leather tanned with chromic sulfate, and metal-on-metal hip replacements. Per US Food and Drug Administration recommendations, orthopedic surgeons should consider measuring and following serial chromium concentrations in EDTA anticoagulated whole blood in symptomatic patients with metal-on-metal hip implants as part of their overall clinical evaluation. However, a recent publication(1) has shown synovial fluid measurements were superior to whole blood and serum chromium concentrations in predicting local tissue destruction in failed hip arthroplasty constructs. Prosthetic devices produced by Depuy Company, Dow Corning, Howmedica, LCS, PCA, Osteonics, Richards Company, Tricon, and Whiteside are typically made of chromium, cobalt, and molybdenum. This list of products is incomplete, and the products' compositions change occasionally; see each prostheses' product information for composition details. The general population is most likely to be exposed to trace levels of chromium, as Cr(III) is naturally occurring in foods, such as fruits, vegetables, nuts, beverages, and meats. The highest potential occupational exposure occurs in the metallurgy and tanning industries, where workers may be exposed to high air concentrations. In cases of suspected toxicity, blood, serum, or urine concentrations of chromium can be checked. | 0-17 years: Not established > or =18 years: <16.9 ng/mL | Based on an internal study, synovial fluid chromium concentrations of 16.9 ng/mL or above were more likely due to a metal reaction (eg, adverse local tissue reaction [ALTR]/adverse reaction to metal debris [ARMD]) versus a nonmetal reaction in patients undergoing metal-on-metal revision (sensitivity of 92.3% and specificity of 92.6%). | This test is intended for monitoring of metallic prosthetic implant wear and should not be ordered to assess potential chromium toxicity. Chromium is present in the environment at 100-fold to 1000-fold higher concentration than found in biological tissues. Reports of increased chromium could be due to external contamination. Metal-free blood collection procedures must be followed. Elevated trace element concentrations in the absence of corroborating clinical information do not independently predict prosthesis wear or failure. This test should only be used in individuals with metallic prosthetic implants. The significance of chromium concentrations in synovial fluid in patients without implants is unknown. | 1.Houdek MT, Taunton MJ, Wyles CC, Jannetto PJ, Lewallen DG, Berry DJ. Synovial fluid metal ion levels are superior to blood metal ion levels in predicting an adverse local tissue reaction in failed total hip arthroplasty. J Arthroplasty. 2021;36(9):3312-3317.e1. doi:10.1016/j.arth.2021.04.034 2. Eltit F, Assiri A, Garbuz D, et al. Adverse reactions to metal on polyethylene implants: Highly destructive lesions related to elevated concentration of cobalt and chromium in synovial fluid. J Biomed Mater Res A. 2017;105(7):1876-1886. doi:10.1002/jbm.a.36057 3. Lass R, Grubl A, Kolb A, et al. Comparison of synovial fluid, urine, and serum ion levels in metal-on-metal total hip arthroplasty at minimum follow-up of 18 years. J Orthop Res. 2014;32(9):1234-1240. doi:10.1002/jor.22652 4. De Pasquale D, Stea S, Squarzoni S, et al. Metal-on-metal hip prostheses: Correlation between debris in the synovial fluid and levels of cobalt and chromium ions in the bloodstream. Int Orthop. 2014;38(3):469-475. doi:10.1007/s00264-013-2137-5 | The metal of interest is analyzed by inductively coupled plasma mass spectrometry.(Unpublished Mayo method) | 2 to 8 days | 14 days | This test was developed and its performance characteristics determined by Mayo Clinic in a manner consistent with CLIA requirements. It has not been cleared or approved by the US Food and Drug Administration. | 82495 | Chromium, Synovial Fl | 95526-0 | 606353 | Chromium, Synovial Fl | 95526-0
CRCRU | Chromium/Creatinine Ratio, Random, Urine | Detecting chromium exposure | CRCRR: Inductively Coupled Plasma-Mass Spectrometry (ICP-MS) CRETR: Enzymatic Colorimetric Assay | Yes | Chromium/Creat Ratio, Random, U | Urine | Supplies:Urine Tubes, 10 mL (T068) Collection Container/Tube:Clean, plastic urine container with no metal cap or glued insert Submission Container/Tube:Plastic vial or clean, plastic aliquot container with no metal cap or glued insert Specimen Volume:3 mL Collection Instructions: 1. Collect a random urine specimen. 2. SeeMetals Analysis Specimen Collection and Transportfor complete instructions. | 2 mL | Chromium (Cr) has an atomic mass of 51.996, atomic number 24, and valences ranging from 2to 6(+). Hexavalent chromium, Cr(6+), and trivalent chromium, Cr(3+), are the 2 most prevalent forms. Cr(3+) is the only oxidation state present under normal physiologic conditions. Cr(6+) is widely used in industry to make chromium alloys including stainless steel pigments and electroplated coatings. Cr(6+), a known carcinogen, is rapidly metabolized to Cr(3+). Cr(3+) is the only form present in human urine. | 0-17 years: Not established >17 years: <0.8 mcg/g Creatinine | Chromium is principally excreted in the urine. Results greater than the reference range indicate either recent exposure to chromium or specimen contamination during collection. The National Institute for Occupational Safety and Health document on occupational exposure reviews the data supporting use of urine to assess chromium exposure.The biological exposure index (BEI) for total chromium in urine measured at the end of the shift at the end of the workweek is 25 mcg/L. The BEI for the increase in total chromium during a shift is 10 mcg/L.A test for this specific purpose (CRUO / Chromium Occupational Exposure, Random, Urine) is available. | Normal specimens have extremely low levels of chromium; elevated results could easily be a result of external contamination. Precautions must be taken to ensure the specimen is not contaminated. Metal-free urine collection procedures must be followed. Refrigeration is preferred over chemical methods of preservation. Specimen collection procedures for chromium require special specimen collection tubes, rigorous attention to ultraclean specimen collection and handling procedures, and analysis in an ultraclean facility. Unless all of these precautions are taken, elevated urine chromium results may be an incidental and misleading finding. | 1. U.S. Department of Health and Human Services, Agency for Toxic Substances and Disease Registry. Toxicology profile for chromium. HHS; September 2012. Accessed 11/06/2020. Available atwww.atsdr.cdc.gov/ToxProfiles/tp7.pdf 2. Sodi R. Vitamins and trace elements. In: Rifai N, Chiu RWK, Young I, eds: Tietz Textbook of Laboratory Medicine. 7th ed. Elsevier; 2023:chap 39 3. Centers for Disease Control and Prevention. National Institute for Occupational Safety and Health (NIOSH): Criteria for a recommended standard occupational exposure to hexavalent chromium. CDC; September 2013. Accessed 11/06/2020. Available atwww.cdc.gov/niosh/docs/2013-128/pdfs/2013_128.pdf 4. Gianello G, Masci O, Carelli G, Vinci F, Castellino N. Occupational exposure to chromium-an assessment of environmental pollution levels and biological monitoring of exposed workers. Ind Health. 1998;36(1):74-77. doi: 10.2486/indhealth.36.74 5. Eliaz N. Corrosion of metallic biomaterials: A review. Materials (Basel). 2019;12(3):407. doi: 10.3390/ma12030407 6. US Food and Drug Administration. Information about Soft Tissue Imaging and Metal Ion Testing. FDA; Updated March 15, 2019. Accessed March 2, 2021. Available at: www.fda.gov/MedicalDevices/ProductsandMedicalProcedures/ImplantsandProsthetics/MetalonMetalHipImplants/ucm331971.htm | The metal of interest is analyzed by inductively coupled plasma mass spectrometry.(Unpublished Mayo method) | 1 to 4 days | 14 days | This test was developed and its performance characteristics determined by Mayo Clinic in a manner consistent with CLIA requirements. It has not been cleared or approved by the US Food and Drug Administration. | 8249582570 | Chromium/Creat Ratio, Random, U | 13464-3 | 607759 | Chromium/Creat Ratio, U | 13464-3
CH9 | Chromogenic Factor IX Activity Assay, Plasma | Monitoring coagulation factor replacement therapy of selected extended half-life coagulation factor replacements Aiding in the diagnosis of hemophilia B using a 2-stage assay, especially when a 1-stage assay was normal | Chromogenic | Yes | Chromogenic FIX, P | This assay is indicated in situations where there is a clinical suspicion of hemophilia B diagnosis, when the 1-stage assay is normal. However, this assay is also recommended for accurate classification of hemophilia B. | Specimen Type:Platelet-poor plasma Collection Container/Tube:Light-blue top (3.2% sodium citrate) Submission Container/Tube:Polypropylene vial preferred Specimen Volume:1 mL Collection Instructions: 1. For complete instructions, seeCoagulation Guidelines for Specimen Handling and Processing 2. Centrifuge, transfer all plasma into a plastic vial, and centrifuge plasma again. 3. Aliquot plasma into a separate plastic vial leaving0.25 mL in the bottom of centrifuged vial. 4. Freeze plasma immediately (no longer than 4 hours after collection) at -20 degrees C or, ideally, at -40 degrees C or below. Additional Information: 1. Double-centrifuged specimen is critical for accurate results as platelet contamination may cause spurious results. 2. Each coagulation assay requested should have its own vial. | 0.5 mL | Factor IX (FIX) is a vitamin K-dependent serine protease synthesized in the liver and participates in the intrinsic coagulation pathway. Its biological half-life is 18 to 24 hours. Congenital FIX deficiency is inherited as an X-linked recessive bleeding disorder (hemophilia B). Severe deficiency (<1%) characterized by hemarthroses, deep tissue bleeding, excessive bleeding with trauma, and ecchymoses. Typically, these patients are tested using a 1-stage clotting assay. However, new treatment options using long-acting glycoPEGylated replacement products are being approved for clinical use. Pharmacokinetic studies for these products indicate ideal monitoring of patients should be performed by the 2-stage chromogenic assay. | 65-140% Chromogenic factor IX activity generally correlates with the one-stage FIX activity. In full term/premature neonates, infants, children, and adolescents the one-stage FIX activity* is similar to adults. However, no similar data for chromogenic FIX activity are available.(Appel IM, Grimminck B, Geerts J, Stigter R, Cnossen MH, Beishuizen A. Age dependency of coagulation parameters during childhood and puberty. J Thromb Haemost. 2012;10(11):2254-2263) *See Pediatric Hemostasis References section inCoagulation Guidelines for Specimen Handling and Processing | Factor IX deficiency may be acquired (eg, vitamin K deficiency, warfarin anticoagulation effect, liver disease, or a consumptive coagulopathy) or congenital (hemophilia B). Optimal laboratory monitoring of selected extended half-life factor IX replacement therapy (eg, glycoPEGylated factor FIX) may be achieved with the chromogenic factor IX assay. Elevated factor IX levels may be associated with acute or chronic inflammation, excess factor IX replacement therapy, or as a result of a rare genetic variant, factor IX Padua. | Excess heparin and dilution contamination due to improper specimen collection through an intravenous access device may result in artifactually decreased results. The 1-stage and chromogenic factor IX (FIX) assay results should correlate in the normal population but may be discordant in the hemophilia population and when measuring factor replacement, especially with PEGylated recombinant FIX products. | 1. Bowyer AE, Hillarp A, Ezban M, Persson P, Kitchen S. Measuring factor IX activity of noacog beta pegol with commercially available one-stage clotting and chromogenic assay kits: a two-center study. J Thromb Haemost. 2016;14(7 1428-1435. doi:10.1111/jth.13348 2. Kitchen S, Signer-Romero K, Key NS. Current laboratory practices in the diagnosis and management of haemophilia: a global assessment. Haemophilia. 2015;21(4)550-557 3. Sorensen MH, Anderson S, Ezban M. Factor IX-deficient plasma spiked with N9-GP behaves similarly to N9-GP post-administration clinical samples in N9-GP ELISA and FIX activity assays. Haemophilia. 2015;21(6):832-836 4. Dodt J, Hubbard AR, Wicks SJ, et al. Potency determination of factor VIII and factor IX for new product labelling and postinfusion testing: challenges for caregivers and regulators. Haemophilia. 2015;21(4):543-549 5. Wilmot HV, Hogwood J, Gray E. Recombinant factor IX: discrepancies between one-stage clotting and chromogenic assays. Haemophilia. 2014;20(6):891-897 | The chromogenic factor IX assay is performed on the Instrumentation Laboratory ACL TOP Family using the Rossix ROX Factor IX kit. In this 2-stage assay, patient plasma is diluted and combined with reagents containing factors VIII, X, V, XIa, and II, fibrin inhibitor, calcium chloride, and phospholipids. The factor IX in the patient's plasma is activated to IXa, which then aids in the activation of factor X to factor Xa. After a specified incubation period, chromogenic substrate is added at which time, the factor Xa, present from the previous step, hydrolyzes the substrate into peptide and p-nitroaniline (pNA). The color produced by the release of pNA is measured photometrically at 405 nm and is proportional to the factor IX in the sample.(Package insert: ROX FACTOR IX kit. Rossix AB, Molndal, Sweden, Rev 04/2014) | 1 to 3 days | 7 days | This test was developed and its performance characteristics determined by Mayo Clinic in a manner consistent with CLIA requirements. It has not been cleared or approved by the US Food and Drug Administration. | 85130 | Chromogenic FIX, P | 88449-4 | CH9 | Chromogenic FIX, P | 88449-4
CHF8 | Chromogenic Factor VIII Activity Assay, Plasma | Monitoring coagulation factor replacement therapy of selected extended half-life coagulation factor replacements Aiding in the diagnosis of hemophilia A using a 2-stage assay, especially when the 1-stage assay result was normal | Chromogenic | Yes | Chromogenic FVIII, P | This assay is indicated in situations where there is a clinical suspicion of hemophilia A diagnosis, but the 1-stage factor VIII (FVIII) assay result is normal. However, recent guidelines recommend this assay be performed in addition to the 1-stage assay in the initial workup of hemophilia A. | Specimen Type:Platelet-poor plasma Collection Container/Tube:Light-blue top (3.2% sodium citrate) Submission Container/Tube:Plastic vial Specimen Volume:1 mL Collection Instructions: 1. Specimen must be collected prior to factor replacement therapy. 2. For complete instructions, seeCoagulation Guidelines for Specimen Handling and Processing 3. Centrifuge, transfer all plasma into a plastic vial, and centrifuge plasma again. 4. Aliquot plasma into plastic vial leaving 0.25 mL in the bottom of centrifuged vial. 5. Freeze plasma immediately (no longer than 4 hours after collection) at -20 degrees C or, ideally, at -40 degrees C or below. Additional Information: 1. Double-centrifuged specimen is critical for accurate results as platelet contamination may cause spurious results. 2. Each coagulation assay requested should have its own vial. | 0.5 mL | Factor VIII (FVIII) is synthesized in the endothelial cells of the liver and, perhaps, in other tissues. It is a coagulation cofactor that circulates bound to von Willebrand factor and is part of the intrinsic coagulation pathway. The biological half-life is 9 to 18 hours (average is 12 hours). Congenital FVIII deficiency is inherited in a recessive X-linked manner and results in hemophilia A, which has an incidence of 1 in 10,000 live male births. Patients with severe deficiency (<1%) experience spontaneous bleeding episodes (eg, hemarthrosis, deep-tissue bleeding), whereas patients with moderate or mild deficiency (>1%) typically experience post-trauma or surgical bleeding. FVIII activity assays (FVIII:C) are performed to diagnose hemophilia A and to monitor FVIII replacement therapy. FVIII:C assays are typically 1-stage clotting assays. However, there is a subset of patients with mild hemophilia A who have shown discrepantly low results when measured with the 2-stage (chromogenic) assay, indicating that testing patients with a mild bleeding history with both a 1- and 2-stage assay would aid in diagnosis. In addition, there are new treatment options using long-acting glycoPEGylated products. Pharmacokinetic studies are showing that ideal monitoring of patients should be performed by the 2-stage chromogenic assay. | 55.0-200.0% Chromogenic factor VIII activity generally correlates with the one-stage FVIII activity. In full term/premature neonates, infants, children, and adolescents the one-stage FVIII activity* is similar to adults. However, no similar data for chromogenic FVIII activity are available.(Appel IM, Grimminck B, Geerts J, Stigter R, Cnossen MH, Beishuizen A. Age dependency of coagulation parameters during childhood and puberty. J Thromb Haemost. 2012;10(11):2254-63) *See Pediatric Hemostasis References section inCoagulation Guidelines for Specimen Handling and Processing | Factor VIII deficiency may be seen in congenital hemophilia A, acquired (autoimmune) hemophilia A, or von Willebrand disease (congenital and acquired). Laboratory artifacts that may result in artificially reduced factor VIII include specimens collected in EDTA, instead of citrate, or heparin contamination of the plasma specimen. Elevated factor VIII may be seen in acute or chronic inflammatory states or excess factor VIII replacement therapy. | Excess heparin and dilution contamination due to improper specimen collection through an intravenous access device may result in artifactually decreased results. The 1-stage and chromogenic factor VIII (FVIII) assay results should correlate in the normal population but may be discordant in the hemophilia population and when measuring FVIII replacement. | 1. Rodgers SE, Duncan EM, Sobieraj-Teague M, Lloyd JV. Evaluation of three automated chromogenic FVIII kits for the diagnosis of mild discrepant haemophilia A. Int J Lab Hematol. 2009;31(2):180-188 2. Kitchen S, Beckman H, Katterle Y, et al. BAY 81-8973, a full-length recombinant factor VIII: results from an International comparative laboratory field study. Haemophilia. 2016;22(3):e192-199. doi:10.1111/hae.12925 3. Peyvandi F, Oldenburg J, Friedman KD. A critical appraisal of one-stage and chromogenic assays of factor VIII activity. J Thromb Haemost. 2016;14(2):248-261 4. Dodt J, Hubbard AR, Wicks SJ, et al. Potency determination of factor VIII and factor IX for new product labelling and postinfusion testing: challenges for caregivers and regulators. Haemophilia. 2015;21(4):543-549 | The Chromogenic Factor VIII assay is performed on the Instrumentation Laboratory ACL TOP Family using the CRYOcheckChromogenic Factor VIII kit. In this 2-stage assay, patient plasma is diluted and combined with reagents containing bovine factor X, human factors IXa and IIa, calcium chloride, and phospholipids. The factor VIII in the patient's plasma aids in the activation of factor X to factor Xa. After a specified incubation period, chromogenic substrate is added at which time, the factor Xa, present from the previous step, hydrolyzes the substrate into peptide and p-nitroaniline (pNA). The color produced by the release of pNA is measured photometrically at 405 nm and is proportional to the factor VIII in the sample.(Package insert: CRYOcheckChromogenic Factor VIII. Precision BioLogic Inc; Rev V04, 06/2020) | 1 to 3 days | 7 days | This test has been cleared, approved, or is exempt by the US Food and Drug Administration and is used per manufacturer's instructions. Performance characteristics were verified by Mayo Clinic in a manner consistent with CLIA requirements. | 85130 | Chromogenic FVIII, P | 49865-9 | CHF8 | Chromogenic FVIII, P | 49865-9
CH8BI | Chromogenic Factor VIII Inhibitor Bethesda Profile Interpretation | Interpretation of CHF8P / Chromogenic Factor VIII Inhibitor Bethesda Profile, Plasma Detecting the presence and titer of a specific factor inhibitor directed against coagulation factor VIII This test isnot usefulfor detecting the presence of inhibitors directed against other clotting factors andwill notdetect the presence of lupus anticoagulants. | Only orderable as part of a profile. For more information see CHF8P / Chromogenic Factor VIII Inhibitor Bethesda Profile, Plasma. Medical Interpretation | Yes | Chromogenic FVIII Inhibitor Interp | Plasma Na Cit |  |  | Factor VIII (FVIII) inhibitors are IgG antibodies directed against coagulation FVIII that typically result in development of potentially life-threatening hemorrhage. These antibodies may be alloimmune: developing in patients with congenital FVIII deficiency (hemophilia A) in response to therapeutic infusions of factor VIII concentrate or autoimmune: occurring in patients without hemophilia (not previously factor VIII deficient) either spontaneously or during pregnancy or in association with autoimmune diseases. | Only orderable as part of a profile. For more information see CHF8P / Chromogenic Factor VIII Inhibitor Bethesda Profile, Plasma. An interpretive report will be provided. | The interpretive report will include assay information, background information, and conclusions based on the test results. | Contamination with excess heparin and hemodilution due to improper specimen collection through an intravenous access device or collection above a running intravenous fluid line may cause spurious results. | 1. Peyvandi F, Oldenburg J, Friedman KD. A critical appraisal of one-stage and chromogenic assays of factor VIII activity. J Thromb Haemost. 2016;14(2):248-261 2. Verbruggen B, van Heerde WL, Laros-van Gorkom BA. Improvements in factor VIII inhibitor detection: From Bethesda to Nijmegen. Semin Thromb Hemost. 2009;35(8):752-759 3. Miller C, Platt S, Rice A, Kelly F, Soucie JM, Hemophilia Inhibitor Research Study Investigators. Validation of Nijmegen-Bethesda assay modifications to allow inhibitor measurement during replacement therapy and facilitate inhibitor surveillance. J Thromb Haemost. 2012;10:1055-1061 | A coagulation expert (clinician or hematopathologist) reviews the laboratory data, and an interpretive report is issued. | 2 days |  | Not Applicable | 85390 | Chromogenic FVIII Inhibitor Interp | 95122-8 | 606865 | Reviewed by | 18771-6
CHF8P | Chromogenic Factor VIII Inhibitor Bethesda Profile, Plasma | Detecting the presence and titer of a specific factor inhibitor directed against coagulation factor VIII for patients on emicizumab (Hemlibra) Detecting the presence and titer of an inhibitor directed against factor VIII This test isnot usefulfor detecting the presence of inhibitors directed against other clotting factors and will not detect the presence of lupus anticoagulants. | Chromogenic | Yes | Chromogenic FVIII Inhibitor Profile | Plasma Na Cit | Specimen Type:Platelet-poor plasma Collection Container/Tube:Light-blue top (3.2% sodium citrate) Submission Container/Tube:Plastic vials Specimen Volume:2 mL in 2 plastic vials, each containing 1 mL Collection Instructions: 1. Specimen must be collected prior to factor replacement therapy. 2. If collecting sample through a port/line, be sure to waste the appropriate amount prior to collection. 3. For complete instructions, seeCoagulation Guidelines for Specimen Handling and Processing. 4. Centrifuge, transfer all plasma into a plastic vial, and centrifuge plasma again. 5. Aliquot plasma (1 mL per aliquot) into 2 separate plastic vials leaving 0.25 mL in the bottom of centrifuged vial. 6. Freeze plasma immediately (no longer than 4 hours after collection) at -20 degrees C or ideally, at or below -40 degrees C. Additional Information: 1. Double-centrifuged specimen is critical for accurate results as platelet contamination may cause spurious results. 2. Each coagulation assay requested should have its own vial. | See Specimen Required | Factor VIII (FVIII) inhibitors are IgG antibodies directed against coagulation FVIII that typically result in development of potentially life-threatening hemorrhage. These antibodies may be alloimmune: developing in patients with congenital FVIII deficiency (hemophilia A) in response to therapeutic infusions of factor VIII concentrate or autoimmune: occurring in patients without hemophilia (not previously factor VIII deficient) either spontaneously, during pregnancy, or in association with autoimmune diseases. | CHROMOGENIC Factor VIII Activity Assay Adults: 55.0-200.0% Normal, full-term newborn infants or healthy premature infants usually have normal or elevated factor VIII.* *See Pediatric Hemostasis References section inCoagulation Guidelines for Specimen Handling and Processing. BETHESDA TITER < or =0.5 Bethesda Units | An interpretive report will be provided when testing is completed, noting a presence or absence of a chromogenic factor VIII inhibitor. | Contamination with excess heparin and hemodilution due to improper specimen collection through an intravenous access device or collection above a running intravenous fluid line may cause spurious results. | 1. Peyvandi F, Oldenburg J, Friedman KD. A critical appraisal of one-stage and chromogenic assays of factor VIII activity. J Thromb Haemost. 2016;14(2):248-261 2. Verbruggen B, van Heerde WL, Laros-van Gorkom BA. Improvements in factor VIII inhibitor detection: From Bethesda to Nijmegen. Semin Thromb Hemost. 2009;35(8):752-759 3. Miller CH, Platt SJ, Rice AS, Kelly F, Soucie JM: Hemophilia Inhibitor Research Study Investigators. Validation of Nijmegen-Bethesda assay modifications to allow inhibitor measurement during replacement therapy and facilitate inhibitor surveillance. J Thromb Haemost. 2012;10(6):1055-1061 | The Chromogenic Factor VIII assay is performed on the Instrumentation Laboratory ACL TOP 700 using the CRYOcheckChromogenic Factor VIII kit. In this 2-stage assay, patient plasma is diluted and combined with reagents containing bovine factor X, human factors IXa and IIa, calcium chloride, and phospholipids. The factor VIII in the patient's plasma aids in the activation of factor X to factor Xa. After a specified incubation period, chromogenic substrate is added at which time, the factor Xa, present from the previous step, hydrolyzes the substrate into peptide and p-nitroaniline (pNA). The color produced by the release of pNA is measured photometrically at 405 nm and is proportional to the factor VIII in the sample.(Package insert: CRYOcheckChromogenic Factor VIII. Precision BioLogic Inc; Rev V04, 06/2020) In the Bethesda procedure, patient plasma is heat inactivated (HI) at 56 degrees C for 30 minutes. Next using the HI patient plasma, serial dilutions are prepared and mixed in equal volumes with normal pooled plasma. The mixture is incubated 2 hours at 37 degrees C. At the end of the incubation, chromogenic factor VIII (CHF8) activity is measured and compared to a control performed at the same time. The difference between the CHF8 activity of the patient's incubation mixture and that of the control is used to calculate the titer. The residual CHF8 activity is converted to Bethesda units: 50% residual CHF8 is equal to 1 Bethesda unit. Assays using the same basic principle as the Bethesda assay are used to quantitate the inhibitors of the other coagulation factors.(Kasper CK, Aldedort LM, Counts RB, et al. A more uniform measurement of factor VIII inhibitors. Thromb Diath Haemorrh. 1975;34[03]:869-872. doi:10.1055/s-0038-1651378; Miller CH. Laboratory testing for factor VIII and IX inhibitors in haemophilia: A review. Haemophilia. 2018;24[2]:186-197. doi:10.1111/hae.1342) | 2 to 3 days | 7 days | See Individual Test IDs | CHF8-85130CH8B-85335CH8BI-85390-26 | Chromogenic FVIII Inhibitor Profile | 95121-0 | CHF8 | Chromogenic FVIII, P | 49865-9
CH8B | Chromogenic Factor VIII Inhibitor Bethesda Titer, Plasma | Detecting the presence and titer of a specific factor inhibitor directed against coagulation factor VIII This test isnot usefulfor detecting the presence of inhibitors directed against other clotting factors andwill notdetect the presence of lupus anticoagulants. | Only orderable as part of a profile. For more information see CHF8P / Chromogenic Factor VIII Inhibitor Bethesda Profile, Plasma. Chromogenic | Yes | Chromogenic FVIII Inhibitor Titer,P | Plasma Na Cit | Only orderable as part of a profile. For more information see CHF8P / Chromogenic Factor VIII Inhibitor Bethesda Profile, Plasma. Specimen Type:Platelet-poor plasma Collection Container/Tube:Light-blue top (3.2% sodium citrate) Submission Container/Tube:Plastic vials Specimen Volume:2 mL in 2 plastic vials, each containing 1 mL Collection Instructions: 1. Specimen must be collected prior to factor replacement therapy. 2. If collecting sample through a port/line, be sure to waste the appropriate amount prior to collection. 3. For complete instructions, seeCoagulation Guidelines for Specimen Handling and Processing. 4. Centrifuge, transfer all plasma into a plastic vial, and centrifuge plasma again. 5. Aliquot plasma (1 mL per aliquot) into 2 separate plastic vials leaving 0.25 mL in the bottom of centrifuged vial. 6. Freeze plasma immediately (no longer than 4 hours after collection) at -20 degrees C or, ideally -40 degrees C or below. Additional Information: 1. Double-centrifuged specimen is critical for accurate results as platelet contamination may cause spurious results. 2. Each coagulation assay requested should have its own vial. | 1 mL | Factor VIII (FVIII) inhibitors are IgG antibodies directed against coagulation FVIII that typically result in development of potentially life-threatening hemorrhage. These antibodies may be alloimmune: developing in patients with congenital FVIII deficiency (hemophilia A) in response to therapeutic infusions of factor VIII concentrate or autoimmune: occurring in patients without hemophilia (not previously factor VIII deficient) either spontaneously, during pregnancy, or in association with autoimmune diseases. | Only orderable as part of a profile. For more information see CHF8P / Chromogenic Factor VIII Inhibitor Bethesda Profile, Plasma. < or =0.5 Bethesda Units | The interpretive report will include assay information, background information, and conclusions based on the test results. | Contamination with excess heparin and hemodilution due to improper specimen collection through an intravenous access device or collection above a running intravenous fluid line may cause spurious results. | Favaloro EJ and Lippi G. Eds. Hemostasis and Thrombosis, Methods and Protocols. Humana Press 2017. | In the Bethesda procedure, patient plasma is heat-inactivated (HI) at 56 degrees C for 30 minutes. Next using the HI patient plasma, serial dilutions are prepared and mixed in equal volumes with normal pooled plasma. The mixture is incubated 2 hours at 37 degrees C. At the end of the incubation, chromogenic factor VIII (CH8) activity is measured and compared to a control performed at the same time. The difference between the CH8 activity of the patient's incubation mixture and that of the control is used to calculate the titer. The residual CH8 activity is converted to Bethesda units: 50% residual CH8 is equal to 1 Bethesda unit. Assays using the same basic principle as the Bethesda assay are used to quantitate the inhibitors of the other coagulation factors.(Favaloro EJ, Lippi G. eds. Hemostasis and Thrombosis: Methods and Protocols. 1st ed. Humana Press; 2017) | 2 days | 7 days | This test has been modified from the manufacturer's instructions. Its performance characteristics were determined by Mayo Clinic in a manner consistent with CLIA requirements. This test has not been cleared or approved by the US Food and Drug Administration. | 85335 | Chromogenic FVIII Inhibitor Titer,P | 93450-5 | CH8B | Chromogenic FVIII Inhibitor Titer,P | 93450-5
CGAK | Chromogranin A, Serum | Aiding in monitoring disease progression during the course of disease and treatment in patients with gastroenteropancreatic neuroendocrine tumors (grade 1 and grade 2) when used in conjunction with other clinical methods This test isnot indicated for useas a stand-alone monitoring assay. | Immunofluorescent Assay (IFA) | Yes | Chromogranin A, S | Serum | Patient Preparation:For at least 2 weeks before specimen collection, patient should stop taking proton pump inhibitor medications. Supplies:Sarstedt Aliquot Tube, 5 mL (T914) Collection Container/Tube: Preferred:Serum gel Acceptable:Red top Submission Container/Tube:Plastic vial Specimen Volume:0.5 mL Collection Information:Centrifuge and aliquot serum into plastic vial.Do not submit in original tube. | 0.2 mL | Chromogranin A (CgA) is a 439-amino acid protein with a molecular weight of 48 to 60 kDa, depending on glycosylation and phosphorylation status. It is a member of the granin family of proteins and polypeptides. Granins are widespread in endocrine, neuroendocrine, peripheral, and central nervous tissues, where they are found in secretory granules alongside the tissue-specific secretion products. The role of granins within the granules is to maintain the regulated secretion of these signaling molecules. This includes: -Facilitating the formation of secretory granules -Calcium- and pH-mediated sequestration and re-solubilization of hormones or neurotransmitters -Regulation of neuropeptide and peptide hormone processing through modulation of prohormone convertase activity In addition, granins contain multiple protease and peptidase cleavage sites and, upon intra- or extracellular cleavage, give rise to a series of peptides with distinct extracellular functions. Some of these have defined functions, such as pancreastatin, vasostatin, and catestatin, while others are less well characterized.(1) Because of its ubiquitous distribution within neuroendocrine tissues, CgA can be a useful diagnostic marker for neuroendocrine neoplasms, including carcinoids, pheochromocytomas, neuroblastomas, medullary thyroid carcinomas, some pituitary tumors, functioning and nonfunctioning islet cell tumors, and other amine precursor uptake and decarboxylation tumors. It can also serve as a sensitive means for detecting residual or recurrent disease in treated patients.(2-4) Carcinoid tumors in particular almost always secrete CgA along with a variety of specific modified amines, chiefly serotonin (5-hydroxytryptamine) and peptides.(1-4) Carcinoid tumors are subdivided into foregut carcinoids, arising from respiratory tract, stomach, pancreas or duodenum (approximately 15% of cases); midgut carcinoids, occurring within jejunum, ileum, or appendix (approximately 70% of cases); and hindgut carcinoids, which are found in the colon or rectum (approximately 15% of cases). Serum CgA and urine 5-hydroxyindolacetic acid (5-HIAA) are considered the most useful biochemical markers and are first-line tests in disease surveillance of most patients with carcinoid tumors.(2-4) Serum CgA measurements have been used in conjunction with, or alternative to, measurements of serum or whole blood serotonin, urine serotonin and 5-HIAA, and imaging studies in the differential diagnosis of isolated symptoms suggestive of carcinoid syndrome, in particular, flushing. A number of tumors that are not derived from classical endocrine or neuroendocrine tissues but contain cells with partial neuroendocrine differentiation, such as small-cell carcinoma of the lung or prostate carcinoma, may also display elevated CgA levels. However, the role of CgA measurement is not well defined in these tumors. | <93 ng/mL Reference values apply to all ages. | Follow-up/Surveillance: In patients diagnosed with gastroenteropancreatic neuroendocrine tumors (GEP-NET) grade 1 and grade 2, when used in combination withclinical symptoms and/or other laboratory parameters,the change ofchromogranin A (CgA)concentration over time provides diagnostic information whether a tumor progression has occurred. Thechange of CgA is calculated from measurements at consecutive routine monitoring visits within a typical interval of 3 to 6 months and is considered test-positive if the serum CgA concentration increases by more than 50% to an absolute value greater than 100 ng/mL. A positive CgA-change test was shown to be significantly associated with tumor progression (p <0.001). Calculation and Interpretation of delta CgA in G1/G2 GEP-NET: Delta CgA = ([CgA concentration of current visit-CgA concentration of previous visit]/CgA concentration of previous visit) x 100% For delta CgA Above 50% and CgA Concentrations Above 100 ng/mL: An increase of CgA serum concentrations of more than 50% to a value of greater than 100 ng/mL between consecutive monitoring visits defines a positive test result representing a higher probability that tumor progression has occurred with an observed sensitivity of 34%. For delta CgA Less Than or Equal to 50% or CgA Concentrations Less than or Equal to 100 ng/mL: A change of CgA serum concentrations of a less than or equal to 50% increase between monitoring visits or to a value of 100 ng/ml or less defines a negative test result representing a lower probability that tumor progression has occurred with an observed specificity of 93%. CgA in Other Tumors: Urine 5-hydroxyindolacetic acid (5-HIAA) and serum CgA levels increase in proportion to carcinoid tumor burden. Because of the linear relationship of CgA to tumor burden, its measurement also may provide prognostic information. Most mid- and hindgut tumors secrete CgA even if they do not produce significant amounts of serotonin or serotonin metabolites (eg, 5-HIAA). Guidelines recommend 3 to 12 monthly measurements of CgA or 5-HIAA in follow-up of midgut carcinoids.(2,3) Patients with foregut tumors can also be monitored with CgA or 5-HIAA measurements if they were positive for these markers at initial diagnosis. Hindgut tumors usually do not secrete serotonin and consequently, only CgA monitoring is recommended.(1-4) As is typical for tumor marker use in follow-up and surveillance, a 50% change in serum CgA concentrations should be considered potentially clinically significant in the absence of confounding factors (see Cautions). Much smaller changes in CgA concentrations might be considered significant if they occur over several serial measurements and are all in the same direction. Adjunct in Diagnosis of Carcinoid Tumors: CgA is elevated in most patients (approximately 90%) with symptomatic or advanced carcinoids (carcinoid syndrome), usually to levels several times the upper limit of the reference interval. Serum CgA measurements are particularly suited for diagnosing hindgut tumors, being elevated in nearly all cases, even though serotonin and 5-HIAA are often normal. CgA is also elevated in 80% to 90% of patients with symptomatic foregut and midgut tumors. To achieve maximum sensitivity in the initial diagnosis of suspected carcinoid tumors, serum CgA, serotonin in serum or blood, and 5-HIAA in urine should all be measured. In most cases, if none of these analytes are elevated, carcinoids can usually be excluded as a cause of symptoms suggestive of carcinoid syndrome. For some cases, additional tests, such as urine serotonin measurement, will be required. An example would be a foregut tumor that does not secrete CgA and only produces 5-hydroxytryptophan (5-HTP) rather than serotonin. In this case, circulating chromogranin, serotonin, and urine 5-HIAA levels would not be elevated. However, the kidneys can convert 5-HTP to serotonin, leading to high urine serotonin levels. Adjunct in the Diagnosis of Other Neuroendocrine Tumors: In patients with suspected neuroendocrine tumors other than carcinoids, CgA is often elevated alongside any specific amine and peptide hormones or neurotransmitters that may be produced. The CgA elevations are less pronounced than in carcinoid tumors, and measurement of specific tumor secretion products is considered of greater utility. However, CgA measurements can occasionally aid in diagnosis of these tumors if specific hormone measurements are inconclusive. This is the case with pheochromocytoma and neuroblastoma, where CgA levels may be substantially elevated and can, therefore, provide supplementary and confirmatory information to measurements of specific hormones. In particular, CgA measurements might provide useful diagnostic information in patients with mild elevations in catecholamines and metanephrines;(5) such mild elevations often represent false-positive test results. Possible Adjunct in Outcome Prediction and Follow-up of Prostate Cancer: Prostate cancers often contain cells with partial neuroendocrine differentiation. These cells secrete CGA. The amounts secreted are insufficient in most cases to make this a useful marker for prostate cancer diagnosis. However, if patients with advanced prostate cancer are found to have elevated CGA levels, this indicates the tumor contains a significant neuroendocrine cell subpopulation. Such tumors are often resistant to antiandrogen therapy and have a worse prognosis. These patients should be monitored particularly closely.(6) | This test should not be used for cancer screening or cancer diagnosis. Furthermore,chromogranin A (CgA)is not indicated to be used as a stand-alone monitoring assay and should be used in conjunction with clinical signs and symptoms and other diagnostic evidence. In cases where thelaboratory results do not agree with the clinical picture or history, additional tests should be performed. Test results cannot be interpreted as absolute evidence for the presence or absence of malignant disease. Drugs that stimulate secretion of neuroendocrine cells can lead to artifactual CgA elevations. In particular, proton pump inhibitors (PPI; eg, omeprazole), which are used in the treatment of esophageal and gastroduodenal ulcer disease and dyspepsia, will result in significant elevations of serum CgA levels, often to many times above the normal range. PPI should therefore be discontinued for at least 2 weeks before CgA measurements because the biological effects of PPI persist for a significant time period after the drugs are discontinued. If absolutely necessary, H2-receptor antagonists at modest doses can be substituted for PPI in such patients without risking significant false-elevations in CgA.(7) Atrophic gastritis and pernicious anemia also lead to false elevations in serum CgA levels by the same mechanism as PPI, lack of feedback inhibition of gastrin production due to gastric achlorhydria. CgA and its peptide fragments are cleared by a combination of hepatic metabolism and kidney excretion. Impaired kidney function is associated with elevated serum CgA to similar concentrations to those observed in patients on PPI, making single serum CgA measurements uninterpretable.(8) Serial measurements may have some value in selected patients if the impaired kidney function remains stable, in particular because CgA does not seem to change significantly following dialysis (in-house data, 24 patients; p=0.32). However, results must be interpreted with extreme caution. Various non-neuroendocrine tumors might be associated with elevations, usually modest, in serum CgA concentrations. This possibility should be considered in patients who are evaluated or followed for neuroendocrine tumors and who show serum CgA elevations that are discordant to the clinical assessment or other biochemical and imaging tests. Values obtained with different assay methods or kits may be different and cannot be used interchangeably. In rare cases, some individuals can develop antibodies to mouse or other animal antibodies (often referred to as human anti-mouse antibodies [HAMA] or heterophile antibodies), which may cause interference in some immunoassays. Caution should be used in interpretation of results, and the laboratory should be alerted if the result does not correlate with the clinical presentation. A "hook effect" can occur at extremely high CgA concentrations, resulting in a lower measured CgA concentration than is actually contained in the specimen. This assay is unlikely to be subject to hooking unless CgA concentrations in excess of 1,000,000 ng/mL are present. However, if there is a strong clinical suspicion of hooking, then retesting after further sample dilutions should be requested. Occasional patient specimens will contain mixtures of CgA fragments that lead to nonlinearity of measurement in specimens with high concentrations of CgA that need to be diluted. It might not be possible to provide an accurate result in some of these individuals. | 1. Bartolomucci A, Possenti R, Mahata SK, Fischer-Colbrie R, Loh YP, Salton SRJ. The extended granin family: structure, function, and biomedical implications. Endocr Rev. 2011;32(6):755-797 2. Boudreaux JP, Klimstra DS, Hassan MM, et al. The NANETS consensus guideline for the diagnosis and management of neuroendocrine tumors: well-differentiated neuroendocrine tumors of the jejunum, ileum, appendix, and cecum. Pancreas. 2010;39(6):753-766 3. Anthony LB, Stosberg JR, Klimstra DS, et al. The NANETS consensus guideline for the diagnosis and management of neuroendocrine tumors (nets): well-differentiated nets of the distal colon and rectum. Pancreas. 2010;39(6):767-774 4. Kullke MH, Benson AB, Bergsland E, et al. National Comprehensive Cancer Network Clinical Practice Guidelines in Oncology (NCCN Guidelines): NCCN Guidelines Version 1. Neuroendocrine Tumors. 2012:1-94 5. Algeciras-Schimnich A, Preissner CM, Young WF Jr, Singh RJ, Grebe SK. Plasma chromogranin A or urine fractionated metanephrines follow-up testing improves the diagnostic accuracy of plasma fractionated metanephrines for pheochromocytomas. J Clin Endocrinol Metab. 2008;93(1):91-95 6. Ploussard G, Rozet F, Roubaud G, Stanbury T, Sargos P, Roupret M. Chromogranin A: a useful biomarker in castration-resistant prostate cancer. World J Urol. 2023;41(2):361-369. doi:10.1007/s00345-022-04248-0 7. Korse CM, Muller M, Taal BG. Discontinuation of proton pump inhibitors during assessment of chromogranin A levels in patients with neuroendocrine tumors. Br J Cancer. 2011;105(8):1173-1175 8. Bech PR, Ramachandran R, Dhillo WS, Martin NM, Bloom SR. Quantifying the effects of renal impairment on plasma concentrations of the neuroendocrine neoplasia biomarkers chromogranin A, chromogranin B, and cocaine- and amphetamine-regulated transcript. Clin Chem. 2012;58(5):941-943 9. B R A H M S CgAII KRYPTOR. Instruction for Use. V1.1us. Thermo Fisher Scientific Inc; 2023 10. Wang YH, Yang QC, Lin Y, Xue L, Chen MH, Chen J. Chromogranin A as a marker for diagnosis, treatment, and survival in patients with gastroenteropancreatic neuroendocrine neoplasm. Medicine (Baltimore). 2014;93(27):e247. doi:10.1097/MD.0000000000000247 11. Ciobanu OA, Martin S, Fica S. Perspectives on the diagnostic, predictive and prognostic markers of neuroendocrine neoplasms (Review). Exp Ther Med. 2021;22(6):1479. doi:10.3892/etm.2021.10914 | Chromogranin A (CgA) is measured in a homogeneous automated immunofluorescent assay. This assay uses technology based on a variant of Forster resonance energy transfer, called time-resolved amplified cryptate emission (TRACE). A mouse monoclonal antibody against CgA is labeled with europium cryptate (TRACE donor) and a second mouse monoclonal antibody against CgA is labeled with Alexa Fluor 647 (TRACE acceptor). CgA is sandwiched between the 2 antibodies, bringing them into close proximity. When the antigen-antibody complex is excited with a nitrogen laser at 337 nm, some fluorescent energy is emitted at 620 nm, and the rest is transferred by nonradiative dipole-dipole coupling to Alexa Fluor 647. This energy is then emitted as fluorescence at 647 nm. A ratio of the energy emitted at 647 nm to that emitted at 620 nm (internal reference) is calculated for each sample. Signal intensity is proportional to the number of antigen-antibody complexes formed and, therefore, to antigen concentration.(Package insert:B R A H M S CgAII KRYPTOR Instruction for Use. Thermo Fisher Scientific Inc; V1.1us, 09/2023) | 1 to 3 days | 2 weeks | This test has been cleared, approved, or is exempt by the US Food and Drug Administration and is used per manufacturer's instructions. Performance characteristics were verified by Mayo Clinic in a manner consistent with CLIA requirements. | 86316 | Chromogranin A, S | 9811-1 | CGAK | Chromogranin A, S | 9811-1
CHRO | Chromogranin Immunostain, Technical Component Only | Aiding in the identification of tumors with neuroendocrine differentiation | Immunohistochemistry (IHC) | Yes | Chromogranin IHC, Tech Only | For the initial technical component only immunohistochemical (IHC) stain performed, the appropriate bill-only test ID will be reflexed and charged (IHTOI). For each additional technical component only IHC stain performed, an additional bill-only test ID will be reflexed and charged (IHTOA). | Supplies:Immunostain Technical Only Envelope (T693) Specimen Type:Tissue Container/Tube:Immunostain Technical Only Envelope Preferred:2 Unstained positively charged glass slide (25- x 75- x 1-mm) per test ordered; sections 4-microns thick Acceptable:Formalin-fixed, paraffin-embedded tissue block |  | Chromogranin A is widely expressed in neuronal tissues and in secretory granules of human endocrine cells such as parathyroid gland, adrenal medulla, anterior pituitary gland, Langerhans islets of the pancreas, and C-cells of the thyroid. It is useful for the identification of tumors with neuroendocrine differentiation such as pituitary adenomas, islet cell tumors, pheochromocytomas, medullary thyroid carcinomas, Merkel cell tumors, and carcinoids. |  | This test does not include pathologist interpretation, only technical performance of the stain. If interpretation is required, order PATHC / Pathology Consultation for a full diagnostic evaluation or second opinion of the case. The positive and negative controls are verified as showing appropriate immunoreactivity. If a control tissue is not included on the slide, a scanned image of the relevant quality control tissue is available upon request; call 855-516-8404. Interpretation of this test should be performed in the context of the patient's clinical history and other diagnostic tests by a qualified pathologist. | Age of a cut paraffin section can affect immunoreactivity. Stability thresholds vary widely among published literature and are antigen dependent. Best practice is for paraffin sections to be cut within 6 weeks. | 1. Zhang D, Xie C, Wang R, et al. Effective preparation of a monoclonal antibody against human chromogranin A for immunohistochemical diagnosis. BMC Biotechnology. 2018;18(1):25 2. Kyriakopoulos G, Mavroeidi V, Chatzellis E, Kaltsas GA, Alexandraki,KI. Histopathological, immunohistochemical, genetic and molecular markers of neuroendocrine neoplasms. Ann Transl Med. 2018;6(12):252 3. Gkolfinopoulos S, Tsapakidis K, Papadimitriou K, Papamichael D, Kountourakis P. Chromogranin A as a valid marker in oncology: Clinical application or false hopes? World J Methodol. 2017;7(1):9-15 4. Magaki S, Hojat SA, Wei B, So A, Yong WH. An Introduction to the Performance of Immunohistochemistry. Methods Mol Biol. 2019;1897:289-298. doi:10.1007/978-1-4939-8935-5_25 | Immunohistochemistry on sections of paraffin-embedded tissue.(Unpublished Mayo method) | 1 to 3 days | Until staining is complete. | This test has been cleared, approved, or is exempt by the US Food and Drug Administration and is used per manufacturer's instructions. Performance characteristics were verified by Mayo Clinic in a manner consistent with CLIA requirements. | 88342-TC, primary88341-TC, if additional IHC | Chromogranin IHC, Tech Only | Order only;no result | 70715 | Chromogranin IHC, Tech Only | Bill only; no result
CMAFF | Chromosomal Microarray (CMA) Familial Testing, FISH | Determining the inheritance pattern of copy number changes previously identified by chromosomal microarray analysis in a patient and aiding in the clinical interpretation of the pathogenicity of the copy number change | Fluorescence In Situ Hybridization (FISH) | Yes | CMA Familial Testing, FISH | If the copy number change identified in a patient is below the level of resolution of FISH analysis, CMA studies will be required. In this circumstance, this test will be cancelled and CMACB / Chromosomal Microarray, Congenital, Blood will be performed. | Specimen Type:Whole blood Container/Tube:Green top (sodium heparin) Specimen Volume:4 mL Collection Instructions: 1. Invert several times tomixblood. 2. Other anticoagulants are not recommended and are harmful to the viabilityof the cells. Additional Information:Provide the name of the child (originally tested family member) on the request form. If testing was performed outside of Mayo Clinic Laboratories, consultation with the laboratory is required prior to ordering this test. | 1 mL | Chromosomal microarray (CMA) is a method for detecting copy number changes (gains or losses) across the entire genome. When copy number changes are identified in a patient, parental studies are sometimes necessary to assess their clinical significance. Changes that are inherited from clinically normal parents are less likely to be clinically significant in the patient andde novochanges are more likely to be pathogenic. To identify familial copy number changes in parents of previously tested patients, fluorescence in situ hybridization testing is utilized. the parental results will provide the context for interpretation of the patient's CMA results. | An interpretive report will be provided. | An interpretive report will be provided. | The results of this test may be of uncertain clinical significance. | 1. Shaffer LG, Kashork CD, Saleki R, et al: Targeted genomic microarray analysis for identification of chromosome abnormalities in 1500 consecutive clinical cases. J Pediatr. 2006 Jul;149(1):98-102 2. Baldwin EL, Lee JY, Blake DM, et al: Enhanced detection of clinically relevant genomic imbalances using a targeted plus whole genome oligonucleotide microarray. Genet Med. 2008 May;10:415-429 | Fluorescence in situ hybridization using locus-specific probes targeted to the region of copy number gain or loss identified by the patient's chromosomal microarray testing. Ten metaphases and 200 interphase nuclei are analyzed to determine if the region is duplicated and 15 metaphases to determine if the region is deleted.(Unpublished Mayo method) | 9 to 28 days | Three months | This test was developed and its performance characteristics determined by Mayo Clinic in a manner consistent with CLIA requirements. It has not been cleared or approved by the US Food and Drug Administration. | 88271x2, 88291-DNA probe, each (first probe set), Interpretation and report88271x2-DNA probe, each; each additional probe set (if appropriate)88271x1-DNA probe, each; coverage for sets containing 3 probes (if appropriate)88271x2-DNA probe, each; coverage for sets containing 4 probes (if appropriate)88271x3-DNA probe, each; coverage for sets containing 5 probes (if appropriate)88273 w/modifier 52-Chromosomal in situ hybridization, less than 10 cells (if appropriate)88273-Chromosomal in situ hybridization, 10-30 cells (if appropriate)88274 w/modifier 52 Interphase in situ hybridization, <25 cells, each probe set (if appropriate)88274-Interphase in situ hybridization, 25 to 99 cells, each probe set (if appropriate)88275-Interphase in situ hybridization, 100 to 300 cells, each probe set (if appropriate) | CMA Familial Testing, FISH | In Process | 53403 | Disclaimer | 62364-5
CMAPC | Chromosomal Microarray, Autopsy, Products of Conception, or Stillbirth | Prenatal diagnosis of copy number changes (gains or losses) across the entire genome Diagnosing chromosomal causes for fetal death Determining recurrence risk of future pregnancy losses Determining the size, precise breakpoints, gene content, and any unappreciated complexity of abnormalities detected by other methods, such as conventional chromosome and fluorescence in situ hybridization studies Determining if apparently balanced abnormalities identified by previous conventional chromosome studies have cryptic imbalances, as a proportion of such rearrangements that appear balanced at the resolution of a chromosome study are actually unbalanced when analyzed by higher-resolution chromosomal microarray Assessing regions of homozygosity related to uniparental disomy or identical by descent | Chromosomal Microarray (CMA) | Yes | Chromosomal Microarray, POC | Maternal cell contamination (MCC) testing will be performed at no additional charge on the maternal blood and fetal tissue to rule out the presence of maternal cells in the product of conception sample. For more information see Additional Testing Requirements. If an insufficient specimen is received or MCC is identified in the prenatal specimen, microarray testing will be performed on cultured material. | Submit only 1 of the following specimens: Specimen Type:Products of conception or stillbirth Supplies:Hank's Solution (T132) Container/Tube:Sterile container with sterile Hank's solution, Ringer's solution, or normal saline Specimen Volume:1 cm(3) of placenta (including 50-mg chorionic villi)and1 cm(3) biopsy specimen of muscle/fascia from the thigh Collection Instructions: 1. Attempt to identify and send only fetal tissue for analysis. 2. If a fetus cannot be specifically identified, collect 50-mg villus material or tissue that appears to be of fetal origin. 3. If multiple specimen types are sent, send each specimen in a separate container. Multiple specimens received (eg, placenta and fetal thigh) will be ordered under 1 test. All specimens will be processed separately. Additional Information: 1.Do notsend entire fetus. 2.While fresher specimens prepared as described above are preferred, we can attempt analysis on specimens that have been in less-than-ideal conditions. Specimen Type:Autopsy Supplies:Hank's Solution (T132) Container/Tube:Sterile container with sterile Hank's solution, Ringer's solution, or normal saline Specimen Volume:1 cm(3) biopsy specimen of muscle/fascia from the thigh Collection Instructions: 1. Wash biopsy site with an antiseptic soap. 2. Thoroughly rinse area with sterile water. 3. Do not use alcohol or iodine preparations. 4. Biopsy specimens are best taken by punch biopsy to include full thickness of dermis. Specimen Type:Amniotic fluid Container/Tube:Amniotic fluid container Specimen Volume:20 to 30 mL Collection Instructions: 1. Optimal timing for specimen collection is during 14 to 18 weeks of gestation, but specimens collected at other weeks of gestation are also accepted. Provide gestational age at the time of amniocentesis. 2. Discard the first 2 mL of amniotic fluid. Additional Information: 1. Unavoidably, about 1% to 2% of mailed-in specimens are not viable. 2. Bloody specimens are undesirable. 3. Results will be reported and telephoned or faxed if requested. Specimen Type:Chorionic villus Supplies:CVSMedia(RPMI) and Small Dish (T095) Container/Tube:15-mL tube containing 15 mL of transport media Specimen Volume:50 mg Collection Instructions: 1. Collect chorionic villus specimen (CVS) by transabdominal or transcervical method. 2. Transfer CVS to a Petri dish containing transport medium (such as CVS Media [RPMI] and Small Dish). 3. Using a stereomicroscope and sterile forceps, assess the quality and quantity of villi and remove any blood clots and maternal decidua. Acceptable Specimen Type:Cultured cells Container/Tube:T25 flasks with culture media Specimen Volume:2 T25 flasks Specimen Type:Tissue Supplies:Hank's Solution (T132) Container/Tube:In sterile Hank's solution | Chorionic villus: 10 mg; Muscle-fascia: 1 cm(3); Other specimen types: See Specimen Required | Chromosomal abnormalities may result in malformed fetuses, spontaneous abortions, or neonatal deaths. Estimates of the frequency of chromosome abnormalities in spontaneously aborted fetuses range from 15% to 60%. Chromosomal microarray (CMA) studies of products of conception, a stillborn infant, or neonate (autopsy) may provide useful information concerning the cause of fetal loss. In addition, CMA may provide information regarding the recurrence risk for future pregnancy loss and risk of having subsequent children with chromosome anomalies. This is particularly useful information if there is a family history of 2 or more miscarriages or when fetal malformations are evident. Chromosomal microarray is a high-resolution method for detecting copy number changes (gains or losses) across the entire genome in a single assay and is sometimes called a molecular karyotype. This CMA test utilizes greater than 2 million copy number probes and approximately 750,000 single nucleotide polymorphism probes for the detection of copy number changes and regions with absence of heterozygosity. Identification of regions of excess homozygosity on a single chromosome could suggest uniparental disomy that may warrant further clinical investigation when observed on chromosomes with known imprinting disorders. In addition, the detection of excess homozygosity on multiple chromosomes may suggest consanguinity. | An interpretive report will be provided. | Copy number variants are classified based on known, predicted, or possible pathogenicity and reported with interpretive comments detailing their potential or known significance. While many copy number changes observed by chromosomal microarray testing can readily be characterized as pathogenic or benign, there are limited data available to support definitive classification of a subset into either of these categories, making interpretation of these variants challenging. In these situations, a number of considerations are taken into account to help interpret results including the size and gene content of the imbalance, as well as whether the change is a deletion or duplication. Parental testing may also be necessary to further assess the potential pathogenicity of a copy number change. In such situations, the inheritance pattern and clinical and developmental history of the transmitting parent will be taken into consideration. All copy number variants within the limit of detection classified as pathogenic or likely pathogenic will be reported regardless of size. This includes but is not limited to incidental findings currently recommended for reporting by the American College of Medical Genetics and Genomics.(1) Copy number changes with unknown significance will be reported when at least one protein-coding gene is involved in a deletion greater than 1 megabase (Mb) or a duplication greater than 2 Mb. The detection of excessive homozygosity may suggest the need for additional clinical testing to confirm uniparental disomy (UPD) or to test for variants in genes associated with autosomal recessive disorders consistent with the patient's clinical presentation that are present in regions of homozygosity. Regions with absence of heterozygosity (AOH) of unknown significance will be reported when greater than 5 Mb (terminal) and 10 Mb (interstitial) on UPD-associated chromosomes. Whole genome AOH will be reported when greater than 5% of the genome. The continual discovery of novel copy number variation and published clinical reports means that the interpretation of any given copy number change may evolve with increased scientific understanding. | This test does not detect all types and instances of uniparental disomy. This test is not designed to detect low-level mosaicism, although it can be detected in some cases. This test does not detect point alterations, small deletions, or insertions below the resolution of this assay, or other types of variants such as epigenetic changes. The results of this test may reveal incidental findings unrelated to the original reason for referral. In such cases, studies of additional family members may be required to help interpret the results. | 1. Kalia S, Adelman K, Bale S, et al: Recommendations for reporting of secondary findings in clinical exome and genome sequencing. 2016 update (ACMG SF v2.0): a policy statement of the American College of Medical Genetics and Genomics. Genet Med. 2017;19(2):249-255. doi:10.1038/gim.2016.190 2. Shao L, Akkari Y, Cooley LD, et al. Chromosomal microarray analysis, including constitutional and neoplastic disease applications, 2021 revision: a technical standard of the American College of Medical Genetics and Genomics (ACMG). Genet Med. 2021;23(10):1818-1829. doi:10.1038/s41436-021-01214-w 3. Society for Maternal-Fetal Medicine (SMFM), Dugoff L, Norton ME, Kuller JA: The use of chromosomal microarray for prenatal diagnosis. Am J Obstet Gynecol. 2016;215(4):B2-B9. doi:10.1016/j.ajog.2016.07.016 4. Sahoo T, Dzidic N, Strecker MN, et al: Comprehensive genetic analysis of pregnancy loss by chromosomal microarrays: Outcomes, benefits, and challenges. Genet Med. 2017;19(1):83-89. doi:10.1038/gim.2016.69 5. Rosenfeld JA, Tucker ME, Escobar LF, et al: Diagnostic utility of microarray testing in pregnancy loss. Ultrasound Obstet Gynecol. 2015;46(4):478-486. doi:10.1002/uog.14866 | DNA extracted from either autopsy, products of conception, or stillbirth samples is labeled and hybridized to the microarray. Following hybridization, the microarray is scanned, and the intensity of signals is measured and compared to a reference data set. These data are used to determine copy number changes and regions of excess homozygosity. Chromosomal microarray data alone does not provide information about the structural nature of an imbalance, and some abnormal results may be characterized by fluorescence in situ hybridization, limited chromosome analysis, or additional techniques.(Unpublished Mayo method) | 10 to 25 days | Any identifiable fetal tissue (eg, skin, muscle) is held until the completion of testing and is eventually cremated on a quarterly basis. All other tissue (eg, placenta, chorionic villus) is discarded at the time results are reported. | This test was developed and its performance characteristics determined by Mayo Clinic in a manner consistent with CLIA requirements. It has not been cleared or approved by the US Food and Drug Administration. | 81229 | Chromosomal Microarray, POC | 94087-4 | 55258 | Method | 85069-3
CMAMT | Chromosomal Microarray, Autopsy/Products of Conception/Stillbirth, Tissue | Diagnosis of congenital copy number changes in products of conception, includinganeuploidy (ie, trisomy or monosomy) and structural abnormalities Diagnosing chromosomal causes for fetal death Determining recurrence risk of future pregnancy losses Determining the size, precise breakpoints, gene content, and any unappreciated complexity of abnormalities detected previously by other methods such as conventional chromosome and fluorescence in situ hybridization (FISH) studies Determining if apparently balanced abnormalities identified by previous conventional chromosome studies have cryptic imbalances, since a proportion of such rearrangements that appear balanced at the resolution of a chromosome study are actually unbalanced when analyzed by higher-resolution chromosomal microarray | Chromosomal Microarray | Yes | Chromosomal Microarray, POC, FFPE | Hematoxylin and eosin stain review of the paraffin-embedded sample is performed to identify the area of fetal tissue prior to DNA extraction and microarray analysis. | Submit only 1 of the following specimens: Specimen Type:Tissue Container/Tube:Formalin-fixed, paraffin-embedded block containing fetal or placental (including chorionic villi) tissue. Additional Information:A pathology report and reason for referral must be submitted with each specimen. The laboratory will not reject testing if this information is not provided, but appropriate testing and interpretation may be compromised or delayed. Specimen Type: Slides Specimen Volume:6 Consecutive, unstained, 5-micron-thick sections placed on positively charged slides and 1 hematoxylin and eosin-stained slide. | Formalin-fixed, paraffin-embedded tissue block 5 Consecutive, unstained slides and 1 hematoxylin and eosin-stained slide | Chromosomal abnormalities may result in malformed fetuses, spontaneous abortions, or neonatal deaths. Estimates of the frequency of chromosome abnormalities in spontaneously aborted fetuses range from 15% to 60%. Chromosomal microarray (CMA) studies of products of conception (POC), a stillborn infant, or a neonate (autopsy) may provide useful information concerning the cause of miscarriage or fetal loss. In addition, CMA may provide information regarding the recurrence risk for future pregnancy loss and risk of having subsequent children with chromosome anomalies. This is particularly useful information if there is a family history of 2 or more miscarriages or when fetal malformations are evident. CMA is a high-resolution method for detecting copy number changes (gains or losses) across the entire genome in a single assay and is sometimes called a molecular karyotype. This CMA test utilizes over 220,000 markers for the detection of copy number changes and regions with absence of heterozygosity. The detection of excess homozygosity on multiple chromosomes may suggest consanguinity.Homozygosity involving the entire genome is indicative of a complete molar pregnancy. | An interpretive report will be provided. | Copy number variants are classified based on known, predicted, or possible pathogenicity and reported with interpretive comments detailing their potential or known significance. While many copy number changes observed by chromosomal microarray testing can readily be characterized as pathogenic or benign, there are limited data available to support definitive classification of a subset into either of these categories, making interpretation of these variants challenging. In these situations, a number of considerations are taken into account to help interpret results including the size and gene content of the imbalance, as well as whether the change is a deletion or duplication. Parental testing may also be necessary to further assess the potential pathogenicity of a copy number change. In such situations, the inheritance pattern and clinical and developmental history of the transmitting parent will be taken into consideration. All copy number variants within the limit of detection classified as pathogenic or likely pathogenic will be reported regardless of size. This includes, but is not limited to, incidental findings currently recommended for reporting by theAmerican College of Medical Genetics and Genomics(ACMG).(1) Copy number changes with unknown significance will be reported when at least one protein-coding gene is involved in a deletion greater than 1 megabase (Mb) or a duplication greater than 2 Mb. The detection of excessive homozygosity may suggest the need to test for variants in genes associated with autosomal recessive disorders consistent with the patient's clinical presentation that are present in regions of homozygosity. Homozygosity will be reported when involving greater than 20% of the genome. Homozygosity involving the entire genome is indicative of a complete molar pregnancy. The continual discovery of novel copy number variation and published clinical reports means that the interpretation of any given copy number change may evolve with increased scientific understanding. | This test does not detect balanced chromosome rearrangements such as Robertsonian or other reciprocal translocations, inversions, or balanced insertions. This test is not designed to detect low-level mosaicism, although it can be detected in some cases. This test does not detect point alterations, small deletions, or insertions below the resolution of this assay, or other types of variants such as epigenetic changes. The results of this test may reveal incidental findings unrelated to the original reason for referral. In such cases, studies of additional family members may be required to help interpret the results. | 1.Kalia S, Adelman K, Bale S, et al: Recommendations for reporting of secondary findings in clinical exome and genome sequencing. 2016 update (ACMG SF v2.0): a policy statement of the American College of Medical Genetics and Genomics. Genet Med. 2017;19:249-255 2. American College of Obstetricians and Gynecologists Committee on Genetics: Committee opinion No. 581: the use of chromosomal microarray analysis in prenatal diagnosis. Obstet Gynecol. 2013;122:1374-1377 3. Wapner RJ, Martin CL, Levy B, et al: Chromosomal microarray versus karyotyping for prenatal diagnosis. N Engl J Med. 2012;367:2175-2184 4. Armengol L, Nevado J, Serra-Juhe C, et al: Clinical utility of chromosomal microarray analysis in invasive prenatal diagnosis. Hum Genet. 2012;131:513-523 5. Laurino MY, Bennett RL, Saraiya DS, et al: Genetic evaluation and counseling of couples with recurrent miscarriage: recommendations of the National Society of Genetic Counselors. J Genet Couns. 2005;14:165-181 6. Reddy UM, Page GP, Saade GR, et al: Karyotype versus microarray testing for genetic abnormalities after stillbirth. N Engl J Med. 2012;367:2185-2193 | DNA extracted from paraffin-embedded autopsy, products of conception, or stillbirth samples is labeled and hybridized to the microarray. Following hybridization, the microarray is scanned, and the intensity of signals is measured and compared to a reference data set. These data are used to determine copy number changes and regions of excess homozygosity. Chromosomal microarray data alone does not provide information about the structural nature of an imbalance.(Unpublished Mayo method) | 21 to 30 days | Slides and H and E-stained slide used for analysis are retained by the laboratory. Client provided paraffin blocks and extra unstained slides (if provided) will be returned after testing is complete. | This test was developed and its performance characteristics determined by Mayo Clinic in a manner consistent with CLIA requirements. It has not been cleared or approved by the US Food and Drug Administration. | 81229 | Chromosomal Microarray, POC, FFPE | 94087-4 | 44016 | Released By | 18771-6
CMACB | Chromosomal Microarray, Congenital, Blood | First-tier, postnatal testing for individuals with multiple anomalies that are not specific to well-delineated genetic syndromes, apparently nonsyndromic developmental delay or intellectual disability, or autism spectrum disorders as recommended by the American College of Medical Genetics and Genomics Follow-up testing for individuals with unexplained developmental delay or intellectual disability, autism spectrum disorders, or congenital anomalies with a previously normal conventional chromosome study Determining the size, precise breakpoints, gene content, and any unappreciated complexity of abnormalities detected by other methods such as conventional chromosome and fluorescence in situ hybridization studies Determining if apparently balanced abnormalities identified by previous conventional chromosome studies have cryptic imbalances, since a proportion of such rearrangements that appear balanced at the resolution of a chromosome study are actually unbalanced when analyzed by higher-resolution chromosomal microarray Assessing regions of homozygosity related to uniparental disomy or identity by descent | Chromosomal Microarray (CMA) | Yes | Chromosomal Microarray, Blood | The following algorithms are available: | This test requires 2 blood specimens: 1 sodium heparin and 1 EDTA. Submit only 1 of the following specimen types: Specimen Type:Whole blood Container/Tube:Green top (sodium heparin)andlavender top (EDTA) Specimen Volume:3-mL EDTA tubeand4-mL sodium heparin tube Collection Instructions: 1. Invert several times to mix blood. 2. Send whole blood specimens in original tubes.Do not aliquot. Specimen Type:Cord blood Container/Tube:Green top (sodium heparin)andlavender top (EDTA) Specimen Volume:3-mL EDTA tubeand4-mL sodium heparin tube Note: The lab will attempt testing on a minimum of 1-mL whole blood, EDTA preferred. Collection Instructions: 1. Invert several times to mix blood. 2. Send cord blood specimens in original tubes.Do not aliquot. 3.Label specimen as cord blood. | 2 mL | Aneuploidy or unbalanced chromosome rearrangements are often found in patients with intellectual disability, developmental delay, autism, dysmorphic features, or congenital anomalies. Some chromosomal abnormalities are large enough to be detected with conventional chromosome analysis. However, many pathogenic rearrangements are below the resolution limits of chromosome analysis (approximately 5 megabases). Chromosomal microarray (CMA) is a high-resolution method for detecting copy number changes (gains or losses) across the entire genome in a single assay and is sometimes called a molecular karyotype. This CMA test utilizes greater than 2 million copy number probes and approximately 750,000 single nucleotide polymorphism probes for the detection of copy number changes and regions of excessive homozygosity. Identification of regions of excessive homozygosity on a single chromosome could suggest uniparental disomy (UPD), which may warrant further clinical investigation when observed on chromosomes with known imprinting disorders associated with UPD. In addition, the detection of excessive homozygosity on multiple chromosomes may suggest consanguinity and, therefore, could be useful in determining candidate genes for further testing for autosomal recessive disorders. An online research opportunity called GenomeConnect (genomeconnect.org) is available for the recipients of genetic test results. This patient registry collects deidentified genetic and health information to advance knowledge of genetic variants. For more information seeGenomeConnect Patient Portal. | An interpretive report will be provided. | When interpreting results, the following factors need to be considered: Copy number variation is found in all individuals, including patients with abnormal phenotypes and normal populations. Therefore, determining the clinical significance of a rare or novel copy number change can be challenging. Parental testing may be necessary to further assess the potential pathogenicity of a copy number change. While most copy number changes observed by chromosomal microarray testing can readily be characterized as pathogenic or benign, there are limited data available to support definitive classification of a subset into either of these categories. In these situations, a number of considerations are taken into account to help interpret results including the size and gene content of the imbalance, whether the change is a deletion or duplication, the inheritance pattern, and the clinical and/or developmental history of a transmitting parent. All copy number variants within the limit of detection classified as pathogenic or likely pathogenic will be reported regardless of size. This includes but is not limited to incidental findings currently recommended for reporting by the American College of Medical Genetics and Genomics.(1) Copy number changes with unknown significance will be reported when at least one protein-coding gene is involved in a deletion greater than 200 kilobases or a duplication greater than 1 megabase (Mb). The detection of excessive homozygosity may suggest the need for additional clinical testing to confirm uniparental disomy (UPD) or to test for variants in genes associated with autosomal recessive disorders consistent with the patient's clinical presentation that are present in regions of homozygosity. Interstitial regions with absence of heterozygosity (AOH) of unknown significance will be reported when greater than 10 Mb on UPD-associated chromosomes, and greater than 15 Mb on non-imprinted chromosomes. Terminal AOH will be reported when greater than 5 Mb. Whole genome AOH will be reported when greater than 2% of the genome. The continual discovery of novel copy number variation and published clinical reports means that the interpretation of any given copy number change may evolve with increased scientific understanding. Families benefit from hearing genetic information multiple times and in multiple ways. A referral to a clinical genetics professional is appropriate for individuals and families to discuss the results of chromosomal microarray testing. | This test is not approved by the US Food and Drug Administration, and it is best used as an adjunct to existing clinical and pathologic information. Chromosomal microarray data alone does not provide information about the structural nature of an imbalance. This testdoes notdetect balanced chromosome rearrangements such as Robertsonian or other reciprocal translocations, inversions, or balanced insertions. This testdoes notdetect all types and instances of uniparental disomy. This testis notdesigned to detect mosaicism, although it can be detected in some cases. This testdoes notdetect point alterations, small deletions or insertions below the resolution of this assay, or other types of variants such as epigenetic changes. The results of this test may reveal incidental findings not related to the original reason for referral. In such cases, studies of additional family members may be required to help interpret the results. Families benefit from hearing genetic information multiple times and in multiple ways. A referral to a clinical genetics professional is appropriate for individuals and families to discuss the results of chromosomal microarray testing. Interfering factors: -Use of an improper anticoagulant (EDTA is best) or improperly mixing the blood with the anticoagulant -Excessive transport time -Inadequate amount of blood -Improper packaging may result in broken, leaky, and contaminated specimen during transport | 1. Kalia SS, Adelman K, Bale SJ, et al. Recommendations for reporting of secondary findings in clinical exome and genome sequencing. 2016 update (ACMG SF v2.0): a policy statement of the American College of Medical Genetics and Genomics. Genet Med. 2017;19(2):249-255. doi:10.1038/gim.2016.190 2. Manning M, Hudgins L, Professional Practice and Guidelines Committee. Array-based technology and recommendations for utilization in medical genetics practice for detection of chromosomal abnormalities. Genet Med. 2010;12(11):742-745. doi:10.1097/GIM.0b013e3181f8baad 3. Miller DT, Adam MP, Aradhya S, et al. Consensus statement: Chromosomal microarray is a first-tier clinical diagnostic test for individuals with developmental disabilities or congenital anomalies. Am J Hum Genet. 2010;86(5):749-764. doi:10.1016/j.ajhg.2010.04.006 4. Kearney HM, Thorland EC, Brown KK, et al. American College of Medical Genetics standards and guidelines for interpretation and reporting of postnatal constitutional copy number variants. Genet Med. 2011;13(7)680-685. doi:10.1097/GIM.0b013e3182217a3a 5.Kearney HM, Kearney JB, Conlin LK. Diagnostic implications of excessive homozygosity detected by SNP-based microarrays: consanguinity, uniparental disomy, and recessive single-gene mutations. Clin Lab Med. 2011;31(4):595-613. doi:10.1016/j.cll.2011.08.003 6.Marcou CA, Pitel B, Hagen CE, et al. Limited diagnostic impact of duplications <1 Mb of uncertain clinical significance: a 10-year retrospective analysis of reporting practices at the Mayo Clinic.Genet Med. 2020;22(12):2120-2124. doi:10.1038/s41436-020-0932-0 | DNA extracted from the patient's peripheral blood is labeled and hybridized to the microarray. Following hybridization, the microarray is scanned, and the intensity of signals is measured and compared to a reference data set. These data are used to determine copy number changes and regions of excess homozygosity. Chromosomal microarray data alone does not provide information about the structural nature of an imbalance and some abnormal results may be characterized by fluorescence in situ hybridization, limited chromosome analysis, or additional techniques.(Unpublished Mayo method) | 7 to 14 days | Four weeks | This test was developed and its performance characteristics determined by Mayo Clinic in a manner consistent with CLIA requirements. It has not been cleared or approved by the US Food and Drug Administration. | 81229 | Chromosomal Microarray, Blood | 62343-9 | 55128 | Additional Information | 48767-8
CMAH | Chromosomal Microarray, Hematologic Disorders, Varies | Detection and characterization of clonal copy number imbalance and loss of heterozygosity associated with hematologic neoplasms Assisting in the diagnosis and classification of certain hematologic neoplasms Evaluating the prognosis for patients with certain hematologic neoplasms | Chromosomal Microarray (CMA) | Yes | Chromosomal Microarray, Hematologic | DNA extraction is always performed on the specimen prior to hybridization to the microarray. An unstimulated cell culture will be set up on all specimens with adequate volume and held pending additional testing. If additional testing is requested, such as karyotype analysis orfluorescence in situ hybridization, it will be performed at an additional charge. | Submit only 1 of the following specimens: Specimen Type:Bone marrow Container/Tube: Preferred: Green top (sodium heparin) Acceptable: Lavender top (EDTA) Specimen Volume:1-2 mL Collection Instructions: 1. Invert several times to mix bone marrow. 2. Send bone marrow specimen in original tube.Do not aliquot. Specimen Type:Whole blood Container/Tube: Preferred: Green top (sodium heparin) Acceptable: Lavender top (EDTA) Specimen Volume:7-10 mL Collection Instructions: 1. Invert several times to mix blood. 2. Send whole blood specimen in original tube.Do not aliquot. | Blood: 2 mL; Bone marrow: 1 mL | The importance of identifying chromosome abnormalities in hematologic disorders is well established and often provides important diagnostic, prognostic, and therapeutic information critical to proper patient management. Although many chromosomal abnormalities are large enough to be detected with conventional chromosome analysis, many others are below its limits of resolution, and conventional chromosome analysis does not detect copy-neutral loss of heterozygosity. Chromosomal microarray (CMA) improves the diagnostic yield to identify genetic changes that are not detected by conventional chromosome analysis or fluorescence in situ hybridization (FISH) studies. CMA utilizes greater than 2 million copy number probes and approximately 750,000 single nucleotide polymorphism probes to detect copy number changes and regions of copy-neutral loss of heterozygosity. Chromosomal microarray analysis is appropriate to identify gain or loss of chromosome material throughout the genome at a resolution of 30 to 60 kilobases. CMA can do the following: -Define the size, precise breakpoints, and gene content of copy number changes to demonstrate the complexity of abnormalities -Characterize unidentified chromosome material, marker chromosomes, and DNA amplification detected by conventional chromosome and FISH studies -Determine if apparently balanced chromosome rearrangements identified by conventional chromosome studies have cryptic imbalances -Assess regions of copy-neutral loss of heterozygosity, which is common in neoplasia and often masks homozygous mutations involving tumor suppressor genes The limit of detection is dependent on size of the abnormality, type of abnormality (deletion or duplication) and DNA quality. When a deletion or duplication exceeds the reporting limits, mosaicism can confidently be detected as low as 25% and may be lower if the abnormality is large and DNA quality is good. | An interpretive report will be provided. | The interpretive report describes copy number changes and any loss of heterozygosity that may be associated with the neoplastic process. Abnormal clones with subclonal cytogenetic evolution will be discussed if identified. The continual discovery of novel copy number variation and published clinical reports means that the interpretation of any given copy number change may evolve with increased scientific understanding. Although the presence of a clonal abnormality usually indicates a neoplasia, in some situations it may reflect a benign or constitutional genetic change. If a genetic change is identified that is likely constitutional and clearly pathogenic (eg, XYY), consultation with a Clinical Geneticist may be suggested. The absence of an abnormal clone may be the result of specimen collection from a site that is not involved in the neoplasm or may indicate that the disorder is caused by a point mutation that is not detectable by chromosomal microarray. Chromosomal microarray, fluorescence in situ hybridization (FISH), and conventional cytogenetics are to some extent complementary methods. In some instances, additional FISH or conventional cytogenetic studies will be recommended to clarify interpretive uncertainties. | This test is not approved by the US Food and Drug Administration, and it is best used as an adjunct to existing clinical and pathologic information. This testdoes notdetect balanced chromosome rearrangements such as reciprocal translocations, inversions, or balanced insertions. This testdoes notdetect point variants, small deletions or insertions below the resolution of the assay, or other types of variants such as epigenetic changes. Low level abnormal clonesmay notbe detected by this test; as such it is not recommended for minimal residual disease. This testdoes notidentify tetraploidy, although in concert with other studies tetraploidy can be inferred. The results of this test may reveal incidental findings not related to the original reason for testing. | 1. Shao L, Akkari Y, Cooley LD, et al. ACMG Laboratory Quality Assurance Committee. Chromosomal microarray analysis, including constitutional and neoplastic disease applications, 2021 revision: a technical standard of the American College of Medical Genetics and Genomics (ACMG). Genet Med. 2021;23(10):1818-1829. doi:10.1038/s41436-021-01214-w 2. Peterson JF, Aggarwal N, Smith CA, et al. Integration of microarray analysis into the clinical diagnosis of hematological malignancies: How much can we improve cytogenetic testing?. Oncotarget. 2015;6(22):18845-18862 3. Mikhail FM, Biegel JA, Cooley LD, et al. Technical laboratory standards for interpretation and reporting of acquired copy-number abnormalities and copy-neutral loss of heterozygosity in neoplastic disorders: a joint consensus recommendation from the American College of Medical Genetics and Genomics (ACMG) and the Cancer Genomics Consortium (CGC). Genet Med. 2019;21(9):1903-1916 | DNA extracted either from the patient's bone marrow or peripheral blood is labeled and hybridized to the microarray. Following hybridization, the microarray is scanned, and the intensity of signals is measured and compared to a reference data set. These data are used to determine copy number changes and regions with loss of heterozygosity. Chromosomal microarray data alone do not provide information about the structural nature of an imbalance. Thus, it may be of benefit to utilizefluorescence in situ hybridizationor additional techniques to further characterize a patient sample.(Unpublished Mayo method) | 7 to 14 days | 4 weeks | This test was developed and its performance characteristics determined by Mayo Clinic in a manner consistent with CLIA requirements. It has not been cleared or approved by the US Food and Drug Administration. | 81277 | Chromosomal Microarray, Hematologic | 94087-4 | 54727 | Released By | 18771-6
CMAP | Chromosomal Microarray, Prenatal, Amniotic Fluid/Chorionic Villus Sampling | Prenatal diagnosis of copy number changes (gains or losses) across the entire genome Determining the size, precise breakpoints, gene content, and any unappreciated complexity of abnormalities detected by other methods, such as conventional chromosome and fluorescence in situ hybridization studies Determining if apparently balanced abnormalities identified by previous conventional chromosome studies have cryptic imbalances, as a proportion of such rearrangements that appear balanced at the resolution of a chromosome study are actually unbalanced when analyzed by higher-resolution chromosomal microarray Assessing regions of homozygosity related to uniparental disomy or identity by descent | Chromosomal Microarray (CMA) | Yes | Chromosomal Microarray, Prenatal | Maternal cell contamination (MCC) testing will be performed at no additional charge if a maternal blood sample is received to rule out the presence of maternal cells in the prenatal sample, see Additional Testing Requirements. | Submit only 1 of the following specimens: Specimen Type:Chorionic villi Supplies:CVSMedia(RPMI) and Small Dish (T095) Container/Tube:15-mL tube containing 15 mL of transport media Specimen Volume:20 to 30 mg Collection Instructions: 1. Collect specimen by the transabdominal or transcervical method. 2. Transfer chorionic villi to a Petri dish containing transport medium (such as CVS Media [RPMI] and Small Dish). 3. Using a stereomicroscope and sterile forceps, assess the quality and quantity of the villi and remove any blood clots and maternal decidua. Specimen Type:Amniotic fluid Container/Tube:Amniotic fluid container Specimen Volume:20 to 30 mL Collection Instructions: 1. Optimal timing for specimen collection is during 14 to 18 weeks of gestation, but specimens collected at other weeks of gestation are also accepted. Provide gestational age at the time of amniocentesis. 2. Discard the first 2 mL of amniotic fluid. Additional Information: 1. Unavoidably, about 1% to 2% of mailed-in specimens are not viable. 2. Bloody specimens are undesirable. 3. Results will be reported and telephoned or faxed if requested. | Amniotic fluid: 12 mL; Chorionic villi: 12 mg; If ordering in conjunction with other testing: With PADF: 14 mL or 14 mg; with CHRAF: 24 mL; with CHRCV: 24 mg; with PADF and CHRAF/CHRCV: 26 mL or 26 mg | Chromosomal abnormalities cause a wide range of disorders associated with birth defects and intellectual disability. Many of these disorders can be diagnosed prenatally by analysis of chorionic villi or amniocytes. The most common reasons for performing cytogenetic studies for prenatal diagnosis include advanced maternal age, abnormal prenatal screen, a previous child with a chromosome abnormality, abnormal fetal ultrasound, or a family history of a chromosome abnormality. Chromosomal microarray (CMA) is a high-resolution method for detecting copy number changes (gains or losses) across the entire genome in a single assay and is sometimes called a molecular karyotype. The American College of Obstetricians and Gynecologists and the Society for Maternal-Fetal Medicine recommend the chromosomal microarray as a replacement for the fetal karyotype in patients with a pregnancy demonstrating one or more major structural abnormalities on ultrasound when undergoing invasive prenatal diagnosis.(1) This CMA test utilizes greater than 2 million copy number probes and approximately 750,000 single nucleotide polymorphism probes for the detection of copy number changes and regions with absence of heterozygosity. Identification of regions of excessive homozygosity on a single chromosome could suggest uniparental disomy, which may warrant further clinical investigation when observed on chromosomes with known imprinting disorders. In addition, the detection of excessive homozygosity on multiple chromosomes may suggest consanguinity. | An interpretive report will be provided. | Copy number variants are classified based on known, predicted, or possible pathogenicity and reported with interpretive comments detailing their potential or known significance. When interpreting results, it is important to realize that copy number variation is found in all individuals, including patients with abnormal phenotypes and normal populations. Therefore, determining the clinical significance of a rare or novel copy number change can be challenging. Parental testing may be necessary to further assess the potential pathogenicity of a copy number change. While most copy number changes observed by chromosomal microarray testing can readily be characterized as pathogenic or benign, there are limited data available to support definitive classification of a subset into either of these categories. In these situations, a number of considerations are taken into account to help interpret results including the size and gene content of the imbalance, whether the change is a deletion or duplication, the inheritance pattern, and the clinical and developmental history of a transmitting parent. All copy number variants within the limit of detection classified as pathogenic or likely pathogenic will be reported regardless of size. This includes but is not limited to incidental findings currently recommended for reporting by the American College of Medical Genetics and Genomics.(2) Copy number changes with unknown significance will be reported when at least one protein-coding gene is involved in a deletion greater than 1 megabase (Mb) or a duplication greater than 2 Mb. The detection of excessive homozygosity may suggest the need for additional clinical testing to confirm uniparental disomy (UPD) or to test for variants in genes associated with autosomal recessive disorders consistent with the patient's clinical presentation that are present in regions of homozygosity. Regions with absence of heterozygosity (AOH) of unknown significance will be reported when greater than 5 Mb (terminal) and 10 Mb (interstitial) on UPD-associated chromosomes. Whole genome AOH will be reported when greater than 5% of the genome. The continual discovery of novel copy number variation and published clinical reports means that the interpretation of any given copy number change may evolve with increased scientific understanding. | This testdoes notdetect all types and instances of uniparental disomy. This testis notdesigned to detect low-level mosaicism, although it can be detected in some cases. This testdoes notdetect point alterations, small deletions or insertions below the resolution of this assay, or other types of variants such as epigenetic changes. The results of this test may reveal incidental findings not related to the original reason for referral. In such cases, studies of additional family members may be required to help interpret the results. | 1. Shao L, Akkari Y, Cooley LD, et al. Chromosomal microarray analysis, including constitutional and neoplastic disease applications, 2021 revision: a technical standard of the American College of Medical Genetics and Genomics (ACMG). Genet Med. 2021;23(10):1818-1829. doi:10.1038/s41436-021-01214-w 2. Kalia S, Adelman K, Bale S, et al. Recommendations for reporting of secondary findings in clinical exome and genome sequencing. 2016 update (ACMG SF v2.0): a policy statement of the American College of Medical Genetics and Genomics. Genet Med. 2017;19(2):249-255. doi:10.1038/gim.2016.190 3. Wapner RJ, Martin CL, Levy B, et al. Chromosomal microarray versus karyotyping for prenatal diagnosis. N Engl J Med. 2012;367(23):2175-2184. doi:10.1056/NEJMoa1203382 4. Armengol L, Nevado J, Serra-Juhe C, et al. Clinical utility of chromosomal microarray analysis in invasive prenatal diagnosis. Hum Genet. 2012;131(3):513-523. doi:10.1007/s00439-011-1095-5 5. Breman A, Pursley AN, Hixson P, et al. Prenatal chromosomal microarray analysis in a diagnostic laboratory; experience with >1000 cases and review of the literature. Prenat Diagn. 2012;32(4):351-361. doi:10.1002/pd.3861 6. South ST, Lee C, Lamb AN, et al. ACMG Standards and Guidelines for constitutional cytogenomic microarray analysis, including postnatal and prenatal applications: Revision 2013. Genet Med. 2013;15(11):903-909. doi:10.1038/gim.2013.129 | DNA extracted from either amniotic fluid or chorionic villus sample is labeled and hybridized to the microarray. Following hybridization, the microarray is scanned, and the intensity of signals is measured and compared to a reference data set. These data are used to determine copy number changes and regions of excess homozygosity. Chromosomal microarray data alone does not provide information about the structural nature of an imbalance, and some abnormal results may be characterized by fluorescence in situ hybridization, limited chromosome analysis, or additional techniques.(Unpublished Mayo method) | 6 to 21 days | Amniotic fluid: Discarded 14 days after results reported. Chorionic villi: Not retained. | This test was developed and its performance characteristics determined by Mayo Clinic in a manner consistent with CLIA requirements. It has not been cleared or approved by the US Food and Drug Administration. | 81229 | Chromosomal Microarray, Prenatal | 86611-1 | 54720 | Released By | 18771-6
CMAPT | Chromosomal Microarray, Tumor, Formalin-Fixed Paraffin-Embedded | Genomic characterization of tumor for copy number imbalances and loss of heterozygosity Assisting in the diagnosis and classification of malignant neoplasms Evaluating the prognosis for patients with malignant tumors | Chromosomal Microarray (CMA) using Applied Biosystems (Affymetrix) Oncoscan | Yes | Chromosomal Microarray, Tumor, FFPE | This test does not include a pathology consult. If a pathology consultation is requested, PATHC / Pathology Consultation should be ordered, and the appropriate fluorescence in situ hybridization (FISH) test will be ordered and performed at an additional charge. | Submit only 1 of the following specimens: Specimen Type:Tissue Container/Tube:Formalin-fixed, paraffin-embedded tumor tissue block Specimen Type: Slides Specimen Volume:10 Consecutive, unstained, 5-micron-thick sections placed on positively charged slides and 1 hematoxylin and eosin-stained slide | See Specimen Required | The importance of identifying chromosome abnormalities in malignant neoplasms is well established, and often provides important diagnostic, prognostic, and therapeutic information critical to proper patient management. Although many chromosomal abnormalities are large enough to be detected with conventional chromosome analysis, many others are below its limits of resolution, and conventional chromosome analysis does not detect copy-neutral loss of heterozygosity. Chromosomal microarray (CMA) improves the diagnostic yield to identify genetic changes that are not detected by conventional chromosome analysis or fluorescence in situ hybridization (FISH) studies. CMA utilizes copy number probes and single nucleotide polymorphism probes to detect copy number changes and regions of copy-neutral loss of heterozygosity. CMA analysis is appropriate to identify gain or loss of chromosome material throughout the genome at a resolution of 50 to 100 kilobases. CMA can: -Define the size, precise breakpoints, and gene content of copy number changes to demonstrate the complexity of abnormalities -Characterize unidentified chromosome material, marker chromosomes, and DNA amplification detected by conventional chromosome and FISH studies -Determine if apparently balanced chromosome rearrangements identified by conventional chromosome studies have cryptic imbalances -Assess regions of copy-neutral loss of heterozygosity, which is common in neoplasia and often masks homozygous mutations involving tumor suppressor genes The limit of detection is dependent on size of the abnormality, type of abnormality (deletion or duplication) and DNA quality. When a deletion or duplication exceeds the reporting limits, mosaicism can confidently be detected as low as 25% and may be lower if the abnormality is large and DNA quality is good. | An interpretive report will be provided. | The interpretive report describes copy number changes and any loss of heterozygosity that may be associated with the neoplastic process. Abnormal clones with subclonal cytogenetic evolution will be discussed if identified. The continual discovery of novel copy number variation and published clinical reports means that the interpretation of any given copy number change may evolve with increased scientific understanding. Although the presence of a clonal abnormality usually indicates a neoplasia, in some situations it may reflect a benign or constitutional genetic change. If a genetic change is identified that is likely constitutional and clearly pathogenic (eg, XYY), follow-up with a medical genetics consultation may be suggested. The absence of an abnormal clone may be the result of specimen collection from a site that is not involved in the neoplasm or may indicate that the disorder is caused by a point mutation that is not detectable by chromosomal microarray (CMA). CMA, fluorescence in situ hybridization (FISH), and conventional cytogenetics are to some extent complementary methods. In some instances, additional FISH or conventional cytogenetic studies will be recommended to clarify interpretive uncertainties. For more information and frequently asked questions, seeClarity on Reason for and Benefits of Chromosomal Microarray. | This test is not approved by the FDA and it is best used as an adjunct to existing clinical and pathologic information. This test does not detect balanced chromosome rearrangements such as reciprocal translocations, inversions, or balanced insertions. This test does not detect point mutations, small deletions or insertions below the resolution of the assay, or other types of mutations such as epigenetic changes. This test may not detect mosaic abnormalities in a minor proportion of cells, as such it is not recommended for minimal residual disease monitoring or for specimens with tumor proportions less than approximately 20% of sample. The results of this test may reveal incidental findings unrelated to the original reason for referral. | 1. Cooley L, Lebo M, Li M, et al: American College of Medical Genetics and Genomics technical standards and guidelines: microarray analysis for chromosome abnormalities in neoplastic disorders. Genet Med. 2013;15:484-494. doi: 10.1038/gim.2013.49 2. Ciriello G, Miller ML, Aksoy BA, Senbabaoglu Y, Schultz N, Sander C: Emerging landscape of oncogenic signatures across human cancers. Nat Genet. 2013 Sep 26;45(10):1127-1133. doi: 10.1038/ng.2762 3. Wang Y, Cottman M, Schiffman JD: Molecular inversion probes: a novel microarray technology and its application in cancer research. Cancer Genet. 2012 Jul-Aug;205(7-8):341-355. doi: 10.1016/j.cancergen.2012.06.005 | The selection of tissue and the identification of invasive tumor on the hematoxylin and eosin (H and E)-stained slide are performed by a pathologist. Using the H and E slide as a reference, the target areas are marked on the unstained slide, the DNA is extracted from the tumor is labeled and hybridized to the microarray. Following hybridization, the microarray is scanned and the intensity of signals is measured and compared to a reference data set. These data are used to determine copy number changes and regions with loss of heterozygosity. Chromosomal microarray data alone does not provide information about the structural nature of an imbalance. Thus, it may be of benefit to utilize fluorescence in situ hybridization or additional techniques to further characterize a patient sample.(Unpublished Mayo method) | 10 to 21 days | Slides and H and E used for analysis are retained by the lab indefinitely. Client provided paraffin blocks and extra unstained slides (if provided) will be returned after testing is complete. | This test was developed and its performance characteristics determined by Mayo Clinic in a manner consistent with CLIA requirements. It has not been cleared or approved by the US Food and Drug Administration. | 81277 | Chromosomal Microarray, Tumor, FFPE | 94087-4 | 54742 | Released By | 18771-6
CMAT | Chromosomal Microarray, Tumor, Fresh or Frozen | Genomic characterization of tumor for copy number imbalances and loss of heterozygosity Assisting in the diagnosis and classification of malignant neoplasms, including hematolymphoid malignancies Evaluating the prognosis for patients with malignant tumors | Chromosomal Microarray (CMA) | Yes | Chromosomal Microarray, Tumor | DNA is extracted from the specimen prior to hybridization to the microarray. | Submit only 1 of the following specimens: Supplies:Hank's Solution (T132) Specimen Type:Tumor biopsy Container/Tube:Sterile container with sterile Hank's balanced salt solution, Ringer's solution, or normal saline Specimen Volume:0.5-3 cm(3) or larger Specimen Type:Lymph node Container/Tube:Sterile container with sterile Hank's balanced salt solution, Ringer's solution, or normal saline. Specimen Volume:1 cm(3) Specimen Type:Skin biopsy Container/Tube:Sterile container with sterile Hank's balanced salt solution, Ringer's solution, or normal saline. Specimen Volume:4-mm diameter Collection Instructions: 1. Wash biopsy site with an antiseptic soap. 2. Thoroughly rinse area with sterile water. 3.Do not use alcohol or iodine preparations. 4. A local anesthetic may be used. 5. Biopsy specimens are best taken by punch biopsy to include full thickness of dermis. | Tumor biopsy: 3 cm(3); Lymph node: 1 cm(3); Skin biopsy: 4 mm diameter | The importance of identifying chromosome abnormalities in malignant neoplasms is well established, and often provides important diagnostic, prognostic, and therapeutic information critical to proper patient management. Although many chromosomal abnormalities are large enough to be detected with conventional chromosome analysis, many others are below its limits of resolution, and conventional chromosome analysis does not detect copy-neutral loss of heterozygosity. Chromosomal microarray(CMA) improves the diagnostic yield to identify genetic changes that are not detected by conventional chromosome analysis or fluorescence in situ hybridization (FISH) studies. CMA utilizes greater than 2 million copy number probes and approximately 750,000 single nucleotide polymorphism probes to detect copy number changes and regions of copy-neutral loss of heterozygosity. Chromosomal microarray analysis is appropriate to identify gain or loss of chromosome material throughout the genome at a resolution of 30 to 60 kilobases. CMA can: -Define the size, breakpoints, and gene content of copy number changes to demonstrate the complexity of abnormalities -Characterize unidentified chromosome material, marker chromosomes, and DNA amplification detected by conventional chromosome and FISH studies -Determine if apparently balanced chromosome rearrangements identified by conventional chromosome studies have cryptic imbalances -Assess regions of copy-neutral loss of heterozygosity, which is common in neoplasia and often masks homozygous mutations involving tumor suppressor genes The limit of detection is dependent on size of the abnormality, type of abnormality (deletion or duplication) and DNA quality. When a deletion or duplication exceeds the reporting limits, mosaicism can confidently be detected as low as 25% and may be lower if the abnormality is large and DNA quality is good. | An interpretive report will be provided. | The interpretive report describes copy number changes and loss of heterozygosity that may be associated with the neoplastic process being evaluated. Abnormal clones with subclonal abnormalities will be discussed if identified. The continual discovery and publication of novel copy number abnormalities and losses of heterozygosity associated with neoplastic processes means that the interpretation of any given detected abnormality may change with increased scientific understanding. Although the presence of a clonal abnormality is usually associated with neoplasia, in some situations it may reflect a benign or constitutional genetic change. If a genetic change is identified that is likely constitutional and clearly pathogenic or likely pathogenic and/or related to the clinical reason for referral, this will be included in the report and follow-up with a medical genetic consultation may be suggested. The absence of an abnormal clone may be the result of specimen collection from a site that is not involved in the neoplasm or may indicate that the disorder is caused by a point mutation that is not detectable by chromosomal microarray. Chromosomal microarray, fluorescence in situ hybridization (FISH), and conventional cytogenetics are to some extent complementary methods. In some instances, additional FISH or conventional cytogenetic studies will be recommended to clarify interpretive uncertainties. | This test is not approved by the US Food and Drug Administration, and it is best used as an adjunct to existing clinical and pathologic information. This testdoes notdetect balanced chromosome rearrangements such as reciprocal translocations, inversions, or balanced insertions. This testdoes notdetect point mutations/pathogenic variants, small insertions or deletions, trinucleotide repeat expansions, or other copy number abnormalities below the resolution of the assay, or other types of variants such as epigenetic changes. This testmay notdetect mosaic abnormalities in small proportion of cells, and as such it is not recommended for minimal residual disease monitoring or for specimens with tumor contents less than 20% of sample. The results of this test may reveal incidental and secondary findings unrelated to the original reason for referral. | 1. Mikhail FM, Biegel JA, Cooley LD, et al. Technical laboratory standards for interpretation and reporting of acquired copy-number abnormalities and copy-neutral loss of heterozygosity in neoplastic disorders: a joint consensus recommendation from the American College of Medical Genetics and Genomics (ACMG) and the Cancer Genomics Consortium (CGC). Genet Med. 2019;21(9):1903-1916. doi:10.1038/s41436-019-0545-7 2. Chun K, Wenger GD, Chaubey A, et al. Assessing copy number aberrations and copy-neutral loss-of-heterozygosity across the genome as best practice: An evidence-based review from the Cancer Genomics Consortium (CGC) working group for chronic lymphocytic leukemia. Cancer Genet. 2018;228-229:236-250. doi:10.1016/j.cancergen.2018.07.004 3. Shao L, Akkari Y, Cooley LD, et al. Chromosomal microarray analysis, including constitutional and neoplastic disease applications, 2021 revision: a technical standard of the American College of Medical Genetics and Genomics (ACMG). Genet Med. 2021;23(10):1818-1829. doi:10.1038/s41436-021-01214-w | DNA extracted from the tumor is labeled and hybridized to the microarray. Following hybridization, the microarray is scanned, and the intensity of signals is measured and compared to a reference data set. These data are used to determine copy number changes and regions with loss of heterozygosity. Chromosomal microarray data alone does not provide information about the structural nature of an imbalance. Thus, it may be of benefit to utilize fluorescence in situ hybridization or additional techniques to further characterize a patient sample.(Unpublished Mayo method) | 10 to 21 days | Four weeks | This test was developed and its performance characteristics determined by Mayo Clinic in a manner consistent with CLIA requirements. It has not been cleared or approved by the US Food and Drug Administration. | 81277 | Chromosomal Microarray, Tumor | 94087-4 | 54734 | Released By | 18771-6
CHRAF | Chromosome Analysis, Amniotic Fluid | Prenatal diagnosis of chromosome abnormalities, including aneuploidy (ie, trisomy or monosomy) and balanced rearrangements | Cell Culture followed by Chromosome Analysis | Yes | Chromosomes, Amniotic Fluid | This test is not appropriate as a first-tier test for detecting gains or losses of chromosomal material in pregnancies with 1 or more major structural abnormalities. | Specimen Type:Amniotic fluid Submission Container/Tube:Centrifuge tube Specimen Volume:20 to 25 mL Collection Instructions: 1.Optimal timing for specimen collection is during 14 to 18 weeks of gestation, but specimens collected at other weeks of gestation are also accepted. 2.Discard the first 2 mL of amniotic fluid. 3. If ordering with PADF / Prenatal Aneuploidy Detection, FISH, submit a minimum of 14 mL. 4. If ordering with CMAP / Chromosomal Microarray, Prenatal, Amniotic Fluid/Chorionic Villus Sampling, submit a minimum of 24 mL. 5. If ordering with both PADF and CMAP, then submit a minimum of 26 mL. Additional Information: 1. Unavoidably, about 1% to 2% of mailed-in specimens are not viable. 2. If the specimen does not grow in culture, the client will be notified within 7 days of receipt. 3. Bloody specimens are undesirable. Specimen Type:Fetal body fluid Container/Tube:Sterile tube Specimen Volume:Entire specimen Additional Information: 1. If the specimen does not grow in culture, the client will be notified within 7 days of receipt. 2. Clearly indicate on tube and paperwork that specimen is fetal body fluid. | The following are the minimum volumes when only this test is ordered: Amniotic fluid: 12 mL Fetal body fluid: See Specimen Required | Chromosome analysis for prenatal diagnosis is appropriate in pregnancies with abnormal maternal screening or advanced maternal age and with clinical features suggestive of, or concerns for, aneuploidy syndromes, including Down syndrome, Turner syndrome, Klinefelter syndrome, trisomy 13 syndrome, and trisomy 18 syndrome. Chromosomal abnormalities are the cause of a wide range of disorders associated with birth defects and congenital diseases. Many of these disorders can be diagnosed prenatally by analysis of amniocytes. This method permits diagnosis of chromosome abnormalities during the second trimester of pregnancy or later. A chromosomal microarray (CMAP / Chromosomal Microarray, Prenatal, Amniotic Fluid/Chorionic Villus Sampling) is recommended, rather than chromosomal analysis, to detect clinically relevant gains or losses of chromosomal material in pregnancies with one or more major structural abnormalities. Chromosomal microarray can also be considered, rather than chromosome analysis, for patients undergoing invasive prenatal diagnostic testing with a structurally normal fetus. | An interpretative report will be provided. | Cytogenetic studies on amniotic fluid are considered nearly 100% accurate for the detection of large fetal chromosome abnormalities. However, subtle or cryptic abnormalities involving microdeletions/duplications usually can be detected only with the use of targeted fluorescence in situ hybridization testing or chromosomal microarray. Approximately 3% of amniotic fluid specimens analyzed are found to have chromosome abnormalities. Some of these chromosome abnormalities are balanced and may not be associated with birth defects. A normal karyotype does not rule out the possibility of birth defects, such as those caused by submicroscopic cytogenetic abnormalities, pathogenic molecular variants, and other environmental factors (ie, teratogen exposure). For these reasons, clinicians should inform their patients of the technical limitations of chromosome analysis prior to performing the amniocentesis. Limitations: -Abnormal results from amniotic fluid analysis may not represent fetal karyotype in all tissues. -Only large abnormalities visible by manual inspection are detectable; subtle structural chromosome abnormalities may be missed -Artifacts of cell culture may very rarely be misinterpreted as mosaicism in the sample. It is recommended that a qualified professional in Medical Genetics communicate all results to the patient. | Interfering factors: -Improper syringes or transport vessels may be unsuitable for amniotic cells. Amniotic fluid should not be exposed to the syringe plunger tip for longer than a few seconds, and fluid should be transferred to a transport (centrifuge) tube as soon as possible following collection. -Transport time should not exceed 2 days. -A bloody specimen may interfere with attempts to culture cells and contamination by maternal cells may cause interpretive problems. -Inadequate amount of fluid may not permit adequate analysis. -Improper packaging may result in broken, leaky, and contaminated specimen during transport. -Exposure of the specimen to temperature extremes (freezing or >30 degrees C) may kill cells and severely interferes with attempts to culture cells. | 1. American College of Obstetricians and Gynecologists Committee on Genetics. Committee Opinion No. 581: the use of chromosomal microarray analysis in prenatal diagnosis. Obstet Gynecol. 2013;122(6):1374-1377 2. Society for Maternal-Fetal Medicine (SMFM). The use of chromosomal microarray for prenatal diagnosis. Am J Obstet Gynecol. 2016;215(4):B2-B9 3. Committee Opinion, 640. Cell-free DNA screening for fetal aneuploidy. Obstet Gynecol. 2015;126(3):e31-e37 4. Wilson KL, Czerwinski JL, Hoskovec JM, et al. NSGC practice guideline: prenatal screening and diagnostic testing options for chromosome aneuploidy. J Genet Couns. 2013;22(1):4-15 | The specimen is centrifuged, and the cell pellet mixed with culture media, then split into up to 8primary culture dishes using the In Situ Culture and Analysis (ISCA) method to establish cultures. Cells are harvested after 5 to 7 days. In the harvest process, the cells are exposed to ethidium bromide, colcemid, and hypotonic solution and fixed with glacial acetic acid and methanol. Metaphase preparations are routinely stained by G-banding, but other staining methods may be employed as needed. Fifteen metaphases from 15 colonies and 3 or more primary cultures usually are examined. In cases where true mosaicism is suspected, up to 30 colonies and up to 6 primary cultures may be analyzed. Minimal evidence for the presence of an abnormality is defined as 2 or more metaphases with the same structural abnormality, chromosome gain (trisomy), or 3 or more metaphases lacking the same chromosome. Five or more digitized images of metaphases are stored in computer-based imaging systems, and karyograms are prepared from 2 or more representative metaphases.(Arsham, Marilyn S., et al. editors. The AGT Cytogenetics Laboratory Manual. 4th ed. Wiley-Blackwell; 2017;Spurbeck JL, Carlson RO, Allen JE, Dewald GW. Culturing and robotic harvesting of bone marrow, lymph nodes, peripheral blood, fibroblasts, and solid tumors with in situ techniques. Cancer Genet Cytogenet. 1988;32(1):59-66) | 10 to 14 days | Any remaining supernatant or whole fluid aliquots are discarded 14 days after results are reported. | This test was developed and its performance characteristics determined by Mayo Clinic in a manner consistent with CLIA requirements. It has not been cleared or approved by the US Food and Drug Administration. | 88235, 88291-Tissue culture for amniotic fluid or chorionic villus cells, Interpretation and report88269 w/modifier 52-Chromosome analysis, in situ for amniotic fluid cells, <6 colonies, 1 karyotype with banding (if appropriate)88269-Chromosome analysis, in situ for amniotic fluid cells, 6 or greater colonies, 1 karyotype with banding (if appropriate)88267, 88285-Chromosome analysis, amniotic fluid or chorionic villus, greater than 15 cells, 1 karyotype with banding (if appropriate)88267 w/modifier 52-Chromosome analysis, amniotic fluid or chorionic villus, <15 cells, 1 karyotype with banding (if appropriate) | Chromosomes, Amniotic Fluid | 62351-2 | 52303 | Released By | 18771-6
CHRCV | Chromosome Analysis, Chorionic Villus Sampling | Prenatal diagnosis of chromosome abnormalities, including aneuploidy (ie, trisomy or monosomy) and balanced rearrangements This test isnot appropriateas a first-tier test for detecting gains or losses of chromosomal material in pregnancies with 1 or more major structural abnormalities. | Cell Culture Followed by Chromosome Analysis | Yes | Chromosomes, Chorionic Villus Samp | This test is not appropriate as a first-tier test for detecting gains or losses of chromosomal material in pregnancies with 1 or more major structural abnormalities. | Specimen Type:Chorionic villi Supplies:CVSMedia(RPMI) and Small Dish (T095) Container/Tube:15-mL tube containing 15 mL of transport media Specimen Volume:20-30 mg Collection Instructions: 1. Collect chorionic villus specimen (CVS) by the transabdominal or transcervical method. 2. Transfer the CVS to a Petri dish containing transport medium (Such asCVS Media [RPMI] and Small Dish [T095]). 3. Using a stereomicroscope and sterile forceps, assess the quality and quantity of the villi and remove any blood clots and maternal decidua. 4. If ordering with PADF / Prenatal Aneuploidy Detection, FISH, submit a minimum of 14 mg. 5. If ordering with CMAP / Chromosomal Microarray, Prenatal, Amniotic Fluid/Chorionic Villus Sampling, submit a minimum of 24 mg. 6. If ordering with both PADF and CMAP, then submit a minimum of 26 mg. | The following is the minimum volume when only this test is ordered: 12 mg | Although not used as widely as amniocentesis, the use of chorionic villus sampling (CVS) for chromosome analysis is an important procedure for the prenatal diagnosis of chromosome abnormalities. CVS can be collected by either transcervical or transabdominal techniques. The medical indications for performing chromosome studies on CVS are similar to those for amniocentesis, and may include advanced maternal age, abnormal prenatal screen, and family history of a chromosome abnormality. A chromosomal microarray (CMAP / Chromosomal Microarray, Prenatal, Amniotic Fluid/Chorionic Villus Sampling) is recommended, rather than chromosomal analysis, to detect clinically relevant gains or losses of chromosomal material in pregnancies with one or more major structural abnormalities. Chromosomal microarray can also be considered, rather than chromosome analysis, for patients undergoing invasive prenatal diagnostic testing with a structurally normal fetus. | An interpretive report will be provided. | Cytogenetic studies on chorionic villus specimens (CVS) are considered nearly 100% accurate for the detection of non-mosaic whole chromosome abnormalities. Most sub-chromosomal abnormalities greater than 5-20Mb are also easily detectable dependent on size, location, and quality of the metaphase chromosomes. Very subtle or cryptic abnormalities involving microdeletions/duplication can typically only be detected by chromosomal microarray or targeted fluorescence in situ hybridization testing. Approximately 3% of CVS samples analyzed are found to have chromosome abnormalities. Some of these chromosome abnormalities are balanced and may not be associated with birth defects.A normal karyotype does not rule out the possibility of birth defects, such as those caused by submicroscopic cytogenetic abnormalities, pathogenic molecular variants, and environmental factors (ie, teratogen exposure). For these reasons, clinicians should inform their patients of the technical limitations of chromosome analysis before the procedure is performed, so that patients may make an informed decision about pursuing the procedure. Limitations: -Abnormal results from CVS analysis may represent confined placental mosaicism and may not reflect the fetal karyotype. -Only large abnormalities visible by manual inspection are detectable; subtle structural chromosome abnormalities may be missed -Artifacts of cell culture may very rarely be misinterpreted as mosaicism in the sample. It is recommended that a qualified professional in Medical Genetics communicate all results to the patient. | Interfering factors: -Inadequate amount of specimen may not permit adequate analysis. -Exposure of the specimen to temperature extremes(freezing or >30 degrees C)may kill cells and severely interfere with attempts to culture cells. -Improper packaging may result in broken, leaky, and contaminated specimens during transport. -Transport time should not exceed 2 days. -Contamination by maternal cells may interfere with attempts to culture cells and may cause interpretive problems. | 1.American College of Obstetricians and Gynecologists Committee on Genetics. Committee Opinion No. 581: the use of chromosomal microarray analysis in prenatal diagnosis. Obstet Gynecol. 2013;122:1374-1377 2. Society for Maternal-Fetal Medicine (SMFM). The use of chromosomal microarray for prenatal diagnosis. Am J Obstet Gynecol. 2016;215:B2-B9 3. Committee Opinion, 640. Cell-free DNA screening for fetal aneuploidy. American College of Obstetricians and Gynecologists Committee on Genetics. Obstet Gynecol. 2015;123:e31-e37 4. Wilson KL, Czerwinski JL, Hoskovec JM, et al. NSGC practice guideline: prenatal screening and diagnostic testing options for chromosome aneuploidy. J Genet Couns. 2013;22:4-15 | The chorionic villi are thoroughly cleaned using sterile forceps to remove remaining maternal decidua and blood clots. The villi are then treated with trypsin and collagenase. The cells are then grown, harvested, and analyzed using the In Situ Culture and Analysis (ISCA) method. In the harvest procedure, the cells are exposed to colcemid and hypotonic solution, and then fixed with glacial acetic acid and methanol. Metaphase preparations are routinely stained by G-banding, but other staining methods are frequently employed as needed. Twenty metaphases from 3 or more primary cultures are examined. In cases of pseudomosaicism or when true mosaicism is suspected, up to 6 different primary cultures are analyzed. Five or more metaphases are stored in a computer-based imaging system and karyograms are made from 2 or more representative metaphases.(Arsham, Marilyn S., et al. editors. The AGT Cytogenetics Laboratory Manual. 4th ed. Wiley-Blackwell; 2017; Spurbeck JL, Carlson RO, Allen JE, Dewald GW. Culturing and robotic harvesting of bone marrow, lymph nodes, peripheral blood, fibroblasts, and solid tumors with in situ techniques. Cancer Genet Cytogenet. 1988;32:59-66) | 9 to 14 days | Any remaining specimen is discarded at the time results are reported. | This test was developed and its performance characteristics determined by Mayo Clinic in a manner consistent with CLIA requirements. It has not been cleared or approved by the US Food and Drug Administration. | 88235, 88291-Tissue culture for amniotic fluid or chorionic villus cells, Interpretation and report88267 w/modifier 52-Chromosome analysis, amniotic fluid or chorionic villus, <15 cells, 1 karyotype with banding (if appropriate)88267-Chromosome analysis, amniotic fluid or chorionic villus, 15 cells, 1 karyotype with banding (if appropriate)88267, 88285-Chromosome analysis, amniotic fluid or chorionic villus, <15 cells, 1 karyotype with banding (if appropriate) | Chromosomes, Chorionic Villus Samp | 62350-4 | 52326 | Released By | 18771-6
CHRCB | Chromosome Analysis, Congenital Disorders, Blood | Diagnosis of congenital chromosome abnormalities, including aneuploidy, structural abnormalities, and balanced rearrangements | Cell Culture with Mitogens followed by Chromosome Analysis | Yes | Chromosomes, Congenital, Blood | This test includes a charge for cell culture of fresh specimens and professional interpretation of results. Analysis charges will be incurred for total work performed, and generally include 2 banded karyograms and the analysis of 20 metaphase cells. If no metaphase cells are available for analysis, no analysis charges will be incurred. If additional analysis work is required, additional charges may be incurred. | Submit only 1 of the following specimens: Specimen Type:Whole blood Container/Tube:Green top (sodium heparin) Specimen Volume:4 mL Collection Instructions: 1. Invert several times to mix blood. 2. Other anticoagulants are not recommended and are harmful to the viability of the cells. 3.Label specimen as whole blood. Specimen Type:Cord blood Container/Tube:Green top (sodium heparin) Specimen Volume:As much as possible Collection Instructions: 1. Invert several times to mix blood. 2. Other anticoagulants are not recommended and are harmful to the viability of the cells. 3.Label specimen as cord blood. | 2 mL | Chromosome analysis is appropriate for individuals with clinical features including infertility, multiple miscarriages, delayed puberty, ambiguous genitalia, amenorrhea, or individuals with clinical features suggestive of an aneuploidy syndrome, including Down syndrome, Turner syndrome, Klinefelter syndrome, Trisomy 13 syndrome, and Trisomy 18 syndrome. A chromosomal microarray study (CMACB / Chromosomal Microarray, Congenital, Blood) is recommended as the first-tier test (rather than a congenital chromosome study) to detect clinically relevant gains or losses of chromosomal material for individuals with multiple anomalies not specific to well-delineated genetic syndromes, individuals with apparently nonsyndromic developmental delay or intellectual disability, and individuals with autism spectrum disorders. Chromosome analysis may be appropriate for this patient population if microarray has been performed with normal results. Some chromosome rearrangements are balanced (no gain or loss of material) and, therefore, not detectable by chromosomal microarray. In rare situations these rearrangements may interrupt gene functioning and have the potential to cause abnormal clinical features. Limitations: A normal karyotype (46,XX or 46,XY with no apparent chromosome abnormality) does not eliminate the possibility of abnormal clinical features such as those caused by submicroscopic cytogenetic abnormalities, molecular mutations, and environmental factors (ie, teratogen exposure). Chromosomal mosaicism may be missed due to statistical sampling error (rare) and subtle structural chromosome abnormalities can occasionally be missed. | An interpretive report will be provided. | When interpreting results, the following factors need to be considered: -Some chromosome abnormalities are balanced (no apparent gain or loss of genetic material) and may not be associated with birth defects. However, balanced abnormalities often cause infertility and, when inherited in an unbalanced fashion, may result in birth defects in the offspring. -A normal karyotype (46,XX or 46,XY with no apparent chromosome abnormality) does not eliminate the possibility of birth defects such as those caused by submicroscopic cytogenetic abnormalities, molecular mutations, and environmental factors (ie, teratogen exposure). It is recommended that a qualified professional in Medical Genetics communicate all abnormal results to the patient. | This test is not appropriate for acquired hematologic disorders, including the following malignancies: chronic myelocytic leukemia, acute myelocytic leukemia, acute lymphocytic leukemia, chronic lymphocytic leukemia, lymphoma, and leukemia. This test is not appropriate as a first-tier test for detecting gains or losses of chromosomal material for individuals with intellectual disability, developmental delay, autism, dysmorphic features, birth defects, behavior disorders, learning disability, or cognitive impairment. Interfering factors: -Cell lysis caused by forcing the blood quickly through the needle -Use of an improper anticoagulant or improperly mixing the blood with the anticoagulant -Excessive transport time -Inadequate amount of blood may not permit adequate analysis -Improper packaging may result in broken, leaky, and contaminated specimen during transport -Exposure of the specimen to temperature extremes (freezing or >30 degrees C) may kill cells and interfere with attempts to culture cells | 1. McKinlay Gardner RJ, Amor DJ, eds. Amor, Gardner and Sutherland's Chromosome Abnormalities and Genetic Counseling, 5th ed. Oxford Monographs on Medical Genetics, 2018 2. Manning M, Hudgins L. Professional Practice and Guidelines Committee: Array-based technology and recommendations for utilization in medical genetics practice for detection of chromosomal abnormalities. Genet Med. 2010;12(11):742-745 3. Sheets KB, Crissman BG, Feist CD, et al. Practice guidelines for communicating a prenatal or postnatal diagnosis of Down syndrome: recommendations of the national society of genetic counselors. J Genet Couns. 2011;20(5):432-441 4. Practice Committee of the American Society for Reproductive Medicine. Evaluation and treatment of recurrent pregnancy loss: a committee opinion. Fertil Steril. 2012;98(5):1103-1111 5. Committee opinion no. 605: primary ovarian insufficiency in adolescents and young women. Obstet Gynecol. 2014;124(1):193-197 | The cytogenetic procedure to study cells from peripheral blood is designed to reduce the problems from the common interfering factors. A portion of the whole blood is transferred to a flask containing media and a cell mitogen. The cells are incubated for 66 to 72 hours at 37 degrees C. In the harvesting process, the cells are exposed to colcemid, ethidium bromide, and hypotonic solution and are fixed with glacial acetic acid and methanol. Metaphase cells are dropped onto microscope slides and routinely stained by G-banding. Other staining methods are employed as needed. Twenty metaphases are usually examined. In cases with suspected mosaicism, 30 or more metaphases are analyzed.In cases in which testing is ordered for confirmation of a known familial chromosome abnormality, an abbreviated study consisting of the analysis of 5 total metaphases may be performed.Minimal evidence for the presence of an abnormality is defined as 2 or more metaphases with the same structural abnormality or chromosome gain (trisomy), or 3 or more metaphases lacking the same chromosome. Five or more digitized images of metaphases are stored in a computer-based imaging system and karyograms are made from 2 or more representative metaphases.(Arsham MS, Barch MJ, Lawce HJ, eds. The AGT Cytogenetics Laboratory Manual. 4th ed. John Wiley and Sons; 2017; Spurbeck JL, Carlson RO, Allen JE, Dewald GW: Culturingand robotic harvesting of bone marrow, lymph nodes, peripheral blood, fibroblasts, and solid tumors with in situ techniques. Cancer Genet Cytogenet. 1988;32[1]:59-66) | 10 days | 4 weeks | This test was developed and its performance characteristics determined by Mayo Clinic in a manner consistent with CLIA requirements. It has not been cleared or approved by the US Food and Drug Administration. | 88230, 88291- Tissue culture for Lymphocytes, Interpretation and report88262 w/modifier 52-Chromosome analysis less than15 cells (if appropriate)88262-Chromosome analysis with 15 to 20 cells (if appropriate)88262, 88285-Chromosome analysis with greater than 20 cells (if appropriate)88280-Chromosome analysis, greater than 2 karyotypes (if appropriate)88283-Additional specialized banding technique (if appropriate) | Chromosomes, Congenital, Blood | 81862-5 | 52373 | Released By | 18771-6
CHRHB | Chromosome Analysis, Hematologic Disorders, Blood | Assisting in the classification and follow-up of certain malignant hematological disorders when bone marrow is not available This test isnot useful forcongenital disorders. | Cell Culture without Mitogens followed by Chromosome Analysis | Yes | Chromosomes, Hematologic, Blood | This test includes a charge for cell culture of fresh specimens and professional interpretation of results. Analysis charges will be incurred for total work performed, and generally include 2 banded karyograms and the analysis of 20 metaphase cells. If no metaphase cells are available for analysis, no analysis charges will be incurred. If additional analysis work is required, additional charges may be incurred. | Container/Tube: Preferred:Yellow top (ACD) Acceptable:Green top (sodium heparin) or lavender top (EDTA) Specimen Volume:6 mL Collection Instructions: 1.Invert several times to mix blood. 2. Send whole blood specimen in original tube.Do notaliquot. | 3 mL | Chromosomal abnormalities play a central role in the pathogenesis, diagnosis, and monitoring of treatment of many hematologic disorders. Whenever possible, it is best to do chromosome studies for neoplastic hematologic disorders on bone marrow. Bone marrow studies are more sensitive and the chances of finding metaphases are about 95%, compared with only a 60% chance for blood studies. When it is not possible to collect bone marrow, chromosome studies on blood may be useful. When blood cells are cultured in a medium without mitogens, the observation of any chromosomally abnormal clone may be consistent with a neoplastic process. Conventional chromosome studies of B-cell disorders are not always successful because B lymphocytes do not proliferate well in cell culture. The agent CpG 7909 (CpG) is a synthetic oligodeoxynucleotide that binds to the Toll-like receptor 9 (TLR9) present on B cells, causing B-cell activation. In the laboratory setting, CpG may be used as a mitogen to stimulate B cells in patient specimens, thus allowing identification of chromosome abnormalities. CpG stimulation reveals an abnormal karyotype in approximately 80% of patients with of chronic lymphocytic leukemia, and the karyotype is complex in 20% to 25% of cases. Several studies have reported that increased genetic complexity revealed by CpG-stimulated chromosome studies confers a less favorable time to first treatment, treatment response, and overall survival. For more information seeMultiple Myeloma: Laboratory Screening. | An interpretative report will be provided. | The presence of an abnormal clone usually indicates a malignant neoplastic process. The absence of an apparent abnormal clone in blood may result from a lack of circulating abnormal cells and not from an absence of disease. On rare occasions, the presence of an abnormality may be associated with a congenital abnormality and thus, not related to a malignant process. When this situation is suspected, consultation with a Clinical Geneticist is recommended. | Interfering factors: Technical: -Cell lysis caused by forcing blood quickly through the needle at collection -Use of an improper anticoagulant or improperly mixing the blood with the anticoagulant -Clotted blood specimen -Excessive transport time -Exposure of the specimen to extreme temperature Biological: -Abnormalities missed due to sampling error -Subtle structural chromosome abnormalities may not be detected by conventional chromosome analysis -Neoplastic cells not dividing or not circulating in the bloodstream | 1.Swerdlow et al. WHO Classification of Tumours of Haematopoietic and Lymphoid Tissues. IARC Press:Lyon, 2017 2. Dewald GW, Ketterling RP, Wyatt WA, Stupca PJ. Cytogenetic studies in neoplastic hematologic disorders. In: McClatchey KD, ed. Clinical Laboratory Medicine. 2nd ed. Williams and Wilkens; 2002:658-685 2. Rigolin GM, Cibien F, Martinelli S, et al. Chromosome aberrations detected by conventional karyotyping using novel mitogens in chronic lymphocytic leukemia with "normal" FISH: correlations with clinicobiological parameters. Blood. 2012;119(10):2310-2313 | A cell count is performed to establish a plating volume. Based on the cell count, a corresponding volume of blood is added to 2culture flasks containing culture medium and incubated for 24 to 48 hoursat 37 degrees C. In the harvest process, the cells are exposed to Colcemid and hypotonic solution and then fixed with glacial acetic acid and methanol. Metaphase cells are dropped onto microscope slides and are stained by G-banding. Other staining methods are employed as needed. Twenty metaphases are usually examined. If a clone is suspected, but not confirmed within 20 metaphases, 30 metaphases will be analyzed. Minimal evidence for the presence of an abnormal clone is defined as 2 or more metaphases with the same structural abnormality or chromosome gain (trisomy), or 3 or more metaphases lacking the same chromosome. All cells analyzed are captured using a computerized imaging system, and 1 or more karyograms from each clone are prepared to document the abnormality and to permit systematic interpretation of the abnormalities When a specimen is received from a patient 30 years of age or older with a reason for testing of chronic lymphocytic leukemia, small lymphocytic lymphoma, lymphocytosis, or Waldenstrom macroglobulinemia, a CpG-stimulated culture will be added and 10 additional cells will be analyzed. Additional metaphases may be analyzed from the unstimulated or CpG-stimulated cell cultures if necessary to provide an accurate interpretation. All metaphases are captured using a computerized imaging system, and 1 or more karyograms from each clone are prepared to document the type of abnormality and to permit systematic interpretation of the abnormalities.(Arsham, Marilyn S., et al. eds. The AGT Cytogenetics Laboratory Manual. 4thed. Wiley-Blackwell, 2017) | 9 to 11 days | 3 weeks | This test was developed and its performance characteristics determined by Mayo Clinic in a manner consistent with CLIA requirements. It has not been cleared or approved by the US Food and Drug Administration. | 88237, 88291-Tissue culture for neoplastic disorders; bone marrow, blood, Interpretation and report88264 w/ modifier 52-Chromosome analysis with less than 20 cells (if appropriate)88264-Chromosome analysis with 20 to 25 cells (if appropriate)88264,88285-Chromosome analysis with greater than 25 cells (if appropriate)88283-Additional specialized banding technique (if appropriate) | Chromosomes, Hematologic, Blood | 62348-8 | 52398 | Released By | 18771-6
CHRBM | Chromosome Analysis, Hematologic Disorders, Bone Marrow | Assisting in the diagnosis and classification of certain malignant hematological disorders in bone marrow specimens Evaluating the prognosis in patients with certain malignant hematologic disorders Monitoring effects of treatment Monitoring patients in remission | Cell Culture without Mitogens followed by Chromosome Analysis | Yes | Chromosomes, Hematologic, BM | This test includes a charge for cell culture of fresh specimens and professional interpretation of results. Analysis charges will be incurred for total work performed, and generally include 2 banded karyograms and the analysis of 20 metaphase cells. If no metaphase cells are available for analysis, no analysis charges will be incurred. If additional analysis work is required, additional charges may be incurred. | Container/Tube: Preferred:Yellow top (ACD) Acceptable:Green top (sodium heparin) or lavender top (EDTA) Specimen Volume:2 to 3 mL Collection Instructions: 1. It is preferable to send the first aspirate from the bone marrow collection. 2. Invert several times to mix bone marrow. | See Specimen Required | Chromosomal abnormalities play a central role in the pathogenesis, diagnosis, and treatment monitoring of many hematologic disorders. Cytogenetic studies on bone marrow may be helpful in many malignant hematologic disorders as the observation of a chromosomally abnormal clone may be consistent with a neoplastic process. Certain chromosome abnormalities may help classify a malignancy. As examples, the Philadelphia (Ph) chromosome, also referred to as der(22)t(9;22)(q34;q11.2), is usually indicative of chronic myeloid leukemia (CML) or acute leukemia; t(8;21)(q22;q22) defines a specific subset of patients with acute myeloid leukemia; and t(8;14)(q24.1;q32) is associated with Burkitt lymphoma. Cytogenetic studies are also used to monitor patients with hematologic neoplasia and may identify disease progression, such as the onset of blast crisis in CML, which is often characterized by trisomy 8, isochromosome 17q, and multiple Ph chromosomes. Conventional chromosome studies of B-cell disorders are not always successful because B lymphocytes do not proliferate well in cell culture. The agent CpG 7909 (CpG) is a synthetic oligodeoxynucleotide that binds to the Toll-like receptor 9 (present on B cells, causing B-cell activation. In the laboratory setting, CpG may be used as a mitogen to stimulate B cells in patient specimens, thus allowing identification of chromosome abnormalities. CpG stimulation reveals an abnormal karyotype in approximately 80% of patients with chronic lymphocytic leukemia, and the karyotype is complex in 20% to 25% of cases. Several studies have reported that increased genetic complexity revealed by CpG-stimulated chromosome studies confers a less favorable time to first treatment, treatment response, and overall survival. | An interpretative report will be provided. | To ensure the best interpretation, it is important to provide some clinical information to verify the appropriate type of cytogenetic study is performed. The following factors are important when interpreting the results: -Although the presence of an abnormal clone usually indicates a malignant neoplastic process, in rare situations, the clone may reflect a benign condition. -The absence of an abnormal clone may be the result of specimen collection from a site that is not involved in the neoplasm or may indicate that the disorder is caused by submicroscopic abnormalities that cannot be identified by chromosome analysis. -On rare occasions, the presence of an abnormality may be associated with a constitutional abnormality that is not related to a malignant neoplastic process. Follow-up with a medical genetics consultation is recommended. -On occasion, bone marrow chromosome studies are unsuccessful. If clinical information has been provided, there may be a fluorescence in situ hybridization study option that could be performed. | In some cases, fluorescence in situ hybridization (FISH) studies may detect some disorders better than conventional chromosome studies: -For plasma cell proliferative disorders such as multiple myeloma, FISH studies will detect chromosome anomalies with prognostic significance much more often than conventional chromosome studies. In this situation, PCPDS / Plasma Cell Proliferative Disorder, High-Risk with Reflex Probes, Diagnostic FISH Evaluation, Bone Marrow is recommended. Interfering factors: Technical: -Insufficient bone marrow specimen -Use of an improper anticoagulant or improperly mixing the blood with the anticoagulant -Clotted bone marrow specimen -Excessive transport time -Exposure of the specimen to extreme temperature -Not processing the bone marrow as indicated before shipping the specimen -Not sending the first aspirate from the patient's bone marrow collection Biological: -Abnormalities missed due to sampling error -Subtle structural chromosome abnormalities may not be detected by conventional chromosome analysis -Neoplastic cells not dividing or not present in bone marrow | 1.Mellors PW, Binder M, Ketterling RH, et al. Metaphase cytogenetics and plasma cell proliferation index for risk stratification in newly diagnosed multiple myeloma.Blood Adv.2020;4(10):2236-2244 2. Dewald GW, Ketterling RP, Wyatt WA, Stupca PJ. Cytogenetic studies in neoplastic hematologic disorders. In: McClatchey KD, ed. Clinical Laboratory Medicine. 2nd ed. Williams and Wilkens; 2002:658-685 3. Rigolin GM, Cibien F, Martinelli S, et al. Chromosome aberrations detected by conventional karyotyping using novel mitogens in chronic lymphocytic leukemia with "normal" FISH: correlations with clinicobiological parameters. Blood. 2012;119(10):2310-2313 4. Swerdlow et al. WHO Classification of Tumours of Haematopoietic and Lymphoid Tissues. IARC Press:Lyon, 2017 | A cell count is performed on the specimen to establish a plating volume. Based on the cell count, a corresponding volume of bone marrow is added to 2 culture flasks containing culture medium and incubated. In the harvest process, the cells are exposed to colcemid and hypotonic solution, and are then fixed. Metaphase cells are dropped onto microscope slides and are stained by G-banding. Other staining methods are employed as needed. Twenty metaphases are usually examined. If a clone is suspected, but not confirmed within 20 metaphases, 30 metaphases will be analyzed. Minimal evidence for the presence of an abnormal clone is defined as 2 or more metaphases with the same structural abnormality or chromosome gain (trisomy), or 3 or more metaphases lacking the same chromosome. All cells analyzed are captured using a computerized imaging system, and one or more karyograms from each clone are prepared to document the type of abnormality and to permit systematic interpretation of the anomalies. When a specimen is received from a patient age 30 or older with a reason for testing of chronic lymphocytic leukemia, small lymphocytic lymphoma, lymphocytosis, or Waldenstrom macroglobulinemia, a CpG-stimulated culture will be added and 10 additional cells will be analyzed. Additional metaphases may be analyzed from the unstimulated or CpG-stimulated cell cultures if necessary to provide an accurate interpretation. All metaphases are captured using a computerized imaging system, and one or more karyograms from each clone are prepared to document the type of abnormality and to permit systematic interpretation of the abnormalities.(Arsham, Marilyn S., et al. eds. The AGT Cytogenetics Laboratory Manual. 4thed. Wiley-Blackwell, 2017) | 9 to 11 days | 4 weeks | This test was developed and its performance characteristics determined by Mayo Clinic in a manner consistent with CLIA requirements. It has not been cleared or approved by the US Food and Drug Administration. | 88237, 88291-Tissue culture for neoplastic disorders; bone marrow, blood, Interpretation and report88264 w/ modifier 52-Chromosome analysis with less than 20 cells (if appropriate)88264-Chromosome analysis with 20 to 25 cells (if appropriate)88264, 88285-Chromosome analysis with greater than 25 cells (if appropriate)88283-Additional specialized banding technique (if appropriate) | Chromosomes, Hematologic, BM | 81861-7 | 52365 | Released By | 18771-6
COGBL | Chromosome Analysis, Hematologic Disorders, Children's Oncology Group Enrollment Testing, Blood | Evaluation of pediatric blood specimens for chromosomal abnormalities associated with hematologic malignancies for diagnostic and prognostic purposesin patients being considered forenrollmentin Children's Oncology Group clinical trials and researchprotocols This test isnot useful forcongenital disorders. | Cell Culture without Mitogens followed by Chromosome Analysis | Yes | COG-Chromosomes, Hematologic, Blood | This test is only performed on specimens from pediatric patients who are candidates for enrollment in Children's Oncology Group (COG) clinical trials and research protocols. | Specimen Type:Blood Container/Tube: Preferred:Yellow top (ACD) Acceptable:Green top (sodium heparin) or lavender top (EDTA) Specimen Volume:6 mL Collection Instructions:Invert several times to mix blood. | 3 mL | Clonal chromosomal abnormalities play a central role in the pathogenesis, diagnosis, and treatment monitoring of pediatric hematologic malignancies. Whenever possible, it is best to do chromosome studies for neoplastic hematologic disorders on bone marrow. Bone marrow studies are more sensitive and the chances of finding metaphases are about 95%, compared with only a 60% chance for blood studies. When it is not possible to collect bone marrow, chromosome studies on blood may be useful. When blood cells are cultured in a medium without mitogens, the observation of any chromosomally abnormal clone may be consistent with a neoplastic process. Characteristic chromosome rearrangements and copy number patterns may help classify a pediatric hematologic malignancy. For example, t(1;19)(q23;p13.3) is typically observed in B-cell acute lymphoblastic leukemia/lymphoma and t(8;21)(q22;q22) defines a specific subset of patients with acute myeloid leukemia; while t(7;14)(q35;q11.2) is associated with T-lymphoblastic leukemia/lymphoma. Confirmation of classic gene fusions associated with the above translocations together with evaluation for other recurrent abnormalities are available within the appropriate Children's Oncology Group (COG) fluorescence in situ hybridization (FISH) panels; COGBF / B-Cell Acute Lymphoblastic Leukemia/Lymphoma (ALL), Children's Oncology Group Enrollment Testing, FISH, Varies; COGTF / T-Cell Acute Lymphoblastic Leukemia/Lymphoma (ALL), Children's Oncology Group Enrollment Testing, FISH, Varies; and COGMF / Acute Myeloid Leukemia (AML), Children's Oncology Group Enrollment Testing, FISH, Varies. Some rearrangements identified by chromosomal analysis may be extremely rare but are known, recurrent entities for which the Mayo Clinic Genomics Laboratory has the most extensive catalogue of FISH testing to confirm the corollary gene fusions. Metaphase FISH confirmation of classic translocations which are cryptic and not visually detectable by chromosome analysis [ie, t(12;21)] associated with ETV6/RUNX1 fusion) is performed as required by COG and is included as part of the electronic case submission by the Mayo Clinic Genomics Laboratory to COG for central review. Additional cytogenetic techniques such as chromosomal microarray (CMAH / Chromosomal Microarray, Hematologic Disorders, Varies) may be helpful to resolve questions related to ploidy (hyperdiploid clone vs doubled hypodiploid clone) or to resolve certain clonal structural rearrangements such as the presence or absence of intrachromosomal amplification of chromosome 21 (iAMP21). | An interpretative report will be provided. | The presence of an abnormal clone usually indicates a malignant neoplastic process. The absence of an apparent abnormal clone in blood may result from a lack of circulating abnormal cells and not from an absence of disease. On rare occasions, the presence of an abnormality may be associated with a congenital abnormality and, thus, not related to a malignant process. When this situation is suspected, follow-up with a medical genetics consultation is recommended. | Interfering factors: Technical: -Cell lysis caused by forcing blood quickly through the needle at collection -Use of an improper anticoagulant or improperly mixing the blood with the anticoagulant -Clotted blood specimen -Excessive transport time -Exposure of the specimen to extreme temperature Biological: -Abnormalities missed due to sampling error -Subtle structural chromosome abnormalities may not be detected by conventional chromosome analysis -Neoplastic cells not dividing or not circulating in the bloodstream | 1. Dewald GW, Ketterling RP, Wyatt WA, Stupca PJ. Cytogenetic studies in neoplastic hematologic disorders. In: McClatchey KD, ed. Clinical Laboratory Medicine. 2nd ed. Williams and Wilkens; 2002: 658-685 2. Rigolin GM, Cibien F, Martinelli S, et al. Chromosome aberrations detected by conventional karyotyping using novel mitogens in chronic lymphocytic leukemia with "normal" FISH: correlations with clinicobiological parameters. Blood. 2012;119(10):2310-2313 3. Swerdlow SH,Campo E, HarrisNL, et al, eds.WHO Classification of Tumours of Haematopoietic and Lymphoid Tissues. IARC Press; 2017 4. Arber DA, Borowitz MJ, Cessna M, et al. Initial Diagnostic Workup of Acute Leukemia: Guideline from the College of American Pathologists and the American Society of Hematology. Arch Pathol Lab Med. 2017;141(10):1342-1393 | A cell count is performed to establish a plating volume. Based on the cell count, a corresponding volume of blood is added to 2culture flasks containing culture medium and incubated for 24 to 48 hoursat 37 degrees C. In the harvest process, the cells are exposed to Colcemid and hypotonic solution, and are fixed with glacial acetic acid and methanol. Metaphase cells are dropped onto microscope slides and are stained by G-banding. Other staining methods are employed as needed. Twenty metaphases are usually examined. If a clone is suspected, but not confirmed within 20 metaphases, 30 metaphases will be analyzed. Minimal evidence for the presence of an abnormal clone is defined as 2 or more metaphases with the same structural abnormality or chromosome gain (trisomy), or 3 or more metaphases lacking the same chromosome. All cells analyzed are captured using a computerized imaging system, and 1 or more karyograms from each clone are prepared to document the abnormality and to permit systematic interpretation of the abnormalities.(Arsham, Marilyn S., et al. eds. The AGT Cytogenetics Laboratory Manual. 4thed. Wiley-Blackwell, 2017) | 9 to 11 days | 4 weeks | This test was developed and its performance characteristics determined by Mayo Clinic in a manner consistent with CLIA requirements. It has not been cleared or approved by the US Food and Drug Administration. | 88237, 88291-Tissue culture for neoplastic disorders; bone marrow, blood, Interpretation and report88264 w/ modifier 52-Chromosome analysis with less than 20 cells (if appropriate)88264-Chromosome analysis with 20 to 25 cells (if appropriate)88264, 88285-Chromosome analysis with greater than 25 cells (if appropriate)88283-Additional specialized banding technique (if appropriate) | COG-Chromosomes, Hematologic, Blood | 62386-8 | 602323 | Released By | 18771-6
COGBM | Chromosome Analysis, Hematologic Disorders, Children's Oncology Group Enrollment Testing, Bone Marrow | Evaluation of pediatric bone marrow specimens for chromosomal abnormalities associated with hematologic malignancies for diagnostic and prognostic purposesin patients being considered forenrollmentinChildren's Oncology Groupclinical trials and researchprotocols using bone marrow specimens | Cell Culture without Mitogens followed by Chromosome Analysis | Yes | COG-Chromosomes, Hematologic, BM | This test includes a charge for cell culture of fresh specimens and professional interpretation of results. Analysis charges will be incurred for total work performed, and generally include 2 banded karyograms and the analysis of 20 metaphase cells. If no metaphase cells are available for analysis, no analysis charges will be incurred. If additional analysis work is required, additional charges may be incurred. | Specimen Type:Bone marrow Container/Tube: Preferred:Yellow top (ACD) Acceptable:Green top (sodium heparin) or lavender top (EDTA) Specimen Volume:4 mL Collection Instructions: 1. It is preferable to send the first aspirate from the bone marrow collection. 2. Invert several times to mix bone marrow. | 2 mL | Clonal chromosome abnormalities in bone marrow (or peripheral blood or tissue if bone marrow is not available) play a central role in the pathogenesis, diagnosis, and treatment monitoring of pediatric hematologic malignancies. Characteristic chromosome rearrangements and copy number patterns may help classify a pediatric hematologic malignancy. For example, t(1;19)(q23;p13.3) is typically observed in B-cell acute lymphoblastic leukemia/lymphoma and t(8;21)(q22;q22) defines a specific subset of patients with acute myeloid leukemia; while t(7;14)(q35;q11.2) is associated with T-lymphoblastic leukemia/lymphoma. Confirmation of classic gene fusions associated with the above translocations together with evaluation for other recurrent abnormalities are available within the appropriate Children's Oncology Group (COG) fluorescence in situ hybridization (FISH) panels; COGBF / B-Cell Acute Lymphoblastic Leukemia/Lymphoma (ALL), Children's Oncology Group Enrollment Testing, FISH, Varies; COGTF / T-Cell Acute Lymphoblastic Leukemia/Lymphoma (ALL), Children's Oncology Group Enrollment Testing, FISH, Varies; and COGMF / Acute Myeloid Leukemia (AML), Children's Oncology Group Enrollment Testing, FISH, Varies. Some rearrangements identified by chromosomal analysis may be extremely rare but are known recurrent entities for which the Mayo Clinic Genomics Laboratory has the most extensive catalogue of FISH testing to confirm the corollary gene fusions. Metaphase FISH confirmation of classic translocations that are cryptic and not visually detectable by chromosome analysis [ie, t(12;21) associated withETV6/RUNX1fusion] is performed as required by COG and is included as part of the electronic case submission by the Mayo Clinic Genomics Laboratory to COG for central review. Additional cytogenetic techniques such as chromosomal microarray (CMAH / Chromosomal Microarray, Hematologic Disorders, Varies) may be helpful to resolve questions related to ploidy (hyperdiploid clone vs doubled hypodiploid clone) or to resolve certain clonal structural rearrangements such as the presence or absence of intra-chromosomal amplification of chromosome 21 (iAMP21). If the expert cytogeneticist at Mayo Clinic reviewing this test's case feels microarray assay may be of benefit, the client will be contacted. For children in whom disease relapse or a secondary myeloid neoplasm is a concern and enrollment in a new COG protocol is being considered; this test is appropriate for bone marrow chromosome analysis. | An interpretative report will be provided. | The following factors are important when interpreting the results: -Although the presence of an abnormal clone usually indicates a malignant neoplastic process, in rare situations, the clone may reflect a benign condition. -The absence of an abnormal clone may be the result of specimen collection from a site that is not involved in the neoplasm or may indicate that the disorder is caused by submicroscopic abnormalities that cannot be identified by chromosome analysis. -On rare occasions, the presence of an abnormality may be associated with a constitutional abnormality that is not related to a malignant neoplastic process. Follow-up with a medical genetics consultation is recommended. -On occasion, bone marrow chromosome studies are unsuccessful. If clinical information has been provided, we may have a fluorescence in situ hybridization study option that could be performed. | In some cases, fluorescence in situ hybridization studies may detect some disorders better than conventional chromosome studies. Interfering factors: Technical: -Insufficient bone marrow specimen -Use of an improper anticoagulant or improperly mixing the blood with the anticoagulant -Clotted bone marrow specimen -Excessive transport time -Exposure of the specimen to extreme temperature -Not processing the bone marrow as indicated before shipping the specimen -Not sending the first aspirate from the patient's bone marrow collection Biological: -Abnormalities missed due to sampling error -Subtle structural chromosome abnormalities may not be detected by conventional chromosome analysis -Neoplastic cells not dividing or not present in bone marrow | 1. Dewald GW, Ketterling RP, Wyatt WA, Stupca PJ. Cytogenetic studies in neoplastic hematologic disorders. In: McClatchey KD, ed. Clinical Laboratory Medicine. 2nd ed. Williams and Wilkens; 2002:658-685 2. De Haas V, Ismaila N, Advani A, et al.Initial diagnostic work-up of acute leukemia: ASCO Clinical Practice Guideline Endorsement of the College of American Pathologists and American Society of Hematology Guideline.J Clin Oncol.2019;37(3):239-253 3. Swerdlow SH,Campo E, HarrisNL, et al, eds.WHO Classification of Tumours of Haematopoietic and Lymphoid Tissues. IARC Press; 2017 4. Arber DA, Borowitz MJ, Cessna M, et al. Initial diagnostic workup of acute leukemia: Guideline from the College of American Pathologists and the American Society of Hematology. Arch Pathol Lab Med. 2017;141(10):1342-1393 | The test is only performed on specimens from pediatric patients being considered for enrollment in a Children's Oncology Group protocol. A cell count is performed on the specimen to establish a plating volume. Based on the cell count, a corresponding volume of bone marrow is added to 2 culture flasks containing culture medium and incubated for 24 to 48 hours at 37 degrees C. In the harvest process, the cells are exposed to Colcemid and hypotonic solution, and are fixed with glacial acid and methanol. Metaphase cells are dropped onto microscope slides and are stained by G-banding. Other staining methods are employed as needed. Twenty metaphases are usually examined. If a clone is suspected, but not confirmed within 20 metaphases, 30 metaphases will be analyzed. Minimal evidence for the presence of an abnormal clone is defined as 2 or more metaphases with the same structural abnormality or chromosome gain (trisomy), or 3 or more metaphases lacking the same chromosome. All metaphases are captured using a computerized imaging system, and 1 or more karyograms from each clone are prepared to document the type of abnormality and to permit systematic interpretation of the abnormalities.(Arsham, Marilyn S., et al. eds. The AGT Cytogenetics Laboratory Manual. 4thed. Wiley-Blackwell, 2017) | 9 to 11 days | 4 weeks | This test was developed and its performance characteristics determined by Mayo Clinic in a manner consistent with CLIA requirements. It has not been cleared or approved by the US Food and Drug Administration. | 88237, 88291-Tissue culture for neoplastic disorders; bone marrow, blood, Interpretation and report88264 w/ modifier 52-Chromosome analysis with less than 20 cells (if appropriate)88264-Chromosome analysis with 20 to 25 cells (if appropriate)88264, 88285-Chromosome analysis with greater than 25 cells (if appropriate)88283-Additional specialized banding technique (if appropriate) | COG-Chromosomes, Hematologic, BM | 62386-8 | 602314 | Released By | 18771-6
CHRTI | Chromosome Analysis, Skin Biopsy | Diagnosis of mosaic congenital chromosome abnormalities, including mosaic aneuploidy and mosaic structural abnormalities Subsequent chromosome analysis when results from peripheral blood are inconclusive | Cell Culture followed by Chromosome Analysis | Yes | Chromosomes, Skin Biopsy | This test includes a charge for cell culture of fresh specimens and professional interpretation of results. Analysis charges will be incurred for total work performed, and generally include 2 banded karyograms and the analysis of 20 metaphase cells. If no metaphase cells are available for analysis, no analysis charges will be incurred. If additional analysis work is required, additional charges may be incurred. | Specimen Type:Skin biopsy Container/Tube:Sterile container with sterile RPMI transport media, Ringer's solution, or normal saline-RPMI transport media (T095-Petri dish is not needed for this test). Specimen Volume:4 mm diameter Collection Instructions: 1. Wash biopsy site with an antiseptic soap. 2. Thoroughly rinse area with sterile water. 3. Do not use alcohol or iodine preparations. 4. A local anesthetic may be used. 5. Biopsy specimens are best taken by punch biopsy to include full thickness of dermis. | 4 mm punch biopsy | Chromosomal abnormalities cause a wide range of disorders associated with birth defects and congenital diseases. Usually, the abnormalities can be demonstrated in peripheral blood, which is readily available. Chromosome analysis on skin fibroblasts may be indicated when the results from peripheral blood are inconclusive or in clinical circumstances such as suspected cases of chromosome mosaicism, confirmation of new chromosome disorders, or some dermatological disorders. Subtle structural chromosomal anomalies can occasionally be missed. Chromosomal mosaicism may be missed due to statistical sampling error (rare). | An interpretative report will be provided. | When interpreting results, the following factors need to be considered: -Some chromosome abnormalities are balanced (no apparent gain or loss of genetic material) and may not be associated with birth defects. However, balanced abnormalities often cause infertility and,when inherited in an unbalanced fashion,may result in birth defects in the offspring. -A normal karyotype (46,XX or 46,XY with no apparent chromosome abnormality)does not eliminate the possibility of birth defects such as those caused by submicroscopic cytogenetic abnormalities, molecular mutations, and environmental factors (ie, teratogen exposure). It is recommended that a qualified professional in Medical Genetics communicate all results to the patient. | Interfering factors: -Transport time should not exceed 2 days. -Inadequate amount of fluid may not permit adequate analysis. -Improper packaging may result in broken, leaky, and contaminated specimen during transport. -Exposure of the specimen to temperature extremes (freezing or > 30 degrees C) may kill cells and interfere with attempts to culture cells. | 1. McKinlay Gardner RJ, Amor DJ, eds. Gardner and Sutherland's Chromosome Abnormalities and Genetic Counseling, 5th ed. Oxford Monographs on Medical Genetics, 2018 2.Gersen S, Keagle M. The Principles of Clinical Cytogenetics. Springer; 2013 3. Azcona C, Bareille P, Stanhop R. Lesson of the week: Turner's syndrome mosaicisim in patients with a normal blood lymphocyte karyotype. BMJ. 1999;318:856-857 4. Woods CG, Bankier A, Curry J, et al. Asymmetry and skin pigmentary anomalies in chromosome mosaicism. J Med Genet. 1994;31(9):694-701 5. Ribeiro Noce T, de Pina-Neto JM, Happle R. Phylloid pattern of pigmentary disturbance in a case of complex mosaicism. Am J Med Genet. 2001;98(2):145-147 | TThe specimen is cut into small pieces and treated with enzymes. The tissue is then placed into tissue culture dishes with Chang and MEM-alpha-medium containing 10% fetal bovine serum and antibiotics to establish a fibroblast culture. The fibroblasts are exposed to ethidium bromide, colcemid, and hypotonic solution and fixed with glacial acetic acid and methanol. Metaphase preparations are routinely stained by G-banding, but other staining methods are frequently employed as needed. At least 20 metaphases are examined. Minimal evidence for the presence of an abnormality is defined as 2 or more metaphases with the same structural abnormality or chromosome gain (trisomy), or 3 or more metaphases lacking the same chromosome. Five to 10 metaphases are captured using a computer-based imaging system and karyograms are prepared from 2 or more representative metaphases.(Arsham MS, Barch MJ, Lawce HJ, eds. The AGT Cytogenetics Laboratory Manual. 4th ed. John Wiley and Sons; 2017) | 23 to 24 days | 4 weeks | This test was developed and its performance characteristics determined by Mayo Clinic in a manner consistent with CLIA requirements. It has not been cleared or approved by the US Food and Drug Administration. | 88233, 88291- Tissue culture for skin/biopsy, Interpretation and report88262 w/modifier 52-Chromosome analysis less than 15 cells(if appropriate)88262-Chromosome analysis with 15 to 120 cells (if appropriate)88262, 88285-Chromosome analysis with greater than 20 cells (if appropriate)88280-Chromosome analysis, greater than 2 karyotypes (if appropriate)88283-Additional specialized banding technique (if appropriate) | Chromosomes, Skin Biopsy | 62353-8 | 52318 | Released By | 18771-6
EOSDF | Chronic Eosinophilia, Diagnostic FISH, Varies | Detecting a neoplastic clone associated with the common chromosome abnormalities seen in patients with myeloid/lymphoid neoplasms with eosinophilia and gene rearrangement (including PDGFRA, PDGFRB, FGFR1, JAK2, and ABL1). Supporting the diagnosis of malignancy if a clone is present An adjunct to conventional chromosome studies. | Fluorescence In Situ Hybridization (FISH) | Yes | Chronic Eosinophilia, Diag FISH | This test includes a charge for the probe application, analysis, and professional interpretation of results for 5 probe sets (11 individual fluorescence in situ hybridization [FISH] probes). Additional charges will be incurred for all reflex or additional probe sets performed. | Submit only 1 of the following specimens: Preferred Specimen Type:Bone marrow Container/Tube: Preferred:Yellow top (ACD) Acceptable:Green top (heparin) or lavender top (EDTA) Specimen Volume:2-3 mL Collection Instructions: 1. It is preferable to send the first aspirate from the bone marrow collection. 2. Invert several times to mix bone marrow. 3. Send bone marrow specimen in original tube.Do not aliquot. Acceptable Specimen Type:Blood Container/Tube: Preferred:Yellow top (ACD) Acceptable:Green top (heparin) or lavender top (EDTA) Specimen Volume:6 mL Collection Instructions: 1. Invert several times to mix blood. 2. Send whole blood specimen in original tube.Do not aliquot. | Blood: 2 mL Bone Marrow: 1 mL | The myeloid/lymphoid neoplasms with eosinophilia and rearrangements ofPDGFRA,PDGFRB,FGFR1andJAK2represent a significantly diverse group of hematologic malignancies. Despite the disparate clinical presentations, which include chronic myeloid neoplasms (chronic myelomonocytic leukemia, chronic myeloproliferative neoplasms, chronic eosinophilic leukemia) versus more acute myeloid and lymphoid neoplasms (acute myeloid leukemia, B- and T-lymphoblastic leukemia/lymphoma and mixed phenotypic acute leukemias), this diagnostic subgroup shares rearrangements involving 4 specific gene regions:PDGFRA,PDGFRB,FGFR1,andJAK2. While conventional chromosome studies may detect many of the rearrangements associated with these gene rearrangements, several are cytogenetically "cryptic," including the most common abnormality involvingPDGFRAactivation. This one megabase submicroscopic, intrachromosomal deletion results in loss of theCHIC2gene region with subsequent fusion of neighboring genesFIP1L1andPDGFRA. In addition to this more common, cryptic deletion, thePDGFRAgene has many translocation partners described (at least 15) that similarly result inPDGFRAupregulation. ThePDGFRB,FGFR1, andJAK2gene regions similarly have numerous translocation/inversion partners described, at least 50 forPDGFRB, 10 forFGFR1, and 40 forJAK2. Despite the significant heterogeneity in gene partners, the identification ofPDGFRA,PDGFRB,FGFR1, andJAK2rearrangements is critical for disease categorization and potential therapeutic intervention. BothPDGFRAandPDGFRBhave the potential for response to targeted tyrosine kinase inhibitor therapies such as imatinib mesylate. Similarly,JAK2rearrangements have the potential for response to targeted inhibitor therapy. Rearrangements ofFGFR1are typically more aggressive and less responsive to targeted inhibitors. While not formally included in the World Health Organization categorization of myeloid/lymphoid neoplasms withPDGFRA,PDGFRB,FGFR1, orJAK2rearrangements, rearrangements of theABL1gene other than with theBCRlocus, can result in similar clinical phenotypes. Thus, theABL1gene region has been included in thisfluorescence in situ hybridizationpanel evaluation to appropriately interrogate this gene region, particularly since these patients may not be identified by conventional karyotype analysis and may significantly benefit from targeted tyrosine kinase therapies. | An interpretive report will be provided. | A neoplastic clone is detected when the percent of cells with an abnormality exceeds the normal reference range for any given probe. The absence of an abnormal clone does not rule out the presence of a neoplastic disorder. | This test is not approved by the US Food and Drug Administration, and it is best used as an adjunct to clinical and pathologic information. Fluorescence in situ hybridization (FISH) is not a substitute for conventional chromosome studies because the latter detects chromosome abnormalities associated with other hematological disorders that would be missed by this FISH panel test. Bone marrow is the preferred sample type for this FISH test. If bone marrow is not available, a blood specimen may be used if there are neoplastic cells in the blood specimen (as verified by a hematopathologist). | Myeloid/lymphoid neoplasms with eosinophilia and gene rearrangement. In: Swerdlow SH, Campo E, Harris NL, et al, eds. WHO Classification of Tumours. Vol 2.WHO Classification of Tumours of Haematopoietic and Lymphoid Tissues. 4th ed. IARC Press; 2017:71-80 | This test is performed using commercially available and laboratory-developedprobes. Rearrangements or deletions involvingCHIC2, PDGFRA, PDGFRB,FGFR1,JAK2, andABL1are detected using a tri or dual-color break-apart (BAP) strategy probe. Dual-color, dual-fusion fluorescence in situ hybridization (D-FISH) strategy probe sets are usedin reflex testing when rearrangements of thePDGFRBandABL1gene are detected.For enumeration and BAP strategy probe sets, 100 interphase nuclei are scored; 200 interphase nuclei are scored when D-FISH probes are used. All results are expressed as the percent abnormal nuclei.(Unpublished Mayo method) | 7 to 10 days | 4 weeks | This test was developed and its performance characteristics determined by Mayo Clinic in a manner consistent with CLIA requirements. It has not been cleared or approved by the US Food and Drug Administration. | 88271 x11, 88275 x5, 88291 x1-FISH Probe, Analysis, Interpretation; 5 probe sets88271 x2, 88275 x1–FISH Probe, Analysis; each additional probe set (if appropriate) | Chronic Eosinophilia, Diag FISH | In Process | 609596 | Released By | 18771-6
EOSMF | Chronic Eosinophilia, Specified FISH, Varies | Detecting a neoplastic clone associated with the common chromosome abnormalities seen in patients with myeloid/lymphoid neoplasms with eosinophilia and gene rearrangement (includingPDGFRA,PDGFRB,FGFR1,JAK2,andABL1) using specified probes set Supporting a diagnosis of malignancy when a clone is present An adjunct to conventional chromosome studies | Fluorescence In Situ Hybridization (FISH) | Yes | Chronic Eosinophilia, Spec FISH | This test includes a charge for the probe application, analysis, and professional interpretation of results for one probe set (2 individualfluorescence in situ hybridization [FISH]probes or 3 individual FISH probes). Additional charges will be incurred for all reflex or additional probe sets performed. | Submit only 1 of the following specimens: Preferred Specimen Type:Bone marrow Container/Tube: Preferred:Yellow top (ACD) Acceptable:Green top (heparin) or lavender top (EDTA) Specimen Volume:2-3 mL Collection Instructions: 1. It is preferable to send the first aspirate from the bone marrow collection. 2. Invert several times to mix bone marrow. 3. Send bone marrow specimen in original tube.Do not aliquot. Acceptable Specimen Type:Blood Container/Tube: Preferred:Yellow top (ACD) Acceptable:Green top (heparin) or lavender top (EDTA) Specimen Volume:6 mL Collection Instructions: 1. Invert several times to mix blood. 2. Send whole blood specimen in original tube.Do not aliquot. | Blood: 2 mL Bone Marrow: 1 mL | The myeloid/lymphoid neoplasms with eosinophilia and rearrangements ofPDGFRA,PDGFRB,FGFR1, andJAK2represent a significantly diverse group of hematologic malignancies. Despite the disparate clinical presentations, which include chronic myeloid neoplasms (chronic myelomonocytic leukemia, chronic myeloproliferative neoplasms, chronic eosinophilic leukemia) versus more acute myeloid and lymphoid neoplasms (acute myeloid leukemia, B- and T-lymphoblastic leukemia/lymphoma and mixed phenotypic acute leukemias), this diagnostic subgroup shares rearrangements involving 4 specific gene regions:PDGFRA,PDGFRB,FGFR1,andJAK2. While conventional chromosome studies may detect many of the rearrangements associated with these gene rearrangements, several are cytogenetically "cryptic", including the most common abnormality involvingPDGFRAactivation. This one megabase submicroscopic, intrachromosomal deletion results in loss of theCHIC2gene region with subsequent fusion of neighboring genesFIP1L1andPDGFRA. In addition to this more common, cryptic deletion, thePDGFRAgene has many translocation partners described (at least 15) that similarly result inPDGFRAupregulation. ThePDGFRB,FGFR1, andJAK2gene regions similarly have numerous translocation/inversion partners described, at least 50 forPDGFRB, 10 forFGFR1, and 40 forJAK2. Despite the significant heterogeneity in gene partners, the identification ofPDGFRA,PDGFRB,FGFR1, andJAK2rearrangements is critical for disease categorization and potential therapeutic intervention. BothPDGFRAandPDGFRBhave the potential for response to targeted tyrosine kinase inhibitor therapies such as imatinib mesylate. Similarly,JAK2rearrangements have the potential for response to targeted inhibitor therapy. Rearrangements ofFGFR1are typically more aggressive and less responsive to targeted inhibitors. While not formally included in the World Health Organization categorization of myeloid/lymphoid neoplasms withPDGFRA,PDGFRB,FGFR1, orJAK2rearrangements, rearrangements of theABL1gene, other than with theBCRlocus, can result in similar clinical phenotypes. Thus, theABL1gene region has been included in this fluorescence in situ hybridization panel evaluation to appropriately interrogate this gene region, particularly since these patients may not be identified by conventional karyotype analysis and may significantly benefit from targeted tyrosine kinase therapies. | An interpretive report will be provided. | A neoplastic clone is detected when the percent of cells with an abnormality exceeds the normal reference range for any given probe. The absence of an abnormal clone does not rule out the presence of a neoplastic disorder. | This test is not approved by the US Food and Drug Administration, and it is best used as an adjunct to clinical and pathologic information. Fluorescence in situ hybridization (FISH) is not a substitute for conventional chromosome studies because the latter detects many chromosome abnormalities associated with other hematological disorders that would be missed by this FISH panel test. Bone marrow is the preferred sample type for this FISH test. If bone marrow is not available, a blood specimen may be used if there are neoplastic cells in the blood specimen (as verified by a hematopathologist). | Myeloid/lymphoid neoplasms with eosinophilia and gene rearrangement. In: Swerdlow SH, Campo E, Harris NL, et al, eds. WHO Classification of Tumours. Vol 2. WHO Classification of Tumours of Haematopoietic and Lymphoid Tissues. 4th ed. IARC Press; 2017:71-80 | This test is performed using commercially available and laboratory-developedprobes. Rearrangements or deletions involvingCHIC2, PDGFRA, PDGFRB,FGFR1,JAK2, andABL1are detected using a tri or dual-color break-apart (BAP) strategy probe. Dual-color, dual-fusion fluorescence in situ hybridization (D-FISH) strategy probe sets are usedin reflex testing when rearrangements of thePDGFRBandABL1gene are detected.For enumeration and BAP strategy probe sets, 100 interphase nuclei are scored; 200 interphase nuclei are scored when D-FISH probes are used. All results are expressed as the percent abnormal nuclei.(Unpublished Mayo method) | 7 to 10 days | 4 weeks | This test was developed and its performance characteristics determined by Mayo Clinic in a manner consistent with CLIA requirements. It has not been cleared or approved by the US Food and Drug Administration. | 88271 x2, 88275 x1, 88291 x1-FISH Probe, Analysis, Interpretation; 1 probe sets88271 x2, 88275 x1-FISH Probe, Analysis; each additional probe set (if appropriate)88271 x1-FISH Probe; coverage for sets containing 3 probes (if appropriate) | Chronic Eosinophilia, Spec FISH | In Process | 614264 | Released By | 18771-6
CHSBP | Chronic Hepatitis B Monitoring Profile, Serum | Evaluating and monitoring individuals with known chronic hepatitis B Monitoring hepatitis B viral infectivity after resolution of acute hepatitis B | Electrochemiluminescence Immunoassay (ECLIA) | Yes | Chronic Hepatitis B Profile, S | If the hepatitis B surface antigen (HBsAg) result is reactive, then HBsAg confirmation will be performed at an additional charge. | Patient Preparation:For 24 hours before specimen collection,patientshould nottake multivitamins or dietary supplements (eg, hair, skin, and nail supplements) containing biotin (vitamin B7). Supplies:Sarstedt Aliquot Tube, 5 mL (T914) Collection Container/Tube:Serum gel (red-toptubes arenot acceptable) Submission Container/Tube:Plastic vial Specimen Volume:1.2 mL Collection Instructions: 1. Centrifuge blood collection tube per manufacturer's instructions (eg, centrifuge and aliquot within 2 hours of collection for BD Vacutainer tubes). 2. Transfer serum into a plastic vial. | 0.9 mL | Hepatitis B virus (HBV) is a DNA virus that is endemic throughout the world. The infection is spread primarily through percutaneous contact with infected blood products (eg, blood transfusion and sharing of needles among injection drug users) and body fluids (eg, sexual contact). The virus is found in virtually every type of human body fluid and is known to be spread through oral and genital contact. HBV can be transmitted from mother to child during delivery through contact with blood and vaginal secretions; it is not commonly transmitted transplacentally. After a course of acute illness, HBV persists in approximately 10% of exposed individuals (ie, chronic hepatitis B). Some of these carriers or chronically infected individuals remain asymptomatic, while others develop chronic liver disease, including cirrhosis and hepatocellular carcinoma. Serum levels of both hepatitis B e antigen (HBeAg) and hepatitis B surface antigen rise rapidly during the period of viral replication. The presence of HBeAg in serum correlates with viral infectivity, the number of infectious virions, and the presence of HBV core antigen in the infected hepatocytes. During recovery from acute hepatitis B, HBeAg level declines and becomes undetectable in the serum, while HBe antibody (anti-HBe) appears and becomes detectable in the serum. Anti-HBe usually remains detectable for many years after recovery from acute HBV infection. In HBV carriers and patients with chronic hepatitis B, positive HBeAg results usually indicate presence of active HBV replication and high infectivity, while a negative HBeAg result indicates very minimal or no HBV replication. Positive anti-HBe results usually indicate inactivity of the virus and low infectivity, and such positive results in the presence of detectable HBV DNA in serum also indicate active viral replication in these patients. | HEPATITIS B SURFACE ANTIGEN: Negative HEPATITIS Be ANTIGEN: Negative HEPATITIS Be ANTIBODY: Negative Interpretation depends on clinical setting. SeeViral Hepatitis Serologic Profiles. | Hepatitis B surface antigen (HBsAg) is the first serologic marker appearing in the serum 6 to 8 weeks following hepatitis B virus (HBV) infection. In acute cases, HBsAg usually disappears 1 to 2 months after the onset of symptoms. Persistence of HBsAg for more than 6 months indicates development of either chronic carrier state or chronic liver disease. HBs antibody appears with the resolution of acute hepatitis B after the disappearance of HBsAg. Anti-HBs also appears as the immune response following a course of inoculation with the hepatitis B vaccine. Hepatitis B core (HBc) IgM and total antibodies appears shortly after the onset of symptoms of HBV infection, and HBc total antibodies may be the only serologic marker remaining years after exposure to hepatitis B. The presence of hepatitis B e antigen correlates with infectivity, the number of viral Dane particles, the presence of core antigen in the nucleus of the hepatocyte, and the presence of viral DNA polymerase in serum. HBe antibody-positivity in a carrier is often associated with chronic asymptomatic infection. If the patient has a sudden exacerbation of disease, testing for anti-hepatitis C and anti-hepatitis D virus (HDV) total is recommended. If HBsAg converts to negative and patient's condition warrants, consider testing for HBs antibody. If HBsAg is confirmed positive, testing for anti-HDV total is recommended. For more information see: -Hepatitis B: Testing Algorithm for Screening, Diagnosis, and Management -Viral Hepatitis Serologic Profiles | Positive hepatitis B surface antigen (HBsAg) results will need to be reported by the healthcare providers to their communicable disease surveillance units of state department of health, as required by law in various states. Disappearance of hepatitis B e antigen (HBeAg) or appearance of anti-HBe in serum does not completely rule-out chronic hepatitis B virus carrier state or infectivity. Serum specimens from individuals taking multivitamins containing biotin or biotin supplements of 20 mg or more per day may have false-negative HBeAg and false-positive HBe antibody results due to interference of biotin with the assay. Such individuals should stop taking these biotin-containing dietary supplements for a minimum of 12 hours before blood collection for this test. Performance characteristics of these assays have not been established in patients younger than 2 years, pregnant women, or in populations of immunocompromised or immunosuppressed patients. These assays are not licensed by the US Food and Drug Administration for testing cord blood samples or screening donors of blood, plasma, human cell, or tissue products. Performance characteristics have not been established for the following specimen characteristics: -Grossly icteric (total bilirubin level of >25 mg/dL) -Grossly lipemic (Intralipid level of >1500 mg/dL) -Grossly hemolyzed (hemoglobin level of >1600 mg/dL) -Containing particulate matter -Cadaveric specimen | 1. LeFevre ML, U.S. Preventive Services Task Force. Screening for hepatitis B virus infection in nonpregnant adolescents and adults: U.S. Preventive Services Task Force recommendation statement. Ann Intern Med. 2014;161(1):58-66. doi:10.7326/M14-1018 2. Jackson K, Locarnini S, Gish R. Diagnostics of hepatitis B virus: Standard of care and investigational. Clin Liver Dis. 2018;12(1):5-11. doi:10.1002/cld.729 3. Coffin CS, Zhou K, Terrault NA. New and old biomarkers for diagnosis and management of chronic hepatitis B virus infection. Gastroenterology. 2019;156(2):355-368. doi:10.1053/j.gastro.2018.11.037 4. WHO guidelines on hepatitis B and C testing. World Health Organization; 2017. Accessed December 19, 2023. Available at www.who.int/publications/i/item/9789241549981 5. Conners EE, Panagiotakopoulos L, Hofmeister MG, et al. Screening and testing for hepatitis B virus infection: CDC recommendations - United States, 2023. MMWR Recomm Rep. 2023;72(1):1-25. doi:10.15585/mmwr.rr7201a1 | Hepatitis B Surface Antigen: The Elecsys HBsAg (hepatitis B surface antigen) II assay is based on the sandwich principle and performed using an electrochemiluminescence immunoassay on the automated cobas e 801 immunochemistry analyzer. HBsAg present in the patient's sample reacts with 2 biotinylated monoclonal anti-HBs, and a mixture of monoclonal anti-HBs and polyclonal anti-HBsAg antibodies labeled with a ruthenium complex react to form a sandwich complex. After addition of streptavidin-coated microparticles (solid phase), the complexes bind to the solid phase via interaction of biotin and streptavidin. The reaction mixture is aspirated into the measuring cell where the microparticles are magnetically captured onto the surface of the electrode. Unbound substances are then washed away, and voltage is applied to the electrode which induces chemiluminescent emission that is measured by a photomultiplier. Test result is determined by comparing the electrochemiluminescence signal generated from the reaction product in the patient's sample to the cutoff index (COI) value set from reagent lot-specific assay calibration.(Package insert: Elecsys HBsAg II. Roche Diagnostics; v3.0, 02/2022) HBsAg Confirmation: The Elecsys HBsAg II Auto Confirm assay is performed using an electrochemiluminescence immunoassay on the automated cobas e 801 immunochemistry analyzer. This test is based on 2 parallel measurements. Patient's sample is treated first with the control pretreatment reagent (PT2) prior to immunoreaction. This measurement serves as a reference. For the second measurement the sample is treated with the confirmatory pretreatment reagent (PT1) prior to immunoreaction. During incubation with confirmatory pretreatment, unlabeled polyclonal anti-HBs are bound to the sample HBsAg and thereby block the binding sites for the labeled antibodies used in the following immunoreaction. The confirmation result (%) is automatically assessed by determining the ratio of both measurements. During testing, the auto-diluted sample is incubated with control pretreatment and confirmatory pretreatment, followed by formation of sandwich complexes of biotinylated monoclonal anti-HBs and a mixture of monoclonal anti-HBs and polyclonal anti-HBs labeled with a ruthenium complex. After addition of streptavidin-coated microparticles (solid phase), the complexes bind to the solid phase via interaction of biotin and streptavidin. The reaction mixture is then aspirated into the measuring cell where the microparticles are magnetically captured onto the surface of the electrode. Unbound substances are then washed away, and voltage is applied to the electrode which induces chemiluminescent emission that is measured by a photomultiplier. Result is determined by comparing the electrochemiluminescence signal generated from the reaction product in the patient's samples to the COI value set from reagent lot-specific assay calibration. The confirmation result (%) is calculated from the ratio of the COI obtained for the measurement with confirmatory pretreatment to the COI obtained for the measurement of control pretreatment reaction.(Package insert: Elecsys HBsAg II Auto Confirm. Roche Diagnostics; v1.0, 12/2020) Hepatitis B Virus e Antigen: The Elecsys HBeAg (hepatitis B e antigen) assay is based on the sandwich principle and performed using an electrochemiluminescence immunoassay on the automated cobas e 801 immunochemistry analyzer. HBeAg present in patient's serum sample reacts with 2 biotinylated monoclonal anti-HBe and a mixture of monoclonal anti-HBe and polyclonal anti-HBe labeled with a ruthenium complex react to form a sandwich complex. After addition of streptavidin-coated microparticles (solid phase), the complexes bind to the solid phase via interaction of biotin and streptavidin. The reaction mixture is aspirated into the measuring cell where the microparticles are magnetically captured onto the surface of the electrode. Unbound substances are then washed away, and voltage is applied to the electrode, which induces chemiluminescent emission that is measured by a photomultiplier. Test result is determined by comparing the electrochemiluminescence signal generated from the patient's sample to the COI value set from reagent lot-specific assay calibration.(Package insert: Elecsys HBeAg. Roche Diagnostics; v1.0, 10/2020) HBe Antibody: The Elecsys Anti-HBe (hepatitis B e antibody) assay is based on the competitive immunoassay principle and performed using an electrochemiluminescence method on the fully automated cobas e 801 immunochemistry analyzer. Anti-HBe present in the patient's sample first binds to the added synthetic HBeAg. The remaining unbound sites on the synthetic HBeAg become occupied with the added biotinylated antibodies and ruthenium complex-labeled antibodies specific for HBeAg. The entire complex becomes bound to the streptavidin-coated microparticles (solid phase) via interaction of biotin and streptavidin. The reaction mixture is then aspirated into the measuring cell where the microparticles are magnetically captured onto the surface of the electrode. Unbound substances are then washed away, and voltage is applied to the electrode, which induces chemiluminescent emission that is measured by a photomultiplier. Test result is determined by comparing the electrochemiluminescence signal generated from the sample to the COI value set from reagent lot-specific assay calibration.(Package insert: Elecsys Anti-HBe. Roche Diagnostics; v1.0, 12/2021) | 1 to 4 days | 14 days | This test has been cleared, approved, or is exempt by the US Food and Drug Administration and is used per manufacturer's instructions. Performance characteristics were verified by Mayo Clinic in a manner consistent with CLIA requirements. | 86707873408735087341 (if appropriate) | Chronic Hepatitis B Profile, S | 95148-3 | H_BAG | HBs Antigen, S | 5196-1
CHBVS | Chronic Hepatitis B Screen, Serum | Diagnosis and evaluation of patients at risk for or suspected of having chronic hepatitis B This test isnot offeredas a screening or confirmatory test for blood donor specimens. This test isnot usefulduring the "window period" of acute hepatitis B virus infection (ie, after disappearance of hepatitis B surface antigen [HBsAg] and prior to appearance of hepatitis B surface antibody). This test isnot usefulas a stand-alone prenatal screening test of HBsAg status in pregnant women. | Electrochemiluminescence Immunoassay (ECLIA) | Yes | Chronic Hepatitis B Screen, S | If the hepatitis B surface antigen (HBsAg) result is reactive, then HBsAg confirmation testingwill be performed at an additional charge. If the HBsAg confirmation resultis positive, then hepatitis B e antigen (HBeAg) and hepatitis B e antibody (anti-HBe) tests will be performedat an additional charge. | Patient Preparation:For 24 hours before specimen collection, patientshould nottake multivitamins or dietary supplements(eg, hair, skin, and nail supplements) containing biotin (vitamin B7). Supplies:Sarstedt Aliquot Tube, 5 mL (T914) Collection Container/Tube:Serum gel (red-top tubes arenot acceptable) Submission Container/Tube:Plastic vial Specimen Volume:1.2 mL Collection Instructions: 1. Centrifuge blood collection tube per manufacturer's instructions (eg, centrifuge and aliquot within 2 hours of collection for BD Vacutainer tubes). 2. Aliquot serum into plastic vial. | 0.9 mL | Hepatitis B virus (HBV) is a DNA virus that is endemic throughout the world. The infection is spread primarily through percutaneous contact with infected blood products (eg, blood transfusion, sharing of needles among injection drug users). The virus is also found in various human body fluids and is known to be spread through oral and genital contact. HBV can be transmitted from mother to child during delivery through contact with blood and vaginal secretions, but it is not commonly transmitted transplacentally. Hepatitis B surface antigen (HBsAg) is the first serologic marker appearing in the serum at 6 to 8 weeks following exposure to HBV. In acute infection, HBsAg usually disappears in 1 to 2 months after the onset of symptoms. Persistence of HBsAg for more than 6 months in duration indicates development of either a chronic carrier state or chronic HBV infection. Serum levels of bothhepatitis B e antigen (HBeAg) and HBsAg rise rapidly during the period of viral replication. The presence of HBeAg in serum correlates with viral infectivity, the number of infectious virions, and the presence of HBV core antigen in the infected hepatocytes. During recovery from acute hepatitis B, HBeAg level declines and becomes undetectable in the serum, while HBe antibody (anti-HBe) appears and becomes detectable in the serum. Anti-HBe usually remains detectable for many years after recovery from acute HBV infection. In HBV carriers and patients with chronic hepatitis B, positive HBeAg results usually indicate presence of active HBV replication and high infectivity, while a negative HBeAg result indicates very minimal or no HBV replication. Positive anti-HBe results usually indicate inactivity of the virus and low infectivity, and such positive results in the presence of detectable HBV DNA in serum also indicate active viral replication in these patients. The following algorithms are available: -Hepatitis B: Testing Algorithm for Screening, Diagnosis, and Management -HBV Infection-Monitoring Before and After Liver Transplantation -Viral Hepatitis Serologic Profiles | Negative SeeViral Hepatitis Serologic Profiles | A reactive screen result (cutoff index value of 1.00 or above) confirmed as positive byhepatitis B surface antigen(HBsAg) confirmatory test (see Method Description) is indicative of acute or chronic hepatitis B or chronichepatitis B virus (HBV)carrier state. Specimens with reactive screen results but negative (ie, not confirmed) HBsAg confirmatory test results are likely to contain cross-reactive antibodies from other infectious or immunologic disorders. Repeat testing at a later date is recommended if clinically indicated. Confirmed presence of HBsAg is frequently associated with HBV replication and infectivity, especially when accompanied by the presence of HBe antigen or detectable HBV DNA. The following algorithms are available: -Hepatitis B: Testing Algorithm for Screening, Diagnosis, and Management -HBV Infection-Monitoring Before and After Liver Transplantation -Viral Hepatitis Serologic Profiles | Positive hepatitis B surface antigen (HBsAg) results will need to be reported by the healthcare providers to their communicable disease surveillance units of state department of health, as required by law in various states. Individuals, especially neonates and children, who recently received hepatitis B vaccination may have transient positive HBsAg test results because of the large dose of HBsAg used in the vaccine relative to the individual's body mass. Disappearance of hepatitis B e antigen (HBeAg) or appearance of anti-HBe in serum does not completely rule-out chronic hepatitis B virus carrier state or infectivity. Serum specimens from individuals taking multivitamins containing biotin or biotin supplements of 20 mg or more per day may have false-negative HBeAg and false-positive HBe antibody results due to interference of biotin with the assays. Such individuals should stop taking these biotin-containing dietary supplements for a minimum of 12 hours before blood collection for this test. Performance characteristics have not been established for the following specimen characteristics: -Assay performance characteristics have not been established in pregnant women or in populations of immunocompromised or immunosuppressed patients. -Grossly icteric (total bilirubin level of >25 mg/dL) -Grossly lipemic (Intralipid level of >1500 mg/dL) -Grossly hemolyzed (hemoglobin level of >1600 mg/dL) -Containing particulate matter -Cadaveric specimens | 1. LeFevre ML,U.S. Preventive Services Task Force.Screening for hepatitis B virus infection in nonpregnant adolescents and adults: U.S. Preventive Services Task Force recommendation statement. Ann Intern Med. 2014; 161(1):58-66. doi:10.7326/M14-1018 2. Jackson K, Locarnini S, Gish R. Diagnostics of hepatitis B virus: standard of care and investigational. Clin Liver Dis. 2018; 12(1):5-11. doi:10.1002/cld.729 3. Coffin CS, Zhou K, Terrault NA. New and old biomarkers for diagnosis and management of chronic hepatitis B virus infection. Gastroenterology. 2019; 156(2):355-368. doi:10.1053/j.gastro.2018.11.037 4. WHO guidelines on hepatitis B and C testing. World Health Organization; 2017. Accessed December 19, 2023. Available atwww.who.int/publications/i/item/9789241549981 5. Conners EE, Panagiotakopoulos L, Hofmeister MG, et al. Screening and Testing for Hepatitis B Virus Infection: CDC Recommendations - United States, 2023. MMWR Recomm Rep. 2023;72(1):1-25. doi:10.15585/mmwr.rr7201a1 | Hepatitis B Surface Antigen: The Elecsys HBsAg (hepatitis B surface antigen) II assay is based on the sandwich immunoassay principle and performed using an electrochemiluminescence immunoassay on the automated cobas e 801 immunochemistry analyzer. HBsAg present in the patient's sample reacts with 2 biotinylated monoclonal anti-HBs and a mixture of monoclonal anti-HBs and polyclonal anti-HBs labeled with a ruthenium complex react to form a sandwich complex. After addition of streptavidin-coated microparticles (solid phase), the complexes bind to the solid phase via interaction of biotin and streptavidin. The reaction mixture is aspirated into the measuring cell where the microparticles are magnetically captured onto the surface of the electrode. Unbound substances are then washed away, and voltage is applied to the electrode, which induces chemiluminescent emission that is measured by a photomultiplier. Test result is determined by comparing the electrochemiluminescence signal generated from the reaction product in the patient's sample to the cutoff index (COI) value set from reagent lot-specific assay calibration.(Package insert: Elecsys HBsAG II. Roche Diagnostics; v3.0, 02/2022) HBsAg Confirmation: The Elecsys HBsAg II Auto Confirm assay is based on the sandwich immunoassay principle and performed using an electrochemiluminescence immunoassay on the automated cobas e 801 immunochemistry analyzer. This test is based on 2 parallel measurements. For the first measurement, the sample is treated with the control pretreatment reagent (PT2) prior to immunoreaction. This measurement serves as a reference. For the second measurement the sample is treated with the confirmatory pretreatment reagent (PT1) prior to immunoreaction. During incubation with confirmatory pretreatment, unlabeled polyclonal anti-HBs are bound to the sample HBsAg and thereby block the binding sites for the labeled antibodies used in the following immunoreaction. The confirmation result (%) is automatically assessed by determining the ratio of both measurements. During testing, the auto-diluted sample is incubated with control pretreatment and confirmatory pretreatment, followed by formation of sandwich complexes of biotinylated monoclonal anti-HBs and a mixture of monoclonal anti-HBs and polyclonal anti-HBs labeled with a ruthenium complex. After addition of streptavidin-coated microparticles (solid phase), the complexes bind to the solid phase via interaction of biotin and streptavidin. The reaction mixture is then aspirated into the measuring cell where the microparticles are magnetically captured onto the surface of the electrode. Unbound substances are then washed away, and voltage is applied to the electrode, which induces chemiluminescent emission that is measured by a photomultiplier. Results are determined by comparing the electrochemiluminescence signal generated from the reaction product to the cutoff index value set from reagent lot-specific assay calibration. The confirmation result (%) is calculated from the ratio of the COI obtained for the measurement with confirmatory pretreatment to the COI obtained for the measurement with control pretreatment.(Package insert: Elecsys HBsAg II Auto Confirm. Roche Diagnostics; v1.0, 12/2020) | Same day/1 to 4 days | 14 days | This test has been cleared, approved, or is exempt by the US Food and Drug Administration and is used per manufacturer's instructions. Performance characteristics were verified by Mayo Clinic in a manner consistent with CLIA requirements. | 87340G0499-(if appropriate)87350 (if appropriate)87341 (if appropriate)86707 (if appropriate) | Chronic Hepatitis B Screen, S | 5196-1 | HBAGS | HBs Antigen Scrn, S | 5196-1
CIDP | Chronic Inflammatory Demyelinating Polyradiculoneuropathy/Nodopathy Evaluation, Serum | Evaluating forchronic inflammatory demyelinating polyradiculoneuropathy (CIDP) and related demyelinating peripheral neuropathies | CONCS: Cell Binding Assay (CBA) NF4FS: Flow Cytometry (FCM) CIDPI: Medical Interpretation | Yes | CIDP/NP Evaluation, S | Serum | Patient Preparation:For optimal antibody detection, it is recommended collecting the specimen before initiation of immunosuppressant medication. Collection Container/Tube: Preferred:Red top Acceptable:Serum gel Submission Container/Tube:Plastic vial Specimen Volume:3 mL Collection Instructions:Centrifuge and aliquot serum into a plastic vial. | 2 mL | Chronic inflammatory demyelinating polyradiculoneuropathy (CIDP) is an acquired, immune-mediated condition effecting peripheral nerves and nerve roots and is characterized by electrodiagnostic features of demyelination with a chronic onset that leads to significant disability. The prevalence of CIDP is estimated at approximately 2 to 4 cases per 100,000 persons. Although a rarer cause of polyneuropathy, it is important to recognize as it is treatable with the appropriate use of immunomodulating therapies. Although the exact immunological trigger of CIDP remains unclear, a subset of patients with suspected CIDP have been identified with autoantibodies targeting nodal-paranodal proteins. These patients share common immunopathological mechanisms of disease, clinical features, and treatment responses that are distinct from classic CIDP. A common target of these autoantibodies is the neurofascin-155 (NF155): contactin-1 (CNTN1) complex. NF155 is expressed at the paranodal loops of Schwann cells where it interacts with CNTN1 expressed on adjacent axons. This interaction stabilizes and allows the proper organization of the paranodal axoglial junction. Antibody-mediated disruption of this interaction in animal models recapitulates the pathophysiology observed in humans. NF155 IgG antibodies are present in approximately 5% to 10% of patients with CIDP like presentations and, more rarely, in those with more acute forms of demyelinating polyradiculoneuropathy. NF155 IgG positive cases are more likely to present with distal weakness, gait disturbance, tremor, and dysarthria as compared to classic CIDP. Most patients who are seropositive for NF155 IgG have been reported to be refractory to intravenous immune globulin (IVIG) therapy and often require second line treatment that includes B-cell depleting therapies such as rituximab. Studies in animal models, as well as the disease pathology indicate NF155 IgG4 antibodies directly disrupt the paranodal axoglial junction ultimately leading to demyelination. IgG4 is the predominant antibody subclass found in these patients and associates with poorer treatment responses to IVIG. The detection of NF155 IgG4 is a highly specific finding and has not been reported in other disease mimics such as hereditary neuropathies, distal acquired demyelinating symmetric neuropathy, and motor neuron disease. CNTN1 IgG antibodies are present in approximately 2% of patients with CIDP like presentations. CNTN1 IgG positive cases are more likely to present with neuropathic pain, sensory ataxia, and subacute progressive demyelinating polyradiculoneuropathy or polyradiculopathy. The majority of seropositive patients have been reported to be refractory to treatment with IVIG. However, some of these patients respond well to B-cell depleting therapies such as rituximab. Up to half of CNTN1 IgG positive patients with CIDP or CIDP-like presentations have been reported to develop membranous nephropathy and, thus, screening for proteinuria may be warranted. | Contactin-1 IgG: Negative Neurofascin-155 IgG4: Negative | Seropositivity for contactin-1 IgG is consistent with an immune-mediated demyelinating polyradiculoneuropathy/polyradiculopathy. Seropositivity for neurofascin-155 IgG4 is consistent with an immune-mediated demyelinating polyradiculoneuropathy. | A negative result does not exclude an immune mediated demyelinating neuropathy. This test should only be utilized in the appropriate clinical context. The use of immunotherapy prior to sample collection may negatively impact the sensitivity of this assay. | 1. Dubey D, Honorat JA, Shelly S, et al: Contactin-1 autoimmunity: Serologic, neurologic, and pathologic correlates. Neurol Neuroimmunol Neuroinflamm. 2020 May 27;7(4):e771 2. Cortese A, Lombardi R, Briani C, et al: Antibodies to neurofascin, contactin-1, and contactin-associated protein 1 in CIDP: Clinical relevance of IgG isotype. Neurol Neuroimmunol Neuroinflamm. 2020 Nov 21;7(1):e639 3. Manso C, Querol L, Mekaouche M, Illa I, Devaux JJ: Contactin-1 IgG4 antibodies cause paranode dismantling and conduction defects. Brain. 2016 Jun;139(Pt 6):1700-1712 4. Le Quintrec M, Teisseyre M, Bec N, et al: Contactin-1 is a novel target antigen in membranous nephropathy associated with chronic inflammatory demyelinating polyneuropathy. Kidney Int. 2021 Dec;100(6):1240-1249 5. Ogata H, Yamasaki R, Hiwatashi A, et al: Characterization of IgG4 anti-neurofascin 155 antibody-positive polyneuropathy. Ann Clin Transl Neurol. 2015 Oct;2(10):960-971 6. Cortese A, Lombardi R, Briani C, et al: Antibodies to neurofascin, contactin-1, and contactin-associated protein 1 in CIDP: Clinical relevance of IgG isotype. Neurol Neuroimmunol Neuroinflamm. 2020 Nov 21;7(1):e639 7. Querol L, Nogales-Gadea G, Rojas-Garcia R, et al: Neurofascin IgG4 antibodies in CIDP associate with disabling tremor and poor response to IVIg. Neurology. 2014 Mar 11;82(10):879-886 8. Shelly S, Klein CJ, Dyck PJB, et al: Neurofascin-155 immunoglobulin subtypes: Clinicopathologic associations and neurologic outcomes. Neurology. 2021;97(24):e2392-e2403 | Contactin-1 IgG: Patient specimen is applied to a composite slide containing transfected and nontransfected HEK-293 cells. After incubation and washing, fluorescein-conjugated goat-antihuman IgG is applied to detect the presence of patient IgG binding.(Package insert: IIFT: Neurology Mosaics, Instructions for the indirect immunofluorescence test. EUROIMMUN; FA_112d-1_A_UK_C13, 02/2019) Neurofascin-155 IgG4: This cell-binding assay utilizes flow cytometry to detect neurofascin 155 (NF155) IgG4 antibodies in patient sera. Briefly, a stable HEK293 cell line expressing human NF155 on the cell surface is premixed with parental HEK293 cells that do not express human NF155. The 2 cell populations are distinguished using a green fluorescent protein marker, which is only expressed in NF155 expressing cells. The mixture of cells is incubated with diluted patient sera to allow antibodies present in the sample to bind target antigens. Next the cells are incubated with a human IgG4 specific secondary antibody conjugated to AlexaFluor 647 to detect cell bound human IgG4 antibodies. The AlexaFluor 647 signal intensity of the different cell populations is measured using a flow cytometer. The IBI (IgG binding index) is then calculated as the median fluorescent intensity (MFI) of AlexaFluor 647 of the NF155 expressing cells divided by the MFI of the parental non-NF155 expressing cells. When the IBI is greater than or equal to 2.0 the result is considered positive for NF155 IgG4 antibodies.(Unpublished Mayo method) | 5 to 10 days | 28 days | This test was developed and its performance characteristics determined by Mayo Clinic in a manner consistent with CLIA requirements. It has not been cleared or approved by the US Food and Drug Administration. | 86255 x 2 | CIDP/NP Evaluation, S | 101447-1 | 616442 | Contactin-1 IgG CBA, S | 101448-9
CIDPI | Chronic Inflammatory Demyelinating Polyradiculoneuropathy/Nodopathy Interpretation, Serum | Interpretation forCIDP / Chronic Inflammatory Demyelinating Polyradiculoneuropathy/Nodopathy Evaluation, Serum | Only orderable as part of a profile. For more information see CIDP / Chronic Inflammatory Demyelinating Polyradiculoneuropathy/Nodopathy Evaluation, Serum. Medical Interpretation | Yes | CIDP/NP Interpretation, S | Serum |  |  | Chronic inflammatory demyelinating polyradiculoneuropathy (CIDP) is an acquired, immune-mediated condition effecting peripheral nerves and nerve roots and is characterized by electrodiagnostic features of demyelination with a chronic onset that leads to significant disability. The prevalence of CIDP is estimated at approximately 2 to 4 cases per 100,000 persons. Although a rarer cause of polyneuropathy, it is important to recognize as it is treatable with the appropriate use of immunomodulating therapies. Although the exact immunological trigger of CIDP remains unclear, a subset of patients with suspected CIDP have been identified with autoantibodies targeting nodal-paranodal proteins. These patients share common immunopathological mechanisms of disease, clinical features, and treatment responses that are distinct from classic CIDP. A common target of these autoantibodies is the neurofascin-155 (NF155): contactin-1 (CNTN1) complex. NF155 is expressed at the paranodal loops of Schwann cells where it interacts with CNTN1 expressed on adjacent axons. This interaction stabilizes and allows the proper organization of the paranodal axoglial junction. Antibody-mediated disruption of this interaction in animal models recapitulates the pathophysiology observed in humans. NF155 IgG antibodies are present in approximately 5% to 10% of patients with CIDP like presentations and, more rarely, in those with more acute forms of demyelinating polyradiculoneuropathy. NF155 IgG positive cases are more likely to present with distal weakness, gait disturbance, tremor, and dysarthria as compared to classic CIDP. Most patients who are seropositive for NF155 IgG have been reported to be refractory to intravenous immune globulin (IVIG) therapy and often require second line treatment that includes B-cell depleting therapies such as rituximab. Studies in animal models, as well as the disease pathology indicate NF155 IgG4 antibodies directly disrupt the paranodal axoglial junction ultimately leading to demyelination. IgG4 is the predominant antibody subclass found in these patients and associates with poorer treatment responses to IVIG. The detection of NF155 IgG4 is a highly specific finding and has not been reported in other disease mimics such as hereditary neuropathies, distal acquired demyelinating symmetric neuropathy, and motor neuron disease. CNTN1 IgG antibodies are present in approximately 2% of patients with CIDP like presentations. CNTN1 IgG positive cases are more likely to present with neuropathic pain, sensory ataxia, and subacute progressive demyelinating polyradiculoneuropathy or polyradiculopathy. The majority of seropositive patients have been reported to be refractory to treatment with IVIG. However, some of these patients respond well to B-cell depleting therapies such as rituximab. Up to half of CNTN1 IgG positive patients with CIDP or CIDP-like presentations have been reported to develop membranous nephropathy and, thus, screening for proteinuria may be warranted. | Only orderable as part of a profile. For more information see CIDP / Chronic Inflammatory Demyelinating Polyradiculoneuropathy/Nodopathy Evaluation, Serum. | Seropositivity for contactin-1 IgG is consistent with an immune-mediated demyelinating polyradiculoneuropathy/polyradiculopathy. Seropositivity for neurofascin-155 IgG4 is consistent with an immune-mediated demyelinating polyradiculoneuropathy. | A negative result does not rule out an immune-mediated demyelinating disease. This test should only be utilized in the appropriate clinical context. The use of immunotherapy prior to sample collection may negatively impact the sensitivity of these assays. | 1. Dubey D, Honorat JA, Shelly S, et al: Contactin-1 autoimmunity: Serologic, neurologic, and pathologic correlates. Neurol Neuroimmunol Neuroinflamm. 2020 May 27;7(4):e771 2. Cortese A, Lombardi R, Briani C, et al: Antibodies to neurofascin, contactin-1, and contactin-associated protein 1 in CIDP: Clinical relevance of IgG isotype. Neurol Neuroimmunol Neuroinflamm. 2020 Nov 21;7(1):e639 3. Manso C, Querol L, Mekaouche M, Illa I, Devaux JJ: Contactin-1 IgG4 antibodies cause paranode dismantling and conduction defects. Brain. 2016 Jun;139(Pt 6):1700-1712 4. Le Quintrec M, Teisseyre M, Bec N, et al: Contactin-1 is a novel target antigen in membranous nephropathy associated with chronic inflammatory demyelinating polyneuropathy. Kidney Int. 2021 Dec;100(6):1240-1249 5. Ogata H, Yamasaki R, Hiwatashi A, et al: Characterization of IgG4 anti-neurofascin 155 antibody-positive polyneuropathy. Ann Clin Transl Neurol. 2015 Oct;2(10):960-971 6. Cortese A, Lombardi R, Briani C, et al: Antibodies to neurofascin, contactin-1, and contactin-associated protein 1 in CIDP: Clinical relevance of IgG isotype. Neurol Neuroimmunol Neuroinflamm. 2020 Nov 21;7(1):e639 7. Querol L, Nogales-Gadea G, Rojas-Garcia R, et al: Neurofascin IgG4 antibodies in CIDP associate with disabling tremor and poor response to IVIg. Neurology. 2014 Mar 11;82(10):879-886 8. Shelly S, Klein CJ, Dyck PJB, et al: Neurofascin-155 immunoglobulin subtypes: Clinicopathologic associations and neurologic outcomes. Neurology. 2021;97(24):e2392-e2403 | A neuroimmunology expert reviews the laboratory data and an interpretive report is issued. |  |  | Not Applicable |  | CIDP/NP Interpretation, S | 69048-7 | 616444 | CIDP/NP Interpretation, S | 69048-7
CLLMD | Chronic Lymphocytic Leukemia (CLL) Monitoring Minimal Residual Disease Detection, Flow Cytometry, Varies | Confirming the presence or absence of minimal residual disease in patients with known chronic lymphocytic leukemia who are either post-chemo/immunotherapy or post-bone marrow transplant | Immunophenotyping | Yes | CLL Monitoring MRD Detection, V | Varies | Submit only 1 of the following specimens: Specimen Type:Wholeblood Container/Tube: Preferred:Yellow top (ACD solution A or B) Acceptable:Lavender top (EDTA) Specimen Volume:6 mL Slides:If possible, include 5- to 10-unstained blood smears,must be labeled withtwouniqueidentifiers. Collection Instructions: 1. Send whole blood specimen in original tube.Do notaliquot. 2. Label specimen as blood. Specimen Type:Bone marrow Container/Tube: Preferred:Yellow top (ACD solution A or B) Acceptable:Lavender top (EDTA) Specimen Volume:6 mL Slides:If possible, include 5 to 10 unstained bone marrow aspirate smears,must be labeled withtwo unique identifiers. Collection Instructions: 1.Submission of bilateral specimens is not required. 2. Send bone marrow specimen in original tube.Do not aliquot. 3. Label specimen as bone marrow. | 1 mL | Chronic lymphocytic leukemia (CLL) is a low-grade, B-cell neoplasm and is the most common leukemia detected in the western world. It is primarily associated with adult patients and may present as a lymphocytosis, be detected as part of a lymphadenopathy evaluation, or be found incidentally in an otherwise asymptomatic patient. The diagnosis of CLL is based on a combination of morphologic features showing primarily small lymphoid cells with coarse chromatin and scant cytoplasm and an immunophenotype of clonal B cells with dim immunoglobulin, dim CD20, and coexpression of CD5, CD22, CD43, and CD200. New therapeutic approaches in CLL have been increasingly successful with some patients showing no or only very minimal residual disease (MRD) in their peripheral blood or bone marrow specimens following a therapeutic course. Immunophenotyping studies are necessary as morphologic features are not sufficient to detect MRD. The absence of MRD is an important prognostic indicator in these patients. | An interpretive report will be provided. This test will be processed as a laboratory consultation. An interpretation of the immunophenotypic findings and correlation with the morphologic features will be provided by a hematopathologist for every case. | An interpretive report for presence or absence of minimal residual disease (MRD) for chronic lymphocytic leukemia (CLL) is provided. Patients with CLL post treatment, who have detectable MRD by this assay, are considered to have residual CLL disease. | This test is only appropriate for patients who have a previously confirmed diagnosis of chronic lymphocytic leukemia. | 1. Hallek M, Cheson BD, Catovsky D, et al. Guidelines for the diagnosis and treatment of chronic lymphocytic leukemia: a report from the International Workshop on Chronic Lymphocytic Leukemia updating the National Cancer Institute-Working Group 1996 guidelines. Blood. 2008;111(12):5446-5456 2. Dimier N, Delmar P, Ward C, et al. A model for predicting effect of treatment on progression-free survival using MRD as a surrogate end point in CLL. Blood. 2018;131(9):955-962 3.Rawstron AC, Fazi C, Agathangelidis A, et al. A complementary role of multiparameter flow cytometry and high-throughput sequencing for minimal residual disease detection in chronic lymphocytic leukemia: An European Research Initiative on CLL study. Leukemia. 2016;30(4):929-936 4. Zent CS, Victoria Wang X, Ketterling RP, et al. A phase II randomized trial comparing standard and low dose rituximab combined with alemtuzumab as initial treatment of progressive chronic lymphocytic leukemia in older patients: a trial of the ECOG-ACRIN Cancer Research Group (E1908). Am J Hematol. 2016;91(3):308-312 5. Shanafelt TD, Wang XV, Kay NE, et al. Ibrutinib-Rituximab or chemoimmunotherapy for chronic lymphocytic leukemia. N Engl J Med. 2019;381(5):432-443 6. Kay NE, Strati P, LaPlant BR, et al. A randomized phase II trial comparing chemoimmunotherapy with or without bevacizumab in previously untreated patients with chronic lymphocytic leukemia. Oncotarget. 2016;7(48):78269-78280 7. Strati P, Keating MJ, O'Brien SM, et al.Eradication of bone marrow minimal residual disease may prompt early treatment discontinuation in CLL. Blood.2014;123(24):3727-3732 8.Rawstron AC, Villamor N, Ritgen M, et al. International standardized approach for flow cytometric residual disease monitoring in chronic lymphocytic leukaemia. Leukemia. 2007;21(5):956-964 | Flow cytometric immunophenotyping (high sensitivity) of bone marrow is performed to evaluate the presence or absence of chronic lymphocytic leukemia (CLL) minimal residual disease (MRD) using the following antibodies: CLL, MRD Panel: CD5, CD19, CD20, CD22, CD38, CD43, CD45, CD200, and kappa and lambda immunoglobulin light chains. The sensitivity of this assay is 0.002% (2 x 10[-5]) based on 1,000,000 total events collected and an abnormal cell immunophenotype detected in a cluster of at least 20 cells. The assay sensitivity meets or exceeds the 0.01-0.001% (10[-4]-10[-5]) level of detection by flow cytometry, as recommended by the current ERIC method and NCCN guidelines for MRD analysis in CLL.(Keren P, McCoy Jr JP, Carey J, eds. Flow Cytometry in Clinical Diagnosis. 4th ed. ASCP Press; 2007; Wierda WG, Brown J, Abramson JS, et al. NCCN Guidelines Insights: Chronic Lymphocytic Leukemia/Small Lymphocytic Lymphoma, Version 3.2022. J Natl Compr Canc Netw. 2022;20(6):622-634. doi:10.6004/jnccn.2022.0031 | 1 to 4 days | 14 days | This test was developed and its performance characteristics determined by Mayo Clinic in a manner consistent with CLIA requirements. It has not been cleared or approved by the US Food and Drug Administration. | 88184-Flow cytometry; first cell surface, cytoplasmic or nuclear marker88185 x 9-Flow cytometry; additional cell surface, cytoplasmic or nuclear marker (each)88188-Flow Cytometry Interpretation, 9 to 15 markers | CLL Monitoring MRD Detection, V | In Process | 608976 | Microscopic Description | 22635-7
CLLDF | Chronic Lymphocytic Leukemia, Diagnostic FISH, Varies | Detecting recurrent common chromosome abnormalities in patients with chronic lymphocytic leukemia (CLL) Distinguishing patients with 11;14 translocations who have the leukemic phase of mantle cell lymphoma from patients who have CLL Detecting patients with atypical CLL with translocations betweenIGHandBCL3 Evaluating specimens in which chromosome studies are unsuccessful | Fluorescence In Situ Hybridization (FISH) | Yes | CLL, Diagnostic FISH | This test includes a charge for the probe application, analysis, and professional interpretation of results for 6 probe sets (12 individual fluorescence in situ hybridization [FISH] probes). Additional charges will be incurred for all reflex or additional probe sets performed. | Submit only 1 of the following specimens: Preferred: Specimen Type:Blood Container/Tube: Preferred:Yellow top (ACD) Acceptable:Green top (heparin) or lavender top (EDTA) Specimen Volume:6 mL Collection Instructions: 1. Invert several times to mix blood. 2. Send whole blood in original tube.Do not aliquot. Acceptable: Specimen Type:Bone marrow Container/Tube: Preferred:Yellow top (ACD) Acceptable:Green top (heparin) or lavender top (EDTA) Specimen Volume:2 to 3 mL Collection Instructions: 1. It is preferable to send the first aspirate from the bone marrow collection. 2. Invert several times to mix bone marrow. 3. Send bone marrow in original tube.Do not aliquot. | Blood: 2 mL; Bone marrow: 1 mL | Chronic lymphocytic leukemia (CLL) is one of the most common leukemias in adults. The most frequently seen cytogenetic abnormalities in CLL involve chromosomes 6, 11, 12, 13 and 17. These are detected and quantified using the CLL fluorescence in situ hybridization (FISH) panel. Use of CpG-oligonucleotide mitogen will identify an abnormal CLL karyotype in at least 80% of cases. This mitogen is added to cultures when chromosome analysis is ordered and the reason for testing is B-cell lymphoproliferative disorders (CHRBM / Chromosome Analysis, Hematologic Disorders, Bone Marrow and CHRHB / Chromosome Analysis, Hematologic Disorders, Blood). This FISH test detects an abnormal clone in approximately 70% of patients with indolent disease and in greater than 80% of patients who require treatment. At least 5% of patients referred for CLL FISH testing have translocations involving theIGHlocus. Fusion ofIGHwithCCND1is associated with t(11;14)(q13;q32), and fusion ofIGHwithBCL3is associated with t(14;19)(q32;q13.3). Patients with t(11;14) usually have the leukemic phase of mantle cell lymphoma. Patients with t(14;19) may have an atypical form of B-CLL or the leukemic phase of a lymphoma. The prognostic associations for chromosome abnormalities detected by this FISH assay are, from best to worst: 13q-, normal, +12, 6q-, 11q- and 17p-. | An interpretive report will be provided. | A neoplastic clone is detected when the percent of cells with an abnormality exceeds the normal reference range for any given probe set. The absence of an abnormal clone does not rule out the presence of a CLL clone or another neoplastic disorder. | This test is not approved by the US Food and Drug Administration, and it is best used as an adjunct to existing clinical and pathologic information. | 1. Dewald GW, Brockman SR, Paternoster SF, et al: Chromosome anomalies detected by interphase FISH: correlation with significant biological features of B-cell chronic lymphocytic leukemia. Br J Haematol. 2003;121:287-295 2.Dohner H, Stilgenbauer S, Benner A, et al. Genomic aberrations and survival in chronic lymphocytic leukemia. N Engl J Med. 2000;343(26):1910-1916 3. Van Dyke DL, Shanafelt TD, Call TG, et al. A comprehensive evaluation of the prognostic significance of 13q deletions in patients with B-chronic lymphocytic leukaemia. Br J Haematol. 2010;148:544-550 4. Shanafelt TD: Predicting clinical outcome in CLL: how and why. Hematology Am Soc Hematol Educ Program. 2009;421-429 5. Van Dyke DL, Werner L, Rassenti LZ, et al. The Dohner fluorescence in situ hybridization prognostic classification of chronic lymphocytic leukaemia (CLL): the CLL Research Consortium experience. Br J Haematol. 2016;173(1):105-113 6. Fang H, Reichard KK, Rabe KG, et al. IGH translocations in chronic lymphocytic leukemia: Clinicopathologic features and clinical outcomes. Am J Hematol. 2019;94(3):338-345 7. Huh YO, Schweighofer CD, Ketterling RP, et al. Chronic lymphocytic leukemia with t(14;19)(q32;q13) is characterized by atypical morphologic and immunophenotypic features and distinctive genetic features. Am J Clin Pathol. 2011;135(5):686-696 | This test is performed using commercially available and laboratory-developedprobes.Deletion of chromosomes 6q, 11q, 13q and 17p, and trisomy of chromosome 12 are detected using enumeration strategy probes. A dual-color, dual-fusion fluorescence in situ hybridization (D-FISH) strategy probe set is used to detectCCND1::IGHrearrangements and for reflex testing to identifyIGH::BCL3rearrangements. For enumeration strategy probe sets, 100 interphase nuclei are scored; 200 interphase nuclei are scored when D-FISH probes are used.All results are expressed as the percent abnormal nuclei.(Unpublished Mayo method) | 7 to 10 days | 4 weeks | This test was developed and its performance characteristics determined by Mayo Clinic in a manner consistent with CLIA requirements. It has not been cleared or approved by the US Food and Drug Administration. | 88271x12, 88275x6, 88291-FISH Probe, Analysis, Interpretation; 6 probe sets88271x2, 88275-FISH Probe, Analysis; each additional probe set (if appropriate) | CLL, Diagnostic FISH | 101788-8 | 610722 | Released by | 18771-6
CLLMF | Chronic Lymphocytic Leukemia, Specified FISH, Varies | Detecting recurrent common chromosome abnormalities in patients with chronic lymphocytic leukemia (CLL) Distinguishing patients with 11;14 translocations who have the leukemic phase of mantle cell lymphoma from patients who have CLL Detecting patients with atypical CLL with translocations betweenIGHandBCL3 Evaluating specimens in which chromosome studies are unsuccessful | Fluorescence In Situ Hybridization (FISH) | Yes | CLL, Specified FISH | This test includes a charge for the probe application, analysis, and professional interpretation of results for one probe set (2 individual fluorescence in situ hybridization [FISH] probes). Additional charges will be incurred for additional probe sets performed. | Submit only 1 of the following specimens: Preferred: Specimen Type:Blood Container/Tube: Preferred:Yellow top (ACD) Acceptable:Green top (heparin) or lavender top (EDTA) Specimen Volume:6 mL Collection Instructions: 1. Invert several times to mix blood. 2. Send whole blood in original tube.Do not aliquot. Acceptable: Specimen Type:Bone marrow Container/Tube: Preferred:Yellow top (ACD) Acceptable:Green top (heparin) or lavender top (EDTA) Specimen Volume:2 to 3 mL Collection Instructions: 1. It is preferable to send the first aspirate from the bone marrow collection. 2. Invert several times to mix bone marrow. 3. Send bone marrow in original tube.Do not aliquot. | Blood: 2 mL; Bone marrow: 1 mL | Chronic lymphocytic leukemia (CLL) is one of the most common leukemias in adults. The most frequently seen cytogenetic abnormalities in CLL involve chromosomes 6, 11, 12, 13, and 17. These are detected and quantified using the CLLfluorescence in situ hybridization(FISH) panel. Use of CpG-oligonucleotide mitogen will identify an abnormal CLL karyotype in at least 80% of cases. This mitogen is added to cultures when chromosome analysis is ordered and the reason for testing is B-cell lymphoproliferative disorders (CHRBM / Chromosome Analysis, Hematologic Disorders, Bone Marrow and CHRHB / Chromosome Analysis, Hematologic Disorders, Blood). This FISH test detects an abnormal clone in approximately 70% of patients with indolent disease and greater than 80% of patients who require treatment. At least 5% of patients referred for CLL FISH testing have translocations involving theIGHlocus. Fusion ofIGHwithCCND1is associated with t(11;14)(q13;q32), and fusion ofIGHwithBCL3is associated with t(14;19)(q32;q13.3). Patients with t(11;14) usually have the leukemic phase of mantle cell lymphoma. Patients with t(14;19) may have an atypical form of B-CLL or the leukemic phase of a lymphoma. The prognostic associations for chromosome abnormalities detected by this FISH assay are, from best to worst: 13q-, normal, +12, 6q-, 11q-, and 17p-. | An interpretive report will be provided. | A neoplastic clone is detected when the percent of cells with an abnormality exceeds the normal reference range for any given probe set. The absence of an abnormal clone does not rule out the presence of a chronic lymphocytic leukemia clone or another neoplastic disorder. | This test is not approved by the US Food and Drug Administration, and it is best used as an adjunct to existing clinical and pathologic information. | 1. Dewald GW, Brockman SR, Paternoster SF, et al. Chromosome anomalies detected by interphase FISH: correlation with significant biological features of B-cell chronic lymphocytic leukemia. Br J Haematol. 2003;121:287-295 2.Dohner H, Stilgenbauer S, Benner A, et al. Genomic aberrations and survival in chronic lymphocytic leukemia. N Engl J Med. 2000;343(26):1910-1916 3. Van Dyke DL, Shanafelt TD, Call TG, et al. A comprehensive evaluation of the prognostic significance of 13q deletions in patients with B-chronic lymphocytic leukaemia. Br J Haematol. 2010;148:544-550 4. Shanafelt TD. Predicting clinical outcome in CLL: how and why. Hematology Am Soc Hematol Educ Program. 2009;421-429 5. Van Dyke DL, Werner L, Rassenti LZ, et al. The Dohner fluorescence in situ hybridization prognostic classification of chronic lymphocytic leukaemia (CLL): the CLL Research Consortium experience. Br J Haematol. 2016;173(1):105-113 6.Fang H, Reichard KK, Rabe KG, et al. IGH translocations in chronic lymphocytic leukemia: Clinicopathologic features and clinical outcomes. Am J Hematol. 2019;94(3):338-345 7. Huh YO, Schweighofer CD, Ketterling RP, et al. Chronic lymphocytic leukemia with t(14;19)(q32;q13) is characterized by atypical morphologic and immunophenotypic features and distinctive genetic features. Am J Clin Pathol. 2011;135(5):686-696 | This test is performed using commercially available and laboratory-developedprobes.Deletion of chromosomes 6q, 11q, 13q, and 17p, and trisomy of chromosome 12 are detected using enumeration strategy probes. A dual-color, dual-fusionfluorescence in situ hybridization(D-FISH) strategy probe set is used to detectCCND1::IGHrearrangements and for reflex testing to identifyIGH::BCL3rearrangements. For enumeration strategy probe sets, 100 interphase nuclei are scored; 200 interphase nuclei are scored when D-FISH probes are used.All results are expressed as the percent abnormal nuclei.(Unpublished Mayo method) | 7 to 10 days | 4 weeks | This test was developed and its performance characteristics determined by Mayo Clinic in a manner consistent with CLIA requirements. It has not been cleared or approved by the US Food and Drug Administration. | 88271x2, 88275, 88291-FISH Probe, Analysis, Interpretation; 1 probe set88271x2, 88275-FISH Probe, Analysis; each additional probe set (if appropriate) | CLL, Specified FISH | 101920-7 | GC093 | Probes Requested | 78040-3
CRHEP | Chronic Viral Hepatitis (Unknown Type), Serum | Diagnosis and evaluation of patients with symptoms of hepatitis lasting more than 6 months Distinguishing between chronic hepatitis B and C | Electrochemiluminescence Immunoassay (ECLIA) | Yes | Chronic Viral Hepatitis Profile, S | If hepatitis C virus (HCV) antibody is reactive, then HCV RNA detection and quantification by real-time reverse transcription polymerase chain reaction will be performed at an additional charge. | Patient Preparation:For 24 hours before specimen collection,patientshould nottakemultivitamins or dietary supplements (eg, hair, skin, and nail supplements) containing biotin (vitamin B7). Supplies:Sarstedt 5 mL Aliquot Tube (T914) Collection Container/Tube:Serum gel (red-toptubes arenot acceptable) Submission Container/Tube:Plastic vial Specimen Volume:2.5 mL Collection Instructions: 1. Centrifuge blood collection tube per manufacturer's instructions(eg, centrifuge and aliquot within 2 hours of collection for BD Vacutainer tubes). 2. Aliquot serum into plastic vial. | 1.8 mL | Hepatitis B: Hepatitis B virus (HBV) is a DNA virus that is endemic throughout the world. The infection is spread primarily through percutaneous contact with infected blood products (eg, blood transfusion, sharing of needles among injection drug users). The virus is found in virtually every type of human body fluid and is known to be spread through oral and genital contact. HBV can be transmitted from mother to child during delivery through contact with blood and vaginal secretions; it is not commonly transmitted transplacentally. After a course of acute illness, HBV persists in approximately 10% of patients. Some of these carriers are asymptomatic while others develop chronic liver disease, including cirrhosis and hepatocellular carcinoma. Individuals who have recovered from acute hepatitis B (defined as being negative for hepatitis B virus surface [HBs] antigen positive for hepatitis B virus core [HBc] total antibodies, negative or positive for HBs antibody) are lower risk (up to 20%) of HBV reactivation than those with inactive chronic hepatitis B during immunosuppressive therapy or organ transplantation. For individuals born in regions of the world where HBV prevalence is moderate to high, universal HBV serologic screening before initiation of immunosuppressive therapy is recommended. In the absence of systematic, risk-based testing, universal HBV serologic screening is an option to reduce the risk of missing persons with HBV infection prior to initiation of immunosuppressive treatment. Hepatitis C: Hepatitis C virus (HCV) is an RNA virus recognized as the cause of most cases of posttransfusion hepatitis and is a significant cause of morbidity and mortality worldwide. HCV is transmitted through contaminated blood or blood products or close, personal contact. HCV shows a high rate of progression (~75%) to chronic disease. In the United States, HCV infection is quite common, with an estimated 3.5 to 4 million chronic HCV carriers. Cirrhosis and hepatocellular carcinoma are sequelae of chronic HCV. Laboratory testing for HCV infection usually begins by screening for the presence of HCV-specific antibodies in serum, using an US Food and Drug Administration-approved screening test. Specimens that are repeatedly reactive by screening tests should be confirmed with HCV tests with higher specificity, such as direct detection of HCV RNA by reverse transcription polymerase chain reaction or HCV-specific antibody confirmatory tests. HCV antibodies are usually not detectable during the first 2 months following infection, but they are usually detectable by the late convalescent stage (>6 months after onset) of infection. These antibodies do not neutralize the virus and they do not provide immunity against this viral infection. The following algorithmsare available: -Chronic Hepatitis C Treatment and Monitoring Algorithm: Direct Antiviral Antigen (DAA) Combination -Hepatitis B: Testing Algorithm for Screening, Diagnosis, and Management -Hepatitis C: Testing Algorithm for Screening and Diagnosis | HEPATITIS B SURFACE ANTIGEN: Negative HEPATITIS B SURFACE ANTIBODY, QUALITATIVE/QUANTITATIVE Hepatitis B Surface Antibody Unvaccinated: Negative Vaccinated: Positive HEPATITIS B SURFACE ANTIBODY, QUANTITATIVE Unvaccinated: <8.5 mIU/mL Vaccinated: > or =11.5 mIU/mL HEPATITIS B CORE TOTAL ANTIBODIES: Negative HEPATITIS C ANTIBODY: Negative Interpretationdepends on clinical setting. SeeViral Hepatitis Serologic Profiles. | Interpretation depends on clinical setting. SeeViral Hepatitis Serologic Profiles Chronic hepatitis B: Hepatitis B surface antigen (HBsAg is the first serologic marker appearing in the serum 6 to 8 weeks following hepatitis B viral (HBV) infection. In acute cases, HBsAg usually disappears 1 to 2 months after the onset of symptoms. Persistence of HBsAg for more than 6 months indicates development of either a chronic carrier state or chronic HBV infection. Hepatitis B virus core IgM and total antibodies (anti-HBc IgM and total) appear shortly after the onset of symptoms of HBV infection and soon after the appearance of HBsAg. The anti-HBc IgM usually falls to undetectable levels within 6 months and anti-HBc total remains detectable for many years. Anti-HBs usually appears with the resolution of hepatitis B after the disappearance of HBsAg. If HBsAg and anti-HBc total antibody are positive, testing for HBeAg, anti-HBe, HBV-DNA, and anti-HDV total is recommended. Chronic hepatitis C: HCV antibodies (anti-HCV) are almost always detectable by the late convalescent and chronic stage of infection. Reactive anti-HCV results with cutoffindex (COI) values less than or equal to 20.0with this assay are not predictive of the true HCV antibody status. Additional testing is available to confirm HCV antibody status. Reactive results withCOIvalues of greater than 20.0 with this assay are highly predictive (95% or greater probability) of the true HCV antibody status, but additional testing is needed to differentiate between past (resolved) and chronic hepatitis C. A negative screening test result does not exclude the possibility of exposure to or infection with HCV. Negative screening test results in individuals with prior exposure to HCV may be due to low antibody levels that are below the limit of detection of this assay or lack of reactivity to the HCV antigens used in this assay. Patients with acute or recent HCV infections (<2 months from time of exposure) may have false-negative HCV antibody results due to the time needed for seroconversion (average of 8 to 9 weeks). Testing for HCV RNA using HCVQN / Hepatitis C Virus (HCV) RNA Detection and Quantification by Real-Time Reverse Transcription-PCR, Serum is necessary for detection of HCV infection in such patients. | Positive hepatitis B surface antigen (HBsAg) test results should be reported by the attending physician to the State Department of Health as required by law in some states. Consider administration of hepatitis B immune globulin (HBIG) and hepatitis B vaccine to HBsAg antibody negative individuals exposed to the HBsAg-positive patient's blood or body fluids. A single negative HCV RNA test result together with a reactive HCV antibody screen result with a cutoff index value greater than 20.0 does not rule out the possibility of chronic HCV infection. Repeat testing for HCV RNA in 1 to 2 months is recommended in patient at risk for chronic hepatitis C. Infants born to HCV-infected mothers may have false-reactive HCV antibody test results due to transplacental passage of maternal HCV IgG antibodies. HCV antibody testing is not recommended until at least 18 months of age in these infants. Serum specimens from individuals taking biotin supplements at 20 mg or more per day may have false-positive anti-HBc and false-negative anti-HBs and anti-HCV test results due to interference of biotin with the assay. Such individuals should stop taking these biotin-containing dietary supplements for minimum 12 hours before blood collection for this test. Assay performance characteristics have not been established for: -Patients under the age of 21, pregnant women, or in populations of immunocompromised or immunosuppressed patients for HBC -Grossly icteric (total bilirubin level of >25 mg/dL) -Grossly lipemic (intralipid level of >1000 mg/dL) -Grossly hemolyzed (hemoglobin level of >500 mg/dL) -Biotin >1200 ng/mL -Cadaveric specimens -Those that contain particulate matter | 1. LeFevre MLL. Screening for hepatitis B virus infection in nonpregnant adolescents and adults: US Preventive Services Task Force recommendation statement. Ann Intern Med. 2014;161(1):58-66. doi:10.7326/M14-1018 2. Jackson K, Locarnini S, Gish R. Diagnostics of hepatitis B virus: Standard of care and investigational. Clin Liver Dis. 2018;12(1):5-11. doi:10.1002/cld.729 3. Coffin CS, Zhou K, Terrault NA. New and old biomarkers for diagnosis and management of chronic hepatitis B virus infection. Gastroenterology. 2019;156(2):355-368.e3. doi:10.1053/j.gastro.2018.11.037 4. WHO guidelines on hepatitis B and C testing. World Health Organization; 2017. Accessed September 9, 2023. Available at www.who.int/publications/i/item/9789241549981 5Conners EE, Panagiotakopoulos L, Hofmeister MG, et al. Screening and Testing for Hepatitis B Virus Infection: CDC Recommendations - United States, 2023. MMWR Recomm Rep. 2023;72(1):1-25. Published 2023 Mar 10. doi:10.15585/mmwr.rr7201a1 6. American Association for the Study of Liver Diseases and Infectious Diseases Society of America: HCV guidance: Recommendations for testing, managing, and treating hepatitis C. Updated August 27, 2020. Accessed October 19, 2022. Available at www.hcvguidelines.org | Hepatitis B surface antigen: The Elecsys HBsAg (hepatitis B surface antigen) II assay is based on the sandwich immunoassay principle and performed using an electrochemiluminescence immunoassay on the automated cobas e 801 immunochemistry analyzer. HBsAg present in the patient’s sample reacts with two biotinylated monoclonal anti-HBs, and a mixture of monoclonal anti-HBs and polyclonal anti-HBs labeled with a ruthenium complex react to form a sandwich complex. After addition of streptavidin-coated microparticles (solid phase), the complexes bind to the solid phase via interaction of biotin and streptavidin. The reaction mixture is aspirated into the measuring cell where the microparticles are magnetically captured onto the surface of the electrode. Unbound substances are then washed away, and voltage is applied to the electrode that induces chemiluminescent emissions, which are measured by a photomultiplier. Test result is determined by comparing the electrochemiluminescence signal generated from the reaction product in the patient’s sample to the cutoff index (COI) value set from reagent lot-specific assay calibration.(Package insert: Elecsys HBsAG II. Roche Diagnostics; v3.0, 02/2022) HBsAg confirmation: The Elecsys HBsAg II Auto Confirm assay is based on the sandwich immunoassay principle and performed using an electrochemiluminescence immunoassay on the automated cobas e 801 immunochemistry analyzer. This test is based on 2 parallel measurements. The sample is treated first with the control pretreatment reagent (PT2) prior to immunoreaction. This measurement serves as a reference. For the second measurement the sample is treated with the confirmatory pretreatment reagent (PT1) prior to immunoreaction. During incubation with confirmatory pretreatment, unlabeled polyclonal anti-HBs are bound to the sample HBsAg and thereby block the binding sites for the labeled antibodies used in the following immunoreaction. The confirmation result (%) is automatically assessed by determining the ratio of both measurements. During testing, the auto-diluted sample is incubated with control pretreatment and confirmatory pretreatment, followed by formation of sandwich complexes of biotinylated monoclonal anti-HBs and a mixture of monoclonal anti-HBs and polyclonal anti-HBs labeled with a ruthenium complex. After addition of streptavidin-coated microparticles (solid phase), the complexes bind to the solid phase via interaction of biotin and streptavidin. The reaction mixture is then aspirated into the measuring cell where the microparticles are magnetically captured onto the surface of the electrode. Unbound substances are then washed away, and voltage is applied to the electrode that induces chemiluminescent emissions, which are measured by a photomultiplier. Results are determined by comparing the electrochemiluminescence signal generated from the reaction product in the sample to the COI value set from reagent lot-specific assay calibration. The confirmation result (%) is calculated from the ratio of the COI obtained for the measurement with confirmatory pretreatment to the COI obtained for the measurement of control pretreatment reaction.(Package Insert: Elecsys HBsAg II Auto Confirm. Roche Diagnostics; v1.0, 12/2020) Hepatitis B Core Total Antibodies: The Elecsys Anti-HBc (hepatitis B core antibody) II assay is based on the competitive immunoassay principle and performed using an electrochemiluminescence immunoassay on the automated cobas e 801 immunochemistry analyzer. Patient’s sample is pretreated first with a reducing reagent, and after the addition of hepatitis B virus core antigen (HBcAg), complexes are formed with anti-HBc in the sample. The remaining unbound sites on the HBcAg become occupied after addition of biotinylated antibodies and ruthenium complex-labeled antibodies specific for HBcAg. The entire complex binds to the streptavidin-coated microparticles (solid phase) via interaction of biotin and streptavidin. The reaction mixture is then aspirated into the measuring cell where the microparticles are magnetically captured onto the surface of the electrode. After unbound substances are washed away, voltage is applied to the electrode and induces chemiluminescent emissions, which are measured by a photomultiplier. Test result is determined by comparing the electrochemiluminescence signal generated from the reaction product in the sample to the COI value set from assay reagent lot-specific assay calibration.(Package insert: Elecsys Anti-HBc II. Roche Diagnostics; v1.0, 04/2022) Hepatitis C Virus Antibodies: The Elecsys Anti-HCV (hepatitis C virus antibodies) II assay is based on the sandwich immunoassay principle and performed using an electrochemiluminescence immunoassay on the fully automated cobas e 801 immunochemistry analyzer. HCV antibodies present in patient’s sample react with biotinylated HCV-specific antigens and a reagent containing HCV-specific antigens labeled with a ruthenium complex to form a sandwich complex. After addition of streptavidin-coated microparticles (solid phase), these complexes bind to the solid phase via interaction of biotin and streptavidin. The reaction mixture is aspirated into the measuring cell where the microparticles are magnetically captured onto the surface of the electrode. Unbound substances are then washed away, and voltage is applied to the electrode that induces chemiluminescent emissions, which are measured by a photomultiplier. Test result is determined by comparing the electrochemiluminescence signal generated from the patient’s sample to the COI value set from reagent lot-specific assay calibration.(Package insert: Elecsys Anti-HCV II. Roche Diagnostics; v1.0, 03/2023) | Same day/1 to 2 days | 14 days | This test has been cleared, approved, or is exempt by the US Food and Drug Administration and is used per manufacturer's instructions. Performance characteristics were verified by Mayo Clinic in a manner consistent with CLIA requirements. | 8670486706868038734087341 (if appropriate)87522(if appropriate) | Chronic Viral Hepatitis Profile, S | 92889-5 | HCVA4 | HCV Ab, S | 40726-2
CHUB | Chub Mackerel, IgE, Serum | Establishing a diagnosis of an allergy to chub mackerel Defining the allergen responsible for eliciting signs and symptoms Identifying allergens: -Responsible for allergic response and/or anaphylactic episode -To confirm sensitization prior to beginning immunotherapy -To investigate the specificity of allergic reactions to insect venom allergens, drugs, or chemical allergens | Fluorescence Enzyme Immunoassay (FEIA) | Yes | Chub Mackerel, IgE | Serum | Collection Container/Tube: Preferred:Serum gel Acceptable:Red top Submission Container/Tube:Plastic vial Specimen Volume:0.5 mL for every 5 allergens requested Collection Instructions:Centrifuge and aliquot serum into a plastic vial. | For 1 allergen: 0.3 mL For more than 1 allergen: (0.05 mL x number of allergens) + 0.25 mL deadspace | Clinical manifestations of immediate hypersensitivity (allergic) diseases are caused by the release of proinflammatory mediators (histamine, leukotrienes, and prostaglandins) from IgE-sensitized effector cells (mast cells and basophils) when cell-bound IgE antibodies interact with an allergen. In vitro serum testing for IgE antibodies provides an indication of the immune response to allergens that may be associated with allergic disease. The allergens chosen for testing often depend upon the age of the patient, history of allergen exposure, season of the year, and clinical manifestations. In individuals predisposed to develop allergic disease, the sequence of sensitization and clinical manifestations proceed as follows: eczema and respiratory disease (rhinitis and bronchospasm) in infants and children less than 5 years due to food sensitivity (milk, egg, soy, and wheat proteins) followed by respiratory disease (rhinitis and asthma) in older children and adults due to sensitivity to inhalant allergens (dust mite, mold, and pollen inhalants). | Class,IgE kU/L,Interpretation, 0,<0.10,Negative, 0/1,0.10-0.34,Borderline/equivocal, 1,0.35-0.69,Equivocal, 2,0.70-3.49,Positive, 3,3.50-17.4,Positive, 4,17.5-49.9,Strongly positive, 5,50.0-99.9,Strongly positive, 6,> or =100,Strongly positive, | Detection of IgE antibodies in serum (class 1 or greater) indicates an increased likelihood of allergic disease as opposed to other etiologies and defines the allergens that may be responsible for eliciting signs and symptoms. The level of IgE antibodies in serum varies directly with the concentration of IgE antibodies expressed as a class score or kU/L. | Testing for IgE antibodies is not useful in patients previously treated with immunotherapy to determine if residual clinical sensitivity exists or in patients in whom the medical management does not depend upon identification of allergen specificity. Some individuals with clinically insignificant sensitivity to allergens may have measurable levels of IgE antibodies in serum, and test results must be interpreted in the clinical context. False-positive results for IgE antibodies may occur in patients with markedly elevated serum IgE (>2500 kU/L) due to nonspecific binding to allergen solid phases. | Homburger HA, Hamilton RG: Allergic diseases. In: McPherson RA, Pincus MR, eds. Henry's Clinical Diagnosis and Management by Laboratory Methods. 23rd ed.Elsevier; 2017:1057-1070 | Specific IgE from the patient's serum reacts with the allergen of interest, which is covalently coupled to an ImmunoCAP. After washing away nonspecific IgE, enzyme-labeled anti-IgE antibody is added to form a complex. After incubation, unbound anti-IgE is washed away, and the bound complex incubated with a developing agent. After stopping the reaction, the fluorescence of the eluate is measured. Fluorescence is proportional to the amount of specific IgE present in the patient's sample (ie, the higher the fluorescence value, the more IgE antibody is present).(Package insert: ImmunoCAP System Specific IgE FEIA. Phadia; Rev 06/2020) | Same day/1 to 3 days | 14 days | This test has been cleared, approved, or is exempt by the US Food and Drug Administration and is used per manufacturer's instructions. Performance characteristics were verified by Mayo Clinic in a manner consistent with CLIA requirements. | 86003 | Chub Mackerel, IgE | 10925-6 | CHUB | Chub Mackerel, IgE | 10925-6
CSU | Chyluria Screen, Random, Urine | Aiding in the diagnosis of chyluria (galacturia) | Enzymatic Colorimetric/Electrophoresis/Spectrophotometry (SP) | Yes | Chyluria Screen, Random, U | Urine | Patient Preparation:Before specimen collection, the patientshould notingest foods or beverages rich in vitamin C or take vitamin C supplements. Supplies:Urine Container, 60 mL (T313) Container/Tube:Plastic, 60-mL urine bottle Specimen Volume:15 mL Collection Instructions:Collectafirst-morning, random urine collection. | 15 mL | Chyluria is a medical condition in which chyle is present in the urine. Chyle is a milky substance composed of lymphatic fluid and chylomicrons formed in the small intestine during the digestion of fatty foods. Chyluria is most prevalent in tropical areas where it is caused by parasitic (Wuchereria bancrofti) infections spread by mosquitoes. Parasitic chyluria is so rare as to be nonexistent in the continental United States. Nonparasitic chyluria causes include traumatic lesions, tumors, lymphangioma, pregnancy, and granulomatous infections. | No lipoproteins present | This assay provides information regarding the fat content in urine fluid. Urinary cholesterol and triglyceride values are normally less than 10 mg/dL. High triglyceride levels in urine may indicate chyluria. | Ascorbic acid (vitamin C) interferes with the cholesterol determination and, to a lesser degree, the triglyceride concentration. Ascorbic acid falsely decreases the cholesterol and triglyceride results. Result can be falsely decreased in patients with elevated levels of N-acetyl-p-benzoquinone imine (NAPQI)-a metabolite of acetaminophen, N-acetylcysteine, and metamizole. | 1. Diamond E, Schapira HE. Chyluria-a review of the literature. Urology. 1985;26(5):427-431 2. Mendu DR, Sternlicht H, Ramanathan LV, et al.Two cases of spontaneous remission of non-parasitic chyluria. Clin Biochem. 2017;50(15):886-888. doi:10.1016/j.clinbiochem.2017.05.002 | This test involves 2 steps, centrifugation and lipoprotein electrophoresis, to detect the visual presence of chylomicrons. The specimen also is analyzed for cholesterol and triglycerides using an enzymatic colorimetric method. The results of the cholesterol, triglycerides, and lipoprotein electrophoresis are used together to determine whether the sample is chyluria.(Unpublished Mayo information) | 2 to 5 days | 6 days | This test has been modified from the manufacturer's instructions. Its performance characteristics were determined by Mayo Clinic in a manner consistent with CLIA requirements. This test has not been cleared or approved by the US Food and Drug Administration. | 82664-Electrophoretic technique, not elsewhere specified (Chylomicrons and lipoproteins)84311-Spectrophotometry, analyte not specified (Cholesterol)84478-Triglycerides | Chyluria Screen, Random, U | 95808-2 | CMTCS | Interpretive Comment | 95807-4
FCHYS | Chymotrypsin, Stool |  | Enzymatic/Spectrophotometric | Yes | Chymotrypsin, Stool | Fecal | Specimen Type:Random stool Container/Tube:Sterile leak proof stool container Specimen Volume:1 g Collection Instructions:Collect 1 gm random stool in sterile leak proof container, ship refrigerate. Note: Dietary restrictions: Patients receiving pancreatic enzymes should discontinue taking the enzymes at least 5 days before the collection of the stool sample. | 0.5 gram |  | 2.3 – 51.4 U/g |  |  |  |  | 5 to 18 days |  | This test was developed and its analytical performance characteristics have been determined by Quest Diagnostics. It has not been cleared or approved by FDA. This assay has been validated pursuant to the CLIA regulations and is used for clinical purposes. | 84311 | Chymotrypsin, Stool | 25375-7 | FCHYS | Chymotrypsin, Stool | 25375-7
FCING | Cinnamon IgG |  | Enzyme Immunoassay (FEIA) | No | Cinnamon IgG | Serum | Collection Container/Tube: Preferred:Red top Acceptable:Serum gel Submission Container/Tube:Plastic vial Specimen Volume:0.5 mL Collection Instructions: 1. Draw blood in a plain red-top tube(s), serum gel tube(s) is acceptable. 2. Centrifuge and aliquot 0.5 mL of serum in a plastic vial. 3. Send refrigerate. | See Specimen Required |  | Reference ranges have not been established for food-specific IgG tests. | The clinical utility of food-specific IgG tests has not been established. These tests can be used in special clinical situations to select foods for evaluation by diet elimination and challenge in patients who have food-related complaints. It should be recognized that the presence of food-specific IgG alone cannot be taken as evidence of food allergy and only indicates immunologic sensitization by the food allergen in question. This test should only be ordered by physicians who recognize the limitations of the test. |  |  |  | 5 to 7 days |  | This test was developed and its performance characteristics determined by Eurofins Viracor. It has not been cleared or approved by the U.S. Food and Drug Administration. | 86001 | Cinnamon IgG | 60367-0 | FCING | Cinnamon IgG | 60367-0
CINN | Cinnamon, IgE, Serum | Establishing a diagnosis of an allergy to cinnamon Defining the allergen responsible for eliciting signs and symptoms Identifying allergens: -Responsible for allergic response and/or anaphylactic episode -To confirm sensitization prior to beginning immunotherapy -To investigate the specificity of allergic reactions to insect venom allergens, drugs, or chemical allergens | Fluorescence Enzyme Immunoassay (FEIA) | Yes | Cinnamon, IgE | Serum | Collection Container/Tube: Preferred:Serum gel Acceptable:Red top Submission Container/Tube:Plastic vial Specimen Volume:0.5 mL for every 5 allergens requested Collection Instructions:Centrifuge and aliquot serum into a plastic vial. | For 1 allergen: 0.3 mL For more than 1 allergen: (0.05 mL x number of allergens) + 0.25 mL deadspace | Clinical manifestations of immediate hypersensitivity (allergic) diseases are caused by the release of proinflammatory mediators (histamine, leukotrienes, and prostaglandins) from IgE-sensitized effector cells (mast cells and basophils) when cell-bound IgE antibodies interact with an allergen. In vitro serum testing for IgE antibodies provides an indication of the immune response to allergens that may be associated with allergic disease. The allergens chosen for testing often depend upon the age of the patient, history of allergen exposure, season of the year, and clinical manifestations. In individuals predisposed to develop allergic disease, the sequence of sensitization and clinical manifestations proceed as follows: eczema and respiratory disease (rhinitis and bronchospasm) in infants and children less than 5 years due to food sensitivity (milk, egg, soy, and wheat proteins) followed by respiratory disease (rhinitis and asthma) in older children and adults due to sensitivity to inhalant allergens (dust mite, mold, and pollen inhalants). | Class,IgE kU/L,Interpretation, 0,<0.10,Negative, 0/1,0.10-0.34,Borderline/equivocal, 1,0.35-0.69,Equivocal, 2,0.70-3.49,Positive, 3,3.50-17.4,Positive, 4,17.5-49.9,Strongly positive, 5,50.0-99.9,Strongly positive, 6,> or =100,Strongly positive, | Detection of IgE antibodies in serum (class 1 or greater) indicates an increased likelihood of allergic disease as opposed to other etiologies and defines the allergens that may be responsible for eliciting signs and symptoms. The level of IgE antibodies in serum varies directly with the concentration of IgE antibodies expressed as a class score or kU/L. | Testing for IgE antibodies is not useful in patients previously treated with immunotherapy to determine if residual clinical sensitivity exists or in patients in whom the medical management does not depend upon identification of allergen specificity. Some individuals with clinically insignificant sensitivity to allergens may have measurable levels of IgE antibodies in serum, and test results must be interpreted in the clinical context. False-positive results for IgE antibodies may occur in patients with markedly elevated serum IgE (>2500 kU/L) due to nonspecific binding to allergen solid phases. | Homburger HA, Hamilton RG: Allergic diseases. In: McPherson RA, Pincus MR, eds. Henry's Clinical Diagnosis and Management by Laboratory Methods. 23rd ed.Elsevier; 2017:1057-1070 | Specific IgE from the patient's serum reacts with the allergen of interest, which is covalently coupled to an ImmunoCAP. After washing away nonspecific IgE, enzyme-labeled anti-IgE antibody is added to form a complex. After incubation, unbound anti-IgE is washed away, and the bound complex incubated with a developing agent. After stopping the reaction, the fluorescence of the eluate is measured. Fluorescence is proportional to the amount of specific IgE present in the patient's sample (ie, the higher the fluorescence value, the more IgE antibody is present). (Package insert: ImmunoCAP System Specific IgE FEIA. Phadia; Rev 06/2020) | Same day/1 to 3 days | 14 days | This test was developed and its performance characteristics determined by Mayo Clinic in a manner consistent with CLIA requirements. It has not been cleared or approved by the US Food and Drug Administration. | 86003 | Cinnamon, IgE | 6837-9 | CINN | Cinnamon, IgE | 6837-9
FCQBA | Circulating Immune Complex, C1q Binding |  | Semi-Quantitative Enzyme-Linked Immunosorbent Assay | Yes | CIC, C1q Binding | Serum | Collection Container/Tube:Red Top or SST Submission Container/Tube:Plastic vial Specimen Volume:1 mL Collection Instructions:Draw blood in a plain, red-top tube(s). (Serum gel tube is acceptable.) Allow complete clotting of red blood cells (up to 1 hour), then separate serum from cells withing 30 minutes and freeze immediately. Send 1 mL of serum frozen in a plastic vial. Note:Critical frozen. Separate specimens must be submitted when multiple tests are ordered. | 0.3 mL |  | 0.0-3.9 ug Eq/mL | Less than or equal to 3.9 ug Eq/mL is considered negative for circulating complement binding immune complexes. Circulating immune complexes may be found without any evident pathology and positive results do not necessarily implicate the immune complex in a disease process. |  |  |  | 4 to 15 days |  |  | 86332 | CIC, C1q Binding | 27831-7 | Z2636 | CIC, C1q Binding | 27831-7
FCIC3 | Circulating Immune Complex, C3 fragments |  | Semi-Quantitative Enzyme-Linked Immunosorbent Assay | Yes | CIC, C3 fragments | Serum | Specimen Type:Serum Container/Tube:Red Top/SST acceptable Specimen Volume:1 mL Collection Instructions:Draw blood in a plain red-top tube(s), serum gel tube(s), is acceptable. Allow complete clotting of red blood cells (up to 1 hour), then separate from cells within 30 minutes and freeze immediately. Send 1 mL of serum frozen in a plastic vial. Note: Critical frozen. Separate specimens must be submitted when multiple tests are ordered. | 0.5 mL |  | Less than or equal to 15 ug Eq/mL | Many autoimmune disorders, chronic infections and malignancies are associated with circulating immune complexes. Quantitation of immune complexes assists in staging immunologic disorders. Detection of circulating immune complexes is not essential to any specific diagnosis. Circulating immune complexes may be found without any evident pathology and positive results do not necessarily implicate immune complex-related disease process. Values between 15 and 20 ug Eq/mL are considered equivocal for the Circulating Immune Complex, C3 fragments assay. Repeat testing using a new specimen is recommended, if clinically indicated. |  |  |  | 4 to 13 days |  |  | 86332 | CIC, C3 fragments | Not Provided | Z6125 | CIC, C3 fragments | 5228-2
FCIC | Circulating Immune Complexes (CIC) |  | Enzyme Linked Immunosorbent Assay (ELISA) | Yes | Circulating Immune Complexes (CIC) | Serum | Draw blood in a plain, red-top tube(s) or a serum gel tube(s).Spin down and send 3 mL of serum refrigerated. | 1 mL |  | Negative<20 EU/mL Borderline/Equivocal20 – 25 EU/mL Positive>25 EU/mL | Circulating immune complexes (CICs) are detectable in a variety of systemic disorders such as rheumatological, autoimmune, allergic diseases; viral, bacterial infections and malignancies. Although detection of CICs is neither essential nor specific for any disease, anti-C1q assay is likely to provide information regarding disease activity in lupus nephritis. |  |  |  | 7 to 18 days |  | This test has been developed and performance parameters have been validated by IMMCO Diagnostics, Inc. This test has not been approved by the U.S. Food and Drug Administration (FDA); however, US FDA approval is not required for clinical use. It is not intended that clinical diagnosis and patient management decisions be made using these results alone. This test has been validated using serum samples. The manufacturer has not determined the efficacy of this test when performed on CSF, plasma, joint or pleural fluid specimens. The performance characteristics of this test were determined by IMMCO Diagnostics Inc. | 86332 | Circulating Immune Complexes (CIC) | 27831-7 | Z0912 | Immune Complex | 27831-7
CITR2 | Citrate Concentration, Random, Urine | Diagnosing risk factors for patients with calcium kidney stones Monitoring results of therapy in patients with calcium stones or renal tubular acidosis | Only orderable as part of a profile. For more information see CITRA / Citrate Excretion, Random, Urine. | Yes | Citrate Concentration, Random, U | Urine | Only orderable as part of a profile. For more information see CITRA / Citrate Excretion, Random, Urine. Patient Preparation:Any drug that causes alkalemia or acidemia may be expected to alter citrate excretion and should be avoided, if possible. The patient must avoid laxative use for24 hours prior to collection. Supplies:Sarstedt 5 mL Aliquot Tube (T914) Container/Tube:Plastic, 5-mL tube Specimen Volume:4 mL Collection Instructions: 1. Collect a random urine specimen. 2. No preservative. | 1 mL | Urinary citrate is a major inhibitor of kidney stone formation due in part to binding of calcium in urine. Low urine citrate levels are considered a risk for kidney stone formation. Several metabolic disorders are associated with low urine citrate. Any condition that lowers renal tubular pH or intracellular pH may decrease citrate (eg, metabolic acidosis, increased acid ingestion, hypokalemia, or hypomagnesemia). Low urinary citrate is subject to therapy by correcting acidosis, hypokalemia, or hypomagnesemia by altering diet or using drugs such as citrate and potassium. | Only orderable as part of a profile. For more information see CITRA / Citrate Excretion, Random, Urine. No established reference values | A low citrate value represents a potential risk for kidney stone formation/growth. Patients with low urinary citrate and new or growing stone formation may benefit from adjustments in therapy known to increase urinary citrate excretion. Very low citrate levels suggest investigation for the possible diagnosis of metabolic acidosis (eg, renal tubular acidosis). For children ages 5 to 18, a ratio of less than 0.176 mg citrate/ mg creatinine is below the 5% reference range and considered low.(1) | Drugs that lower systemic pH, potassium, and/or magnesium also lower urine citrate and are to be avoided in patients with tendency to form calcium stones. Conversely, drugs that raise systemic pH, potassium, and/or magnesium may raise urine citrate and should be considered when treating patients or interpreting results. | 1. Srivastava T, Winston MJ, Auron A et al: Urine calcium/citrate ratio in children with hypercalciuric stones. Pediatr Res. 2009;66:85-90 2. Hosking DH, Wilson JW, Liedtke RR, et al: The urinary excretion of citrate in normal persons and patients with idiopathic calcium urolithiasis (abstract). Urol Res. 1984;12:26 3. Lieske JC, Wang X: Heritable traits that contribute to nephrolithiasis. Urolithiasis. 2019 Feb;47(1):5-10 4. Lieske JC, Turner ST, Edeh SN, Smith JA, Kardia SLR: Heritability of urinary traits that contribute to nephrolithiasis. Clin J Am Soc Nephrol. 2014 May;9(5):943-950.doi: 10.2215/CJN.08210813 | Citric acid in the presence of zinc(2+) at pH 8.2 is catalyzed to oxaloacetate by the enzyme, citrate lyase. Oxaloacetate in the presence of malate dehydrogenase and reduced nicotinamide adeninedinucleotide (NADH) is reduced to malate (II). The citric acidconcentration in the reaction mixture can be determined by measuring thedisappearance of the light-absorbing NADH.(Delaney MP, Lamb EJ: Kidney disease. In: Rifai N, Horvath AR, Wittwer CT, eds. Tietz Textbook of Clinical Chemistry and Molecular Diagnostics. 6th ed. Elsevier; 2018:1309-1310) | Same day/1 day | 7 days | This test was developed and its performance characteristics determined by Mayo Clinic in a manner consistent with CLIA requirements. It has not been cleared or approved by the US Food and Drug Administration. | 82507 | Citrate Concentration, Random, U | 2128-7 | CITR2 | Citrate Concentration, Random, U | 2128-7
CITR | Citrate Excretion, 24 Hour, Urine | Diagnosing risk factors for patients with calcium kidney stones Monitoring results of therapy in patients with calcium stones or renal tubular acidosis | Enzymatic | Yes | Citrate Excretion, 24 Hr, U | Urine | Patient Preparation:Any drug that causes alkalemia or acidemia may be expected to alter citrate excretion and should be avoided, if possible. The patient must avoid laxative use for 24 hour collection period. Supplies: -Diazolidinyl Urea (Germall) 5.0 mL (T822) -Sarstedt 5 mL Aliquot Tube (T914) Container/Tube:Plastic tube Specimen Volume:4 mL Collection Instructions: 1. Add 5 mL of diazolidinyl urea (Germall) as preservative at start of collectionorrefrigerate specimen during and after collection. 2. Collect urine for 24 hours. 3. Mix well before taking 4-mL aliquot. Additional Information:SeeUrine Preservatives-Collection and Transportation for 24-Hour Urine Specimensfor multiple collections. | 1 mL | Urinary citrate is a major inhibitor of kidney stone formation due in part to binding of calcium in urine. Low urine citrate levels are considered a risk for kidney stone formation. Several metabolic disorders are associated with low urine citrate. Any condition that lowers renal tubular pH or intracellular pH may decrease citrate (eg, metabolic acidosis, increased acid ingestion, hypokalemia, or hypomagnesemia). Low urinary citrate promotes kidney stone formation and growth, and is subject to therapy by correcting acidosis, hypokalemia, or hypomagnesemia by altering diet or using drugs such as citrate and potassium. | 0-19 years: not established 20 years: 150-1,191 mg/24 hours 21 years: 157-1,191 mg/24 hours 22 years: 164-1,191 mg/24 hours 23 years: 171-1,191 mg/24 hours 24 years: 178-1,191 mg/24 hours 25 years: 186-1,191 mg/24 hours 26 years: 193-1,191 mg/24 hours 27 years: 200-1,191 mg/24 hours 28 years: 207-1,191 mg/24 hours 29 years: 214-1,191 mg/24 hours 30 years: 221-1,191 mg/24 hours 31 years: 228-1,191 mg/24 hours 32 years: 235-1,191 mg/24 hours 33 years: 242-1,191 mg/24 hours 34 years: 250-1,191 mg/24 hours 35 years: 257-1,191 mg/24 hours 36 years: 264-1,191 mg/24 hours 37 years: 271-1,191 mg/24 hours 38 years: 278-1,191 mg/24 hours 39 years: 285-1,191 mg/24 hours 40 years: 292-1,191 mg/24 hours 41 years: 299-1,191 mg/24 hours 42 years: 306-1,191 mg/24 hours 43 years: 314-1,191 mg/24 hours 44 years: 321-1,191 mg/24 hours 45 years: 328-1,191 mg/24 hours 46 years: 335-1,191 mg/24 hours 47 years: 342-1,191 mg/24 hours 48 years: 349-1,191 mg/24 hours 49 years: 356-1,191 mg/24 hours 50 years: 363-1,191 mg/24 hours 51 years: 370-1,191 mg/24 hours 52 years: 378-1,191 mg/24 hours 53 years: 385-1,191 mg/24 hours 54 years: 392-1,191 mg/24 hours 55 years: 399-1,191 mg/24 hours 56 years: 406-1,191 mg/24 hours 57 years: 413-1,191 mg/24 hours 58 years: 420-1,191 mg/24 hours 59 years: 427-1,191 mg/24 hours 60 years: 434-1,191 mg/24 hours >60 years: not established | Any value less than the mean for 24 hours represents a potential risk for kidney stone formation and growth. Patients with low urinary citrate and new or growing stone formation, may benefit from adjustments in therapy known to increase urinary citrate excretion. (See Clinical Information) Very low levels (<150 mg/24 hours) suggest investigation is needed for the possible diagnosis of metabolic acidosis (eg, renal tubular acidosis). | Drugs that lower systemic pH, potassium, and/or magnesium also lower urine citrate and are to be avoided in patients with a tendency to form calcium stones. Conversely, drugs that raise systemic pH, potassium, and/or magnesium, may raise urine citrate and should be considered when treating patients or interpreting results. | 1. Hosking DH, Wilson JW, Liedtke RR, Smith LH, Wilson DM: The urinary excretion of citrate in normal persons and patients with idiopathic calcium urolithiasis. Lab Clin Med. 1985 Dec;106(6):682-689. 2. Lieske JC, Wang X: Heritable traits that contribute to nephrolithiasis. Urolithiasis. 2019 February; 47(1): 5-10 3. Lieske JC, Turner ST, Edeh SN, Smith JA, Kardia SLR: Heritability of urinary traits that contribute to nephrolithiasis. Clin J Am Soc Nephrol. 2014 May;9(5):943-950 | Citric acid in the presence of zinc (2+) at pH 8.2 is catalyzed to oxaloacetate by the enzyme, citrate lyase. Oxaloacetate in the presence of malate dehydrogenase and reduced nicotinamide adenine dinucleotide (NADH) is reduced to malate (II). The citric acid concentration in the reaction mixture can be determined by measuring thedisappearance of the light-absorbing NADH. By correcting this concentration for dilution and 24-hour volume, the amount of citric acid excreted per 24 hours is obtained.(Nielsen TT: A method for enzymatic determination of citrate in serum and urine. Scand J Clin Lab Invest 1976;36:513-519;Delaney MP, Lamb EJ: Kidney disease. In: Rifai N, Horvath AR, Wittwer CT, eds. Tietz Textbook of Clinical Chemistry and Molecular Diagnostics. 6th ed. Elsevier; 2018:1309-1310) | Same day/1 day | 7 days | This test was developed and its performance characteristics determined by Mayo Clinic in a manner consistent with CLIA requirements. It has not been cleared or approved by the US Food and Drug Administration. | 82507 | Citrate Excretion, 24 Hr, U | 6687-8 | VL49 | Urine Volume | 3167-4
CITRA | Citrate Excretion, Random, Urine | Diagnosing risk factors for patients with calcium kidney stones using random urine specimens Monitoring results of therapy in patients with calcium stones or renal tubular acidosis | Enzymatic | Yes | Citrate Excretion, Random, U | Urine | Patient Preparation:Any drug that causes alkalemia or acidemia may be expected to alter citrate excretion and should be avoided, if possible. The patient must avoid laxative use for 24 hours prior to collection. Supplies:Sarstedt 5 mL Aliquot Tube (T914) Container/Tube:Plastic, 5-mL tube Specimen Volume:4 mL Collection Instructions: 1. Collect a random urine specimen. 2. No preservative. | 1 mL | Urinary citrate is a major inhibitor of kidney stone formation due in part to binding of calcium in urine. Low urine citrate levels are considered a risk for kidney stone formation. Several metabolic disorders are associated with low urine citrate. Any condition that lowers renal tubular pH or intracellular pH may decrease citrate (eg, metabolic acidosis, increased acid ingestion, hypokalemia, or hypomagnesemia). Low urinary citrate is subject to therapy by correcting acidosis, hypokalemia, or hypomagnesemia by altering diet or using drugs such as citrate and potassium. | No established reference values. | A low value represents a potential risk for kidney stone formation/growth. Patients with low urinary citrate and new or growing stone formation may benefit from adjustments in therapy known to increase urinary citrate excretion. Very low citrate levels suggest investigation for the possible diagnosis of metabolic acidosis (eg, renal tubular acidosis). For children ages 5 to 18, a ratio of less than 0.176 mg citrate/ mg creatinine is below the 5% reference range and considered low.(1) | Drugs that lower systemic pH, potassium, and/or magnesium also lower urine citrate and are to be avoided in patients with tendency to form calcium stones. Conversely, drugs that raise systemic pH, potassium, and/or magnesium may raise urine citrate and should be considered when treating patients or interpreting results. | 1. Srivastava T, Winston MJ, Auron A, Alon US: Urine calcium/citrate ratio in children with hypercalciuric stones. Pediatr Res. 2009 Jul;66(1):85-90. doi: 10.1203/PDR.0b013e3181a2939e 2. Hosking DH, Wilson JW, Liedtke RR, Smith LH, Wilson DM: The urinary excretion of citrate in normal persons and patients with idiopathic calcium urolithiasis. J Lab Clin Med. 1985 Dec;106(6):682-689 3. Lieske JC, Wang X: Heritable traits that contribute to nephrolithiasis. Urolithiasis. 2019 Feb;47(1):5-10. doi: 10.1007/s00240-018-1095-1 4. Lieske JC, Turner ST, Edeh SN, Smith JA, Kardia SL: Heritability of urinary traits that contribute to nephrolithiasis. Clin J Am Soc Nephrol. 2014 May;9(5):943-950 | Citric acid in the presence of zinc (2+) at pH 8.2 is catalyzed to oxaloacetate by the enzyme, citrate lyase. Oxaloacetate in the presence of malate dehydrogenase and reduced nicotinamide adeninedinucleotide (NADH) is reduced to malate (II). The citric acidconcentration in the reaction mixture can be determined by measuring thedisappearance of the light-absorbing NADH(Delaney MP, Lamb EJ: Kidney disease. In: Rifai N, Horvath AR, Wittwer CT, eds. Tietz Textbook of Clinical Chemistry and Molecular Diagnostics. 6th ed. Elsevier; 2018:1309-1310) | Same day/1 to 3 days | 7 days | This test was developed and its performance characteristics determined by Mayo Clinic in a manner consistent with CLIA requirements. It has not been cleared or approved by the US Food and Drug Administration. | 8250782570 | Citrate Excretion, Random, U | 13722-4 | RAT10 | Citrate/Creatinine Ratio | 13722-4
RAT10 | Citrate/Creatinine Ratio, Urine | Calculating the citrate concentration per creatinine Diagnosing risk factors for patients with calcium kidney stones Monitoring results of therapy in patients with calcium stones or renal tubular acidosis | Only orderable as part of a profile. For more information see CITRA / Citrate Excretion, Random, Urine. Calculation | Yes | Citrate/Creatinine Ratio | Urine | Only orderable as part of a profile. For more information see CITRA / Citrate Excretion, Random, Urine. | 1 mL | Urinary citrate is a major inhibitor of kidney stone formation due in part to binding of calcium in urine. Low urine citrate levels are considered a risk for kidney stone formation. Several metabolic disorders are associated with low urine citrate. Any condition that lowers renal tubular pH or intracellular pH may decrease citrate (eg, metabolic acidosis, increased acid ingestion, hypokalemia, or hypomagnesemia). Low urinary citrate is subject to therapy by correcting acidosis, hypokalemia, or hypomagnesemia by altering diet or using drugs such as citrate and potassium. | Only orderable as part of a profile. For more information see CITRA / Citrate Excretion, Random, Urine. No established reference values | A low citrate value represents a potential risk for kidney stone formation/growth. Patients with low urinary citrate and new or growing stone formation may benefit from adjustments in therapy known to increase urinary citrate excretion. Very low citrate levels suggest investigation for the possible diagnosis of metabolic acidosis (eg, renal tubular acidosis). For children ages 5 to 18, a ratio of less than 0.176 mg citrate/ mg creatinine is below the 5% reference range and considered low.(1) | Drugs that lower systemic pH, potassium, and/or magnesium also lower urine citrate and are to be avoided in patients with tendency to form calcium stones. Conversely, drugs that raise systemic pH, potassium, and/or magnesium may raise urine citrate and should be considered when treating patients or interpreting results. | 1. Srivastava T, Winston MJ, Auron A et al: Urine calcium/citrate ratio in children with hypercalciuric stones. Pediatr Res. 2009;66:85-90 2. Hosking DH, Wilson JW, Liedtke RR, et al: The urinary excretion of citrate in normal persons and patients with idiopathic calcium urolithiasis (abstract). Urol Res. 1984;12:26 3. Lieske JC, Wang X: Heritable traits that contribute to nephrolithiasis. Urolithiasis. 2019 Feb;47(1):5-10 4. Lieske JC, Turner ST, Edeh SN, Smith JA, Kardia SLR: Heritability of urinary traits that contribute to nephrolithiasis. Clin J Am Soc Nephrol. 2014 May;9(5):943-950.doi: 10.2215/CJN.08210813 | This test calculates the citrate concentration per creatinine. This calculation is performed in the Laboratory Information system, SCC Soft. | Same day/1 day | 7 days | Not Applicable | 82507 | Citrate/Creatinine Ratio | 13722-4 | RAT10 | Citrate/Creatinine Ratio | 13722-4
CLAD | Cladosporium, IgE, Serum | Establishing a diagnosis of an allergy to Cladosporium Defining the allergen responsible for eliciting signs and symptoms Identifying allergens: -Responsible for allergic response and/or anaphylactic episode -To confirm sensitization prior to beginning immunotherapy -To investigate the specificity of allergic reactions to insect venom allergens, drugs, or chemical allergens | Fluorescence Enzyme Immunoassay (FEIA) | Yes | Cladosporium, IgE | Serum | Collection Container/Tube: Preferred:Serum gel Acceptable:Red top Submission Container/Tube:Plastic vial Specimen Volume:0.5 mL for every 5 allergens requested Collection Instructions:Centrifuge and aliquot serum into a plastic vial. | For 1 allergen: 0.3 mL For more than 1 allergen: (0.05 mL x number of allergens) + 0.25 mL deadspace | Clinical manifestations of immediate hypersensitivity (allergic) diseases are caused by the release of proinflammatory mediators (histamine, leukotrienes, and prostaglandins) from IgE-sensitized effector cells (mast cells and basophils) when cell-bound IgE antibodies interact with an allergen. In vitro serum testing for IgE antibodies provides an indication of the immune response to allergens that may be associated with allergic disease. The allergens chosen for testing often depend upon the age of the patient, history of allergen exposure, season of the year, and clinical manifestations. In individuals predisposed to develop allergic disease, the sequence of sensitization and clinical manifestations proceed as follows: eczema and respiratory disease (rhinitis and bronchospasm) in infants and children less than 5 years due to food sensitivity (milk, egg, soy, and wheat proteins) followed by respiratory disease (rhinitis and asthma) in older children and adults due to sensitivity to inhalant allergens (dust mite, mold, and pollen inhalants). | Class,IgE kU/L,Interpretation, 0,<0.10,Negative, 0/1,0.10-0.34,Borderline/equivocal, 1,0.35-0.69,Equivocal, 2,0.70-3.49,Positive, 3,3.50-17.4,Positive, 4,17.5-49.9,Strongly positive, 5,50.0-99.9,Strongly positive, 6,> or =100,Strongly positive, | Detection of IgE antibodies in serum (class 1 or greater) indicates an increased likelihood of allergic disease as opposed to other etiologies and defines the allergens that may be responsible for eliciting signs and symptoms. The level of IgE antibodies in serum varies directly with the concentration of IgE antibodies expressed as a class score or kU/L. | Testing for IgE antibodies is not useful in patients previously treated with immunotherapy to determine if residual clinical sensitivity exists or in patients in whom the medical management does not depend upon identification of allergen specificity. Some individuals with clinically insignificant sensitivity to allergens may have measurable levels of IgE antibodies in serum, and test results must be interpreted in the clinical context. False-positive results for IgE antibodies may occur in patients with markedly elevated serum IgE (>2500 kU/L) due to nonspecific binding to allergen solid phases. | Homburger HA, Hamilton RG: Allergic diseases. In: McPherson RA, Pincus MR, eds. Henry's Clinical Diagnosis and Management by Laboratory Methods. 23rd ed.Elsevier; 2017:1057-1070 | Specific IgE from the patient's serum reacts with the allergen of interest, which is covalently coupled to an ImmunoCAP. After washing away nonspecific IgE, enzyme-labeled anti-IgE antibody is added to form a complex. After incubation, unbound anti-IgE is washed away, and the bound complex incubated with a developing agent. After stopping the reaction, the fluorescence of the eluate is measured. Fluorescence is proportional to the amount of specific IgE present in the patient's sample (ie, the higher the fluorescence value, the more IgE antibody is present). (Package insert: ImmunoCAP System Specific IgE FEIA. Phadia; Rev 06/2020) | Same day/1 to 3 days | 14 days | This test has been cleared, approved, or is exempt by the US Food and Drug Administration and is used per manufacturer's instructions. Performance characteristics were verified by Mayo Clinic in a manner consistent with CLIA requirements. | 86003 | Cladosporium, IgE | 53760-5 | CLAD | Cladosporium, IgE | 53760-5
CLAM | Clam, IgE, Serum | Establishing a diagnosis of an allergy to clam Defining the allergen responsible for eliciting signs and symptoms Identifying allergens: -Responsible for allergic response and/or anaphylactic episode -To confirm sensitization prior to beginning immunotherapy -To investigate the specificity of allergic reactions to insect venom allergens, drugs, or chemical allergens | Fluorescence Enzyme Immunoassay (FEIA) | Yes | Clam, IgE | Serum | Collection Container/Tube: Preferred:Serum gel Acceptable:Red top Submission Container/Tube:Plastic vial Specimen Volume:0.5 mL for every 5 allergens requested Collection Instructions:Centrifuge and aliquot serum into a plastic vial. | For 1 allergen: 0.3 mL For more than 1 allergen: (0.05 mL x number of allergens) + 0.25 mL deadspace | Clinical manifestations of immediate hypersensitivity (allergic) diseases are caused by the release of proinflammatory mediators (histamine, leukotrienes, and prostaglandins) from IgE-sensitized effector cells (mast cells and basophils) when cell-bound IgE antibodies interact with an allergen. In vitro serum testing for IgE antibodies provides an indication of the immune response to allergens that may be associated with allergic disease. The allergens chosen for testing often depend upon the age of the patient, history of allergen exposure, season of the year, and clinical manifestations. In individuals predisposed to develop allergic disease, the sequence of sensitization and clinical manifestations proceed as follows: eczema and respiratory disease (rhinitis and bronchospasm) in infants and children less than 5 years due to food sensitivity (milk, egg, soy, and wheat proteins) followed by respiratory disease (rhinitis and asthma) in older children and adults due to sensitivity to inhalant allergens (dust mite, mold, and pollen inhalants). | Class,IgE kU/L,Interpretation, 0,<0.10,Negative, 0/1,0.10-0.34,Borderline/equivocal, 1,0.35-0.69,Equivocal, 2,0.70-3.49,Positive, 3,3.50-17.4,Positive, 4,17.5-49.9,Strongly positive, 5,50.0-99.9,Strongly positive, 6,> or =100,Strongly positive, | Detection of IgE antibodies in serum (class 1 or greater) indicates an increased likelihood of allergic disease as opposed to other etiologies and defines the allergens that may be responsible for eliciting signs and symptoms. The level of IgE antibodies in serum varies directly with the concentration of IgE antibodies expressed as a class score or kU/L. | Testing for IgE antibodies is not useful in patients previously treated with immunotherapy to determine if residual clinical sensitivity exists or in patients in whom the medical management does not depend upon identification of allergen specificity. Some individuals with clinically insignificant sensitivity to allergens may have measurable levels of IgE antibodies in serum, and test results must be interpreted in the clinical context. False-positive results for IgE antibodies may occur in patients with markedly elevated serum IgE (>2500 kU/L) due to nonspecific binding to allergen solid phases. | Homburger HA, Hamilton RG: Allergic diseases. In: McPherson RA, Pincus MR, eds. Henry's Clinical Diagnosis and Management by Laboratory Methods. 23rd ed.Elsevier; 2017:1057-1070 | Specific IgE from the patient's serum reacts with the allergen of interest, which is covalently coupled to an ImmunoCAP. After washing away nonspecific IgE, enzyme-labeled anti-IgE antibody is added to form a complex. After incubation, unbound anti-IgE is washed away, and the bound complex incubated with a developing agent. After stopping the reaction, the fluorescence of the eluate is measured. Fluorescence is proportional to the amount of specific IgE present in the patient's sample (ie, the higher the fluorescence value, the more IgE antibody is present). (Package insert: ImmunoCAP System Specific IgE FEIA. Phadia; Rev 06/2020) | Same day/1 to 3 days | 14 days | This test has been cleared, approved, or is exempt by the US Food and Drug Administration and is used per manufacturer's instructions. Performance characteristics were verified by Mayo Clinic in a manner consistent with CLIA requirements. | 86003 | Clam, IgE | 6076-4 | CLAM | Clam, IgE | 6076-4
CLD18 | Claudin 18 (CLDN18) (43-14A), Semi-Quantitative Immunohistochemistry, Manual | Identification of tumor cells expressing claudin 18 | Immunohistochemistry (IHC) | Yes | CLDN18, SemiQuant IHC, Manual | Special | Specimen Type:Tissue Supplies: -Pathology Packaging Kit (T554) Collection Instructions:Formalin-fixed, paraffin-embedded tissue block; or 3 unstained glass, "positively charged" slides with 4-microns formalin-fixed, paraffin-embedded tissue Additional Information:One slide will be stained with hematoxylin and eosin and returned. |  | Claudin 18 is a member of the claudin protein family that regulates cell adhesion. The claudin-18 isoform 2 (CLDN18.2) serves as a biomarker for gastric and gastroesophageal junction cancer. | An interpretive report will be provided. | An interpretation will be provided. This result should be interpreted in the appropriate clinical context. | This test has been validated for nondecalcified paraffin-embedded tissue specimens fixed in 10% neutral-buffered formalin. Recommended fixation time is between 6 and 48 hours. This assay has not been validated on tissues subjected to the decalcification process or use of alternative fixatives for bone and bone marrow specimens or cell blocks. Age of a cut paraffin section can affect immunoreactivity. Stability thresholds vary widely among published literature and are antigen dependent. Best practice is for paraffin sections to be cut within 6 weeks. | 1. Kubota Y, Kawazoe A, Mishima S, et Al. Comprehensive clinical and molecular characterization of claudin 18.2 expression in advanced gastric or gastroesophageal junction cancer. ESMO Open. 2023;8(1):100762 2. Cao W, Xing H, Li Y, et Al. Claudin18.2 is a novel molecular biomarker for tumor-targeted immunotherapy. Biomark Res. 2022;10(1):38 3. Pellino A, Brignola S, Riello E, et Al. Association of CLDN18 protein expression with clinicopathological features and prognosis in advanced gastric and gastroesophageal junction adenocarcinomas. J Pers Med. 2021;11(11):1095 4. Arnold A, Daum S, von Winterfeld M, et Al. Prognostic impact of Claudin 18.2 in gastric and esophageal adenocarcinomas. Clin Transl Oncol. 2020;22(12):2357-2363 | Immunohistochemistry on sections of paraffin-embedded tissue.(Unpublished Mayo method) | 5 to 7 days | Until reported | This test was developed and its performance characteristics determined by Mayo Clinic in a manner consistent with CLIA requirements. It has not been cleared or approved by the US Food and Drug Administration. | 88360 | CLDN18, SemiQuant IHC, Manual | 105011-1 | 621008 | Case Number | 80398-1
CLAUD | Claudin-1 Immunostain, Technical Component Only | Identification of a number of different soft tissue and epithelial neoplasms | Immunohistochemistry (IHC) | Yes | Claudin-1 IHC, Tech Only | For the initial technical component only immunohistochemical (IHC) stain performed, the appropriate bill-only test ID will be reflexed and charged (IHTOI). For each additional technical component only IHC stain performed, an additional bill-only test ID will be reflexed and charged (IHTOA). | Supplies:Immunostain Technical Only Envelope (T693) Specimen Type:Tissue Container/Tube:Immunostain Technical Only Envelope Preferred:2 Unstained positively charged glass slide (25- x 75- x 1-mm) per test ordered; sections 4-microns thick Acceptable:Formalin-fixed, paraffin-embedded tissue block |  | Claudin proteins are a family of tight junction-associated proteins that prevent leakage of ions, water, etc between cells. Differential expression of claudin proteins is seen in various epithelial cell types. Strong expression of claudin-1 is seen on squamous epithelial cells of the skin. Claudin-1 may have reduced expression in invasive versus benign breast lesions. In the diagnostic setting, 30% to 50% of soft tissue and intramucosal intestinal perineuriomas are positive for claudin-1. Gastric intestinal-type adenocarcinoma shows more frequent claudin-1 expression than diffuse gastric carcinomas. |  | This test does not include pathologist interpretation, only technical performance of the stain. If interpretation is required, order PATHC / Pathology Consultation for a full diagnostic evaluation or second opinion of the case. The positive and negative controls are verified as showing appropriate immunoreactivity. If a control tissue is not included on the slide, a scanned image of the relevant quality control tissue is available upon request; call 855-516-8404. Interpretation of this test should be performed in the context of the patient's clinical history and other diagnostic tests by a qualified pathologist. | Age of a cut paraffin section can affect immunoreactivity. Stability thresholds vary widely among published literature and are antigen dependent. Best practice is for paraffin sections to be cut within 6 weeks. | 1. Katzka DA, Tadi R, Smyrk TC, et al. Effects of topical steroids on tight junction proteins and spongiosis in esophageal epithelia of patients with eosinophilic esophagitis. Clin Gastroenterol Hepatol. 2014;12(11):1824-9.e1. doi:10.1016/j.cgh.2014.02.039 2. Bhat AA, Syed N, Therachiyil L, et al. Claudin-1, a double-edged sword in cancer. Int J Mol Sci. 2020;21(2):569. doi:10.3390/ijms21020569 3. Moldvay J, Fabian K, Jackel M, et al. Claudin-1 protein expression Is a good prognostic factor in non-small cell lung cancer, but only in squamous cell carcinoma cases. Pathol Oncol Res. 2017;23(1):151-156. doi:10.1007/s12253-016-0115-0 4. Magaki S, Hojat SA, Wei B, So A, Yong WH. An introduction to the performance of immunohistochemistry. Methods Mol Biol. 2019;1897:289-298. doi:10.1007/978-1-4939-8935-5_25 | Immunohistochemistry on sections of paraffin-embedded tissue.(Unpublished Mayo method) | 1 to 3 days | Until staining is complete. | This test has been cleared, approved, or is exempt by the US Food and Drug Administration and is used per manufacturer's instructions. Performance characteristics were verified by Mayo Clinic in a manner consistent with CLIA requirements. | 88342-TC, primary88341-TC, if additional IHC | Claudin-1 IHC, Tech Only | Order only;no result | 70716 | Claudin-1 IHC, Tech Only | Bill only; no result
CLDN4 | Claudin-4 Immunostain, Technical Component Only | Distinguishing carcinoma from mesothelioma and sarcoma | Immunohistochemistry (IHC) | Yes | Claudin-4 IHC, Tech Only | For the initial technical component only immunohistochemical (IHC) stain performed, the appropriate bill-only test ID will be reflexed and charged (IHTOI). For each additional technical component only IHC stain performed, an additional bill-only test ID will be reflexed and charged (IHTOA). | Supplies:Immunostain Technical Only Envelope (T693) Specimen Type:Tissue Container/Tube:Immunostain Technical Only Envelope Preferred:2 Unstained positively charged glass slide (25- x 75- x 1-mm) per test ordered; sections 4-microns thick Acceptable:Formalin-fixed, paraffin-embedded tissue block |  | Claudin-4 is a component of tight junction strands and is expressed on the membrane of cells of epithelial origin. Claudin-4 has been shown to distinguish carcinoma from mesothelioma and carcinoma from sarcoma. |  | This test does not include pathologist interpretation, only technical performance of the stain. If interpretation is required, order PATHC / Pathology Consultation for a full diagnostic evaluation or second opinion of the case. The positive and negative controls are verified as showing appropriate immunoreactivity. If a control tissue is not included on the slide, a scanned image of the relevant quality control tissue is available upon request; call 855-516-8404. Interpretation of this test should be performed in the context of the patient's clinical history and other diagnostic tests by a qualified pathologist. | Age of a cut paraffin section can affect immunoreactivity. Stability thresholds vary widely among published literature and are antigen dependent. Best practice is for paraffin sections to be cut within 6 weeks. | 1. Jo VY, Cibas ES, Pinkus GS.Claudin-4immunohistochemistry is highly effective in distinguishing adenocarcinoma from malignantmesotheliomain effusion cytology. Cancer Cytopathol. 2014;122(4):299-306 2. Ohta Y, Sasaki Y, Saito M, et al.Claudin-4as a marker for distinguishing malignantmesotheliomafrom lung carcinoma and serous adenocarcinoma. Int J Surg Pathol. 2013;21(5):493-501 3. Ordonez NG. Value ofclaudin-4immunostaining in the diagnosis ofmesothelioma. Am J Clin Pathol. 2013;139(5):611-619 4. Schaefer IM, Agaimy A, Fletcher CD, Hornick JL.Claudin-4expression distinguishes SWI/SNF complex-deficient undifferentiated carcinomas from sarcomas. Mod Pathol. 2017;30(4):539-548 5. Magaki S, Hojat SA, Wei B, So A, Yong WH. An introduction to the performance of immunohistochemistry. Methods Mol Biol. 2019;1897:289-298. doi:10.1007/978-1-4939-8935-5_25 | Immunohistochemistry on sections of paraffin-embedded tissue.(Unpublished Mayo method) | 1 to 3 days | Until staining is complete | This test has been cleared, approved, or is exempt by the US Food and Drug Administration and is used per manufacturer's instructions. Performance characteristics were verified by Mayo Clinic in a manner consistent with CLIA requirements. | 88342-TC, primary88341-TC, if additional IHC | Claudin-4 IHC, Tech Only | Order only;no result | 607335 | Claudin-4 IHC, Tech Only | Bill only; no result
FCLCN | CLCN1 DNA Sequencing Test |  | Next Generation Sequencing | Yes | CLCN1 DNA Sequencing | Whole Blood EDTA | Draw blood in a lavender-top (EDTA) tube(s) and send 8 mL of whole blood. Ship Ambient. Note: Collection date and informed consent are required. | 6 mL |  | A final report will be attached in MayoAccess. |  |  |  |  | 21 to 35 days |  |  | 81406 | CLCN1 DNA Sequencing | Not Provided | FCLCN | CLCN1 DNA Sequencing | Not Provided
CLIR | CLIR Supplemental Report |  |  | No | CLIR Supplemental Report | Only orderable as part of a reflex test. This is a report containing supplementary documentation. | [10 empty] | Not Applicable |  | CLIR Supplemental Report | 55107-7 | 605136 | CLIR Supplemental Report | 55107-7
CLOBZ | Clobazam and Metabolite, Serum | Monitoring clobazam therapy | Liquid Chromatography Tandem Mass Spectrometry (LC-MS/MS) | Yes | Clobazam and metabolite, S | Serum Red | Supplies:Sarstedt Aliquot Tube, 5 mL (T914) Collection Container/Tube:Red top (serum gel/SST arenotacceptable) Submission Container/Tube:Plastic vial Specimen Volume:0.5 mL Collection Instructions: 1. Collect blood immediately before next scheduled dose. 2. Within 2 hours of collection, centrifuge and aliquot serum into a plastic vial. Additional Information:Trough specimens are recommended as therapeutic ranges are based on specimens collected at trough (ie, immediately before the next dose). | 0.35 mL | Clobazam is a broad spectrum, antiepileptic drug used for various types of seizures, Lennox-Gastaut syndrome (a type of childhood onset epilepsy), and migraine prophylaxis. Clobazam blocks voltage-dependent sodium channels, potentiates gamma-aminobutyric acid (GABA) activity at some of the GABA receptors, and inhibits potentiation of the glutamate receptor and carbonic anhydrase enzyme, all of which contribute to its antiepileptic and antimigraine efficacy. In general, clobazam shows favorable pharmacokinetics with good absorption (1-4 hours for the immediate-release formulation), low protein binding, and minimal hepatic metabolism. Elimination is predominantly renal, and it is excreted unchanged in the urine with an elimination half-life of approximately 21 hours. As with other anticonvulsant drugs eliminated by the renal system, patients with impaired kidney function exhibit decreased clobazam clearance and a prolonged elimination half-life. Serum concentrations of other anticonvulsant drugs are not significantly affected by the concurrent administration of clobazam, with the exception of patients on phenytoin whose serum concentrations can increase after the addition of clobazam. Other drug-drug interactions include the coadministration of phenobarbital, phenytoin, or carbamazepine, which can result in decreased clobazam concentrations. In addition, concurrent use of posaconazole and clobazam may result in the elevation of clobazam serum concentrations. Therefore, changes in cotherapy with these medications (phenytoin, carbamazepine, posaconazole, or phenobarbital) may require dose adjustment of clobazam, and therapeutic drug monitoring can be helpful. The most common adverse drug effects associated with clobazam include weight loss, loss of appetite, somnolence, dizziness, coordination problems, memory impairment, and paresthesia. | Clobazam Therapeutic Range: 30-300 ng/mL N-desmethylclobazam (Norclobazam) Therapeutic Range: 300-3,000 ng/mL | The results of this test should be interpreted in conjunction with the patient's physical signs, symptoms, and other laboratory test results. Most individuals display optimal response to clobazam when serum levels of clobazam are between 30 and 300 ng/mL and N-desmethylclobazam are between 300 and 3000 ng/mL. Risk of toxicity is increased when clobazam levels are above 500 ng/mL or N-desmethlyclobazam levels are above 5000 ng/mL. Some individuals may respond well outside of these ranges or may display toxicity within the therapeutic range; thus, interpretation should include clinical evaluation. | No significant cautionary statements | 1. Hiemke C, Bergemann N, Clement HW, et al. Consensus guidelines for therapeutic drug monitoring in neuropsychopharmacology: Update 2017. Pharmacopsychiatry. 2018;51(1-02):9-62 2. Patsalos PN, Berry DJ, Bourgeois BF, et al: Antiepileptic drugs-best practice guidelines for therapeutic drug monitoring: a position paper by the subcommission on therapeutic drug monitoring, ILAE Commission on Therapeutic Strategies. Epilepsia. 2008;49(7):1239-1276 3. Johannessen SI, Tomsom T. Pharmacokinetic variability of newer antiepileptic drugs: when is monitoring needed?. Clin Pharmacokinet. 2006;45(11):1061-1075 | Methodology involves a simple deproteinization using acetonitrile, followed by dilution, and analysis by liquid chromatography tandem mass spectrometry.(Unpublished Mayo method) | Same day/1 to 5 days | 14 days | This test was developed and its performance characteristics determined by Mayo Clinic in a manner consistent with CLIA requirements. It has not been cleared or approved by the US Food and Drug Administration. | 80339 (G0480 if appropriate) | Clobazam and metabolite, S | 79408-1 | 92363 | N-desmethylclobazam | 35107-2
CLOM | Clomipramine, Serum | Determining whether a poor therapeutic response is attributable tononcompliance Monitoring serum concentration of clomipramine and norclomipramineto assist in optimizing the administered dose | Liquid Chromatography Tandem Mass Spectrometry (LC-MS/MS) | Yes | Clomipramine, S | Serum Red | Supplies:Sarstedt Aliquot Tube 5 mL (T914) Collection Container/Tube:Red top (Serum gel/SST arenot acceptable) Submission Container/Tube:Plastic vial Specimen Volume:1 mL Collection Instructions: 1. Collect specimen immediately before next scheduled dose (minimum 12 hours after last dose). 2. Centrifuge and aliquot serum into a plastic vial.Serum must be separated from cells within 2 hours of collection. | 0.25 | Clomipramine (chlorimipramine, Anafranil) is a tricyclic antidepressant drug used primarily to treat obsessive-compulsive disorder. Clomipramine is also used to treat panic disorder and treatment-resistant depression. Clomipramine preferentially blocks synaptic reuptake of serotonin; its pharmacologically active metabolite, norclomipramine (desmethylclomipramine) preferentially blocks synaptic reuptake of norepinephrine. Clomipramine undergoes significant first-pass hepatic metabolism (up to 50%), which probably explains the high degree of interindividual variability observed between administered dose and steady-state serum concentrations of the drug and its metabolite. The serum ratio of clomipramine to norclomipramine istypically1:2 to 1:2.5. The elimination half-lives of clomipramine and norclomipramine are 19 to 37 hours and 54 to 77 hours, respectively. When a patient is started on clomipramine or following an alteration in the dose, 1 to 2 weeks are required to achieve a steady-state condition. Anticholinergic side effects (ie, dry mouth, excessive sweating, blurred vision, urinary retention, constipation) frequently accompany treatment. Other side effects may include tremor, nausea, orthostatic hypotension, dizziness, sexual dysfunction, and sleep disturbances. Signs and symptoms following overdose are similar to other tricyclic antidepressant drugs with cardiac toxicity (eg, tachycardia, arrhythmia, impaired conduction, congestive heart failure) the major concern. | Clomipramine and norclomipramine Therapeutic concentration: 230-450 ng/mL Note:Therapeutic ranges are for specimens collected at trough (ie, immediately before next scheduled dose). Levels may be elevated in non-trough specimens. | Studies investigating the relationship between serum concentrations of clomipramine and norclomipramine and therapeutic response have yielded conflicting results. However, the probability of therapeutic failure seems to increase if the sum of the clomipramine and norclomipramine serum concentrations is less than 230 ng/mL. Summed serum concentrations of clomipramine and norclomipramine that exceed 450 ng/mL seem to result in no additional enhancement in therapeutic response and may predispose the patient to greater risk of adverse side effects. A toxic range has not been well established at this time. | This test cannot be performed on whole blood. Serum must be separated from cells within 2 hours of collection; if serum is not removed within this time, tricyclic antidepressant levels may be falsely elevated due to drug release from red blood cells. Specimens that are obtained from gel tubes are not acceptable because the drug can absorb on the gel and lead to falsely decreased concentrations. | 1. Wille SM, Cooreman SG, Neels HM, Lambert WE. Relevant issues in the monitoring and the toxicology of antidepressants. Crit Rev Clin Lab Sci. 2008;45(1):25-89 2. Thanacoody HK, Thomas SHL. Antidepressant poisoning. Clin Med (Lond). 2003;3(2):114-118 3.Hiemke C, Bergemann N, Clement HW, et al. Consensus guidelines for therapeutic drug monitoring in neuropsychopharmacology: Update 2017. Pharmacopsychiatry. 2018;51:9-62 4. Milone MC, Shaw LM. Therapeutic drugs and their management. In: Rifai N, Chiu RWK, Young I, Burnham CAD, Wittwer CT, eds. Tietz Textbook of Laboratory Medicine. 7th ed. Elsevier; 2023:420-453 | The tricyclic antidepressants are extracted from serum usinga solvent to precipitate proteins. The supernatant is removed, and analysis is byliquid chromatography tandem mass spectrometry.(Unpublished Mayo method) | 3 to 5 days | 14 days | This test was developed and its performance characteristics determined by Mayo Clinic in a manner consistent with CLIA requirements. It has not been cleared or approved by the US Food and Drug Administration. | 80299 | Clomipramine, S | 43127-0 | 7984 | Clomipramine + Norclomipramine | 3493-4
CZPS | Clonazepam and 7-Aminoclonazepam, Serum | Assessing patient compliance Monitoring for appropriate therapeutic level Assessing clonazepam toxicity | Liquid Chromatography-Tandem Mass Spectrometry (LC-MS/MS) | Yes | Clonazepam and 7-Aminoclonazepam, S | Serum Red | Collection Container/Tube:Red top Submission Container/Tube: Plastic vial Specimen Volume:1.2 mL Collection Instructions: 1. Draw blood immediately before next scheduled dose (minimum 12 hours after last dose). 2. Within 2 hours of collection, the specimen must be centrifuged and the serum aliquoted into a plastic vial. | 0.6 mL | Clonazepam (5 [2-chlorophenyl]-2, 3-dihydro-7-nitro-1, 4-benzodiazepin-2-one), a benzodiazepine is useful alone or as an adjunct in the treatment of certain seizures. In addition, it may be useful in patients with panic disorder and restless legs syndrome. Clonazepam has no definite antiseizure and antipanic mechanism of action, although it is believed to be related to its capacity to enhance gamma-aminobutyric acid (GABA) activity, which is the major inhibitory neurotransmitter in the central nervous system. It is able to suppress the spike and wave discharges in absence seizures and decreases the frequency, duration, amplitude, and spread of discharge in minor motor seizures. Clonazepam is highly protein bound (approximately 85%). It is extensively metabolized by hepatic cytochrome P450, family 3, subfamily A (CYP3A) to inactive metabolites and has a half-life of 30 to 40 hours. | Clonazepam Anticonvulsant: 20-70 ng/mL Anxiolytic: 4-80 ng/mL Some individuals may show therapeutic response outside of these ranges or may display toxicity within the therapeutic range, thus interpretation should include clinical evaluation. Note:Therapeutic ranges are for specimens collected at trough (ie, immediately before next scheduled dose). Levels may be elevated in non-trough specimens. | The therapeutic range varies depending on the indication. Some individuals may respond well outside of these ranges or may display toxicity within the therapeutic range, and thus, interpretation should include clinical evaluation. The possibility of toxicity is increased when levels exceed 100 ng/mL. | Specimens that are obtained from gel tubes must be removed from the gel within 2 hours. | Hiemke C, Baumann P, Bergemann N, et al: AGNP Consensus Guidelines for Therapeutic Drug Monitoring in Psychiatry: Update 2011. Pharmacopsychiatry. 2011;44(6):195-235 | Clonazepam and 7-aminoclonazepam are extracted from serum using a liquid-liquid extraction technique. The organic layer is removed, dried, and reconstituted. Analysis is by liquid chromatography-tandem mass spectrometry.(Unpublished Mayo method) | 3 to 7 days | 14 days | This test was developed and its performance characteristics determined by Mayo Clinic in a manner consistent with CLIA requirements. It has not been cleared or approved by the US Food and Drug Administration. | 80299 | Clonazepam and 7-Aminoclonazepam, S | 104541-8 | 41782 | 7-Aminoclonazepam | 28059-4
FCLMS | Clonazepam and Metabolite, Serum |  | High Performance Liquid Chromatography/Tandem Mass Spectrometry (LC-MS/MS) | Yes | Clonazepam and Metabolite, S | Serum Red | ***Must submit one specimen per order. Specimens cannot be shared between multiple orders.*** Specimen Type:Serum Collection Container/Tube:Red top Submission Container/Tube:Plastic, preservative-free vial Specimen Volume:1 mL Collection Instructions: 1. Draw blood in a red top tube(s). Serum gel tube is not acceptable. 2. Centrifuge and send 1 mL of serum refrigerated in a plastic, preservative-free vial. | 0.3 mL |  | Reporting limit(s) determined each analysis. Clonazepam: None Detected ng/mL 7-Amino Clonazepam: None Detected ng/mL | Clonazepam: Therapeutic range: 10-75 ng/mL Toxic: greater than 100 ng/mL 7-Amino Clonazepam: Plasma concentrations following chronic therapy with 6 mg/day of Clonazepam: 20 to 140 ng/mL |  |  |  | 7 to 11 days |  | This test was developed and its performance characteristics determined by NMS Labs. It has not been cleared or approved by the U.S. Food and Drug Administration. | 80346G0480 (if appropriate) | Clonazepam and Metabolite, S | Not Provided | Z6337 | 7-Amino Clonazepam | 28059-4
FCLON | Clonidine (Catapres) |  | Liquid Chromatography/Tandem Mass Spectrometry (LC/MS/MS) | Yes | Clonidine (Catapres) | Varies | Submit only 1 of the following specimens: Plasma Draw blood in a green-top (sodium heparin) tube(s),plasmagel tubeis not acceptable.Spin down and send 5 mL sodium heparinplasma refrigerated in a plastic vial. Serum Draw blood in a plain red-top tube(s),serum gel tube is notacceptable.Spin down and send 5 mL of serum refrigerated in a plastic vial. | 1.2 mL |  | ReferenceRange: 1.00 - 2.00 ng/mL Sedation has been associated with serum clonidine concentrationsgreater than 1.5 ng/mL Toxic concentration has not been established. |  |  |  |  | 5 to 9 days | 2 weeks |  | 80299 | Clonidine (Catapres) | 3495-9 | Z1184 | Clonidine | 3495-9
CDIFS | Clostridioides difficile Culture with Antimicrobial Susceptibilities, Varies | Providing an isolate suitable for antimicrobial susceptibility testingtodirect antimicrobial therapy of extraluminal infections and in cases of treatment failure | Conventional Culture Technique with Minimum Inhibitory Concentration (MIC) by Agar Dilution | Yes | C. difficile Culture + Susc | When this test is ordered, the reflex tests may be performed and charged separately. Isolates ofClostridioides (Clostridium) difficile(1,2)will automatically have susceptibility testing performed and billed as appropriate. Antimicrobial agents appropriate to the organism and specimen source will be testedaccording to Mayo’s practice and the laboratory’s standard operating procedures. | Submit only 1 of the following specimens: Patient Preparation:Patient should not use antacids, barium, bismuth, antidiarrheal medication, zinc oxide paste, Vagisil cream or oily laxatives prior to specimen collection. Preferred: Specimen Type:Preservedfeces Supplies:Culture and Sensitivity Stool Transport Vial (T058); Stool Collection Kit, Random (T635) Container/Tube:Commercially available transport system specific for recovery of enteric pathogens from fecal specimens (15 mL of non-nutritive transport medium containing phenol red as a pH indicator, either Cary-Blair or Para-Pak C and S [T058]) Specimen Volume:Representative portion of feces; 5 mL Collection Instructions: 1.Collect 1 gram or 5 mL fresh fecal specimen and submit in container with transport medium. 2. Place feces in preservative within 2 hours of collection. Additional Information:Only diarrheal (ie., unformed) feces should be tested. Testing formed feces forC difficileis not clinically indicated. Specimen Stability Information:Ambient (preferred)96 hours/Refrigerated 96 hours/Frozen 7 days Acceptable: Specimen Type:Unpreserved feces Supplies:Stool container, Small (Random), 4 oz (T288);Stool Collection Kit, Random (T635) Specimen Volume:Representative portion of stool Collection Instructions:Collect fresh stool and submit representative sample in stool container. Specimen Stability Information:Ambient (preferred) 72 hours/Frozen 7 days Additional Information:Only diarrheal (i.e., unformed) stool should be tested. Testing formed stool forC difficileis not clinically indicated. Specimen Stability Information:Ambient (preferred) 72 hours/Frozen 7 days Specimen Type:Fresh tissue or biopsy Sources:Colon Supplies:Anaerobe Transport Tube (T588) Specimen Volume:Entire collection, 1-2 cm(3) Collection Instructions:Aseptically collect a 1-2 cm(3) piece of tissue whenever possible. In general, a larger piece of tissue is preferred. Submit in an anaerobic transport tube. Specimen Stability Information:Ambient 72 hours | Stool: 1 gram or 5 mL Tissue: 5 mm(3) | Clostridioides difficilecan cause diarrhea and may cause pseudomembranous colitis.Overgrowth of toxin-producingC difficilein the colon leads to the production of toxins A and/or B by the organism, and subsequent diarrhea.C difficileinfection should be suspected in patients with symptoms of diarrhea with risk factors such as current or recent use of antibiotics, history ofC difficileinfection, current or recent hospitalization or placement in a nursing home or long-term care facility, over 65 years of age, and gastric acid suppression.C difficileinfection is the most common cause of diarrhea in hospitalized patients and may lead to serious complications, including sepsis, bowel perforation, and increased overall mortality (especially in elderly patients). The incidence ofC difficileinfection has risen in the community and in healthcare settings. While culture is not the preferred means to diagnoseC difficile-associated diarrhea,culture forC difficileprovides an isolate suitable for antimicrobial susceptibility testing. Susceptibility testing routinely includes metronidazole and vancomycin. Routine antimicrobial susceptibility testing ofC difficileisolates associated with intestinal infection is not suggested.(4,5) Recent Infectious Diseases Society of America and Society for Healthcare Epidemiology of America guidelines provide treatment guidance forC difficileinfection based on clinical course and history rather than measured minimal inhibitory concentrations of isolates.(6)Susceptibility testing ofC difficileisolates may be warranted in cases of treatment failure, or when used to guide therapy of extraluminal infections. Note that this test does not differentiate between toxin-producing and nontoxigenic strains ofC difficile. | No growth ofClostridioides difficile. Susceptibility results are reported as minimal inhibitory concentration (MIC) in mcg/mL. Breakpoints (also known as clinical breakpoints) are used to categorize an organism as susceptible, susceptible-dose dependent, intermediate, resistant, or nonsusceptible according to breakpoint setting organizations, either the Clinical and Laboratory Standards Institute (CLSI) or the European Committee on Antimicrobial Susceptibility Testing (EUCAST), as applicable. In some instances, an interpretive category cannot be provided based on available data; therefore, the following comment will be included on the report: There are no established interpretive guidelines for agents reported without interpretations. For information regarding CLSI and EUCAST susceptibility interpretations, seeSusceptibility Interpretative Category Definitions. | A positive result indicates the presence of viableClostridioides difficilein stool. A positive culture may be found with asymptomaticC difficilecolonization with a toxin-producing ornon-toxin-producingstrain, or withC difficile-associated diarrhea. A negative result indicates the absence ofC difficilegrowth in culture. Isolation ofC difficiledoes not differentiate between toxin-producing and non-toxin-producing strains. Refer to the Reference Values section for interpretation of various antimicrobial categories. | The assay must be performed on fresh feces, fresh-frozen feces, or feces in transport medium. Only diarrheal (ie, unformed) feces should be tested. Submission of more than 1 specimen for testing is not recommended. Repeated testing during a single episode of diarrhea is not recommended. Testing of asymptomatic patients (ie, without diarrhea) or for test of cure is not recommended. Patients may asymptomatically carryC difficile. Testing of specimens collected by colostomy, ileostomy, or colonoscopy has not been validated. When antimicrobial susceptibilities are performed, in vitro susceptibility does not guarantee clinical response. Therefore, the decision to treat with a particular agent should not be based solely on the antimicrobial susceptibility testing result. | 1. Lawson PA, Citron DM, Tyrrell KL, Finegold SM. Reclassification ofclostridium difficileasclostridioides difficile(Hall and O'Toole 1935) Prevot 1938. Anaerobe. 2016;40;95-99.doi:10.1016/j.anaerobe.2016.06.008 2. Oren A, Garrity GM. List of new names and new combinations previously effectively, but not validly, published. Int J Syst Evol Microbiol, 2016;66(7):2463-2466. doi:10.1099/ijsem.0.001149 3. CLSI:Performance Standards for Antimicrobial Susceptibility Testing. 32nd edition. CLSI Supplement M100.Wayne, PA. Clinical and Laboratory Standards Institute. 2023 4. McDonald LC, Gerding DN, Johnson S, et al. Clinical practice guidelines forclostridium difficileInfection in adults and children: 2017 update by the Infectious Diseases Society of America (IDSA) and Society for Healthcare Epidemiology of America (SHEA). Clin Infect Dis. 2018;66(7):987-994) 5. Schuetz AN, Carpenter DE: Susceptibility test methods: anaerobic bacteria. In: Carroll KC, Pfaller MA, eds. Manual of Clinical Microbiology. 12th ed. ASM Press; 2019:1377-1397 6. Johnson S, Lavergne V, Skinner AM, et al. Clinical practice guidelines by the Infectious Diseases Society of America (IDSA) and Society for Healthcare Epidemiology of America (SHEA): 2021 focused update guidelines on management ofclostridioides difficileinfection in adults. Clin Infect Dis. 2021;73(5):e1029-e1044 7. Snydman DR, McDermott LA, Jacobus NV, et al. U.S.-Based National Sentinel Surveillance Study for the epidemiology ofclostridium difficile-associated diarrheal isolates and their susceptibility to fidaxomicin. Antimicrob Agents Chemother. 2015;59(10):6437-6443. doi:10.1128/AAC.00845-15 8. Goldstein EJ, Citron DM, Tyrrell KL, Merriam CV. Comparative in vitro activities of SMT19969, a new antimicrobial agent, againstclostridium difficileand 350 gram-positive and gram-negative aerobic and anaerobic intestinal flora isolates. Antimicrob Agents Chemother. 2013;57(10):4872-4876. doi:10.1128/AAC.01136-13 6. Johnson S, Lavergne V, Skinner AM, et al. Clinical practice guidelines by the Infectious Diseases Society of America (IDSA) and Society for Healthcare Epidemiology of America (SHEA): 2021 focused update guidelines on management ofclostridioides difficileinfection in adults. Clin Infect Dis. 2021;73(5):e1029-e1044 | Specimens are directly inoculated onto a chromogenicC difficileplate which is incubated anaerobically at 35 to 37 degrees C for 24 hours. Plates are observed for characteristic fluorescence using ultraviolet light at 365 nm. Fluorescent colonies are identified by MALDI-TOF MS or 16S ribosomal RNA gene sequencing.(Instruction manual: CHROMagarC. difficile, NT-EXT-077, Version 9, Available at www.CHROMagar.com) The agar dilution method is used for routine susceptibility testing. The antimicrobial is added to agar in various concentrations depending upon levels attainable in serum. A standardized suspension of the organism is applied to the agar plates, which are incubated anaerobically for 42 to 48 hours at 35 to 37 degrees C. The end point is that in which a marked reduction occurs in the appearance of growth on the test plate as compared to that of growth on the control plate. Examples of marked change include a change from confluent growth to a haze, less than 10 tiny colonies, or 1 to 3 normal-sized colonies.(CLSI. Methods for Antimicrobial Susceptibility Testing of Anaerobic Bacteria. 9th ed. CLSI standard M11. Wayne PA, CLSI, 2018) | 2 to 9 days | 7 days | This test has been cleared, approved, or is exempt by the US Food and Drug Administration and is used per manufacturer's instructions. Performance characteristics were verified by Mayo Clinic in a manner consistent with CLIA requirements. | 87081-C. difficileCulture87076-Anaerobe Ident (if appropriate)87076-Id MALDI-TOF Mass Spec Anaerobe (if appropriate)87153-Anaerobe Ident by Sequencing (if appropriate)87181-Anaerobe Susceptibility per agent (if appropriate)87181 x 3-Antimicrobial Susceptibility, Anaerobic Bacteria, MIC (if appropriate) | C. difficile Culture + Susc | 105047-5 | CDIFS | C. difficile Culture + Susc | 105047-5
CDIF | Clostridioides difficile Culture, Varies | Providing an isolate suitable for antimicrobial susceptibility testing | Conventional Culture Technique | Yes | C. difficile Culture | When this test is ordered, the reflex tests may be performed at an additional charge. | Submit only 1 of the following specimens: Patient Preparation:Patient should not use antacids, barium, bismuth, antidiarrheal medication, zinc oxide paste, Vagisil cream or oily laxatives prior to specimen collection. Preferred: Specimen Type:Preservedfeces Supplies:Culture and Sensitivity Stool Transport Vial (T058) Container/Tube:Commercially available transport system specific for recovery of enteric pathogens from fecal specimens (15 mL of non-nutritive transport medium containing phenol red as a pH indicator, either Cary-Blair or Para-Pak C and S) Specimen Volume:Representative portion of feces; 5 mL Collection Instructions: 1.Collect 1 gram or 5 mL fresh fecal specimen and submit in container with transport medium. 2. Place feces in preservative within 2 hours of collection. Additional Information:Only diarrheal (ie, unformed) feces should be tested. Testing formed feces forClostridioides difficileis generally not clinically indicated. Specimen Stability Information:Ambient (preferred)96 hours/Refrigerated 96 hours/Frozen 7 days Acceptable: Specimen Type:Unpreserved feces Supplies: -Stool container, Small (Random), 4 oz (T288) -Stool Collection Kit, Random (T635) Container/Tube:Stool container Specimen Volume:Representative portion of feces Collection Instructions:Collect fresh feces and submit representative sample in stool container. Additional Information:Only diarrheal (ie, unformed) feces should be tested. Testing formed feces forClostridioides difficileis generally not clinically indicated. Specimen Stability Information:Ambient (preferred) 72 hours/Frozen 7 days Specimen Type:Fresh tissue or biopsy Sources:Colon Supplies:Anaerobe Transport Tube (T588) Specimen Volume:Entire collection, 1 to 2 cm(3) Collection Instructions:Aseptically collect 1 to 2 cm(3) piece of tissue whenever possible. In general, a larger piece of tissue is preferred. Submit in an anaerobic transport tube. Specimen Stability Information:Ambient 72 hours | Stool: 1 g or 5 mL Tissue: 5 mm(3) | Clostridioides difficile(formerlyClostridium difficile) can cause diarrhea and may cause pseudomembranous colitis.Overgrowth of toxin-producingC difficilein the colon leads to the production of toxins A and/or B by the organism and consequent diarrhea.C difficileinfection should be suspected in patients with symptoms of diarrhea with risk factors such as current or recent use of antibiotics, a history ofC difficileinfection, current or recent hospitalization or placement in a nursing home or long-term care facility, age older than 65 years, gastric acid suppression, etc.C difficileinfection is the most common cause of diarrhea in hospitalized patients and may lead to serious complications, including sepsis, bowel perforation, and increased overall mortality (especially in older patients). The incidence ofC difficileinfection has risen in the community and in healthcare settings. While culture is not the preferred means to diagnoseC difficile-associated diarrhea,culture forC difficileprovides an isolate suitable for antimicrobial susceptibility testing. Note that this test does not differentiate between toxin-producing and nontoxigenic strains ofC difficile. | No growth ofClostridioidesdifficile. | A positive result indicates the presence of viableClostridioides difficilein feces. A positive culture may be found with asymptomaticC difficilecolonization with a toxin-producing ornon-toxin-producingstrain or withC difficile-associated diarrhea. A negative result indicates the absence ofC difficilegrowth in culture. | The assay must be performed on fresh feces, fresh-frozen feces, or feces in transport medium. Only diarrheal (ie, unformed) feces should be tested. Submission of more than 1 specimen for testing is not recommended. Repeated testing during a single episode of diarrhea is not recommended. Testing of asymptomatic patients (ie, without diarrhea) or for test of cure is not recommended. Isolation ofC difficiledoes not differentiate between toxin-producing and non-toxin-producing strains. Patients may asymptomatically carryClostridioides difficile. Testing of colostomy, ileostomy, or colonoscopically collected specimens has not been validated. | 1. Cohen SH, Gerding DN, Johnson S, et al. Clinical practice guidelines for Clostridium difficile infection in adults: 2010 update by the Society for Healthcare Epidemiology of America (SHEA) and the Infectious Diseases Society of America (IDSA). Infect Control Hosp Epidemiol. 2010;31(5):431-455 2. Lawson PA, Citron DM, Tyrrell KL, Finegold SM. Reclassification of Clostridium difficile as Clostridioides difficile (Hall and O'Toole 1935) Prevot 1938. Anaerobe. 2016;40:95-99. doi:10.1016/j.anaerobe.2016.06.008 3. Oren A, Garrity GM. List of new names and new combinations previously effectively, but not validly, published. Int J Syst Evol Microbiol. 2016;66(11):4299-4305. doi:10.1099/ijsem.0.001585 | Specimens are directly inoculated onto a CHROMagarClostridioides difficileplate, which is incubated anaerobically at 35 to 37 degrees C for 24 hours. Plates are observed for characteristic fluorescence using ultraviolet light at 365 nm. Fluorescent colonies are identified by matrix-assisted laser desorption/ionization time-of-flight (MALDI-TOF) mass spectrometry or 16S ribosomal RNA gene sequencing.(Unpublished Mayo method | 2 to 6 days | 7 days | This test has been cleared, approved, or is exempt by the US Food and Drug Administration and is used per manufacturer's instructions. Performance characteristics were verified by Mayo Clinic in a manner consistent with CLIA requirements. | 87081-C. difficileCulture87076-Anaerobe Ident (if appropriate)87076-Id MALDI-TOF Mass Spec Anaerobe (if appropriate)87153-Anaerobe Ident by Sequencing (if appropriate) | C. difficile Culture | 562-9 | CDIF | C. difficile Culture | 562-9
CDPCR | Clostridioides difficile Toxin, PCR, Feces | Sensitive, specific, and rapid diagnosis ofClostridioides(Clostridium)difficile-associated diarrhea and pseudomembranous colitis The testis not recommendedas a test of cure. | Real-Time Polymerase Chain Reaction (PCR)/Reverse Transcription-(RT) PCR | Yes | C. difficile Toxin, PCR, F | For more information seeLaboratory Testing for Infectious Causes of Diarrhea. | The high sensitivity of amplification by polymerase chain reaction requires the specimen to be processed in an environment in which contamination of the specimen byClostridioidesdifficiletoxin DNA is unlikely. Submit only 1 of the following specimens: Preferred: Specimen Type:Preserved feces Supplies:Culture and Sensitivity Stool Transport Vial (T058) Container/Tube:Commercially available transport system specific for recovery of enteric pathogens from fecal specimens (15 mL of nonnutritive transport medium containing phenol red as a pH indicator, either Cary-Blair or Para-Pak C and S) Specimen Volume:Representative portion of feces; 5 mL Collection Instructions: 1.Collect fresh fecal specimen and submit in container with transport medium. 2. Place feces in preservative within 2 hours of collection. Specimen Stability Information:Ambient (preferred) <5 days/Refrigerated <5 days Acceptable: Specimen Type:Unpreserved feces Supplies: -Stool container, Small (Random), 4 oz Random (T288) -Stool Collection Kit, Random (T635) Container/Tube:Fecal container Specimen Volume:Representative portion of feces Collection Instructions:Collect fresh fecal specimen and submit representative sample in fecal container. Specimen Stability Information:Refrigerated (preferred) <5 days/Frozen <5 days | See Specimen Required | Clostridioides difficile(formerlyClostridium difficile) is the cause ofC difficile-associated diarrhea (CDAD), an antibiotic-associated diarrhea, and pseudomembranous colitis (PMC). In these disorders bacterial overgrowth ofC difficiledevelops in the colon, typically as a consequence of antibiotic usage. Clindamycin and broad-spectrum cephalosporins have most frequently been associated with CDAD and PMC, but almost all antimicrobials may be responsible. Disease is related to production of toxin A and B. Treatment typically involves withdrawal of the associated antimicrobials and, if symptoms persist, orally administered and intraluminally active metronidazole, vancomycin, or fidaxomicin. Intravenous metronidazole may be used if an oral agent cannot be administered. In recent years, a more severe form of CDAD with increased morbidity and mortality has been recognized as being caused by an epidemic toxin-hyperproducing strain ofC difficile(NAP1 strain). Many toxin-hyperproducing isolates also contain the binary toxin gene and are resistant to quinolones. This test does not differentiate between toxin-hyperproducing and non-toxin-hyperproducing strains. Traditionally, diagnosis relied upon: 1. Clinical and epidemiologic features 2. Culture, which is labor intensive and time consuming 3. Cytotoxicity assays, which are labor intensive and time consuming 4. Toxin detection immunoassays, which are insensitive This test uses a polymerase chain reaction assay that detects the regulatory gene (tcdC) responsible for production of toxins A and B. This test is used for rapid diagnosis of CDAD and PMC, enabling prompt treatment that may reduce hospital stays for inpatients with CDAD. | Negative | Positive: Toxin producingClostridioides(Clostridium)difficiletarget nucleic acid is detected. Negative:Cdifficiletarget nucleic acid is not detected. | The assay must be performed on fresh feces, fresh-frozen feces, or feces in transport medium. The assay has not been validated as a test of cure. Since nucleic acid may persist after effective treatment, follow-up testing of a positive result is not recommended. Interfering substances in the feces may affect the accuracy of the assay; results should always be interpreted in conjunction with clinical and epidemiologic findings. Submission of more than one specimen for testing is not recommended. Testing has not been validated for colostomy-, ileostomy-, or colonoscopically-collected specimens. Patients may asymptomatically carryClostridioides difficile; clinical correlation is needed when deciding how to manage patients with a positive test result. | 1. Aichinger E, Schleck CD, Harmsen WS, Nyre LM, Patel R.Nonutility of repeat laboratory testing for detection ofClostridium difficileby use of PCR or enzyme immunoassay.J Clin Microbiol.2008;46(11):3795-3797 2. Sloan LM, Duresko BJ, Gustafson DR, Rosenblatt JE. Comparison of real-time PCR for detection of thetcdCgene with four toxin immunoassays and culture in diagnosis ofClostridium difficileinfection. J Clin Microbiol. 2008;46(6):1996-2001 3.Verdoorn BP, Orenstein R, Rosenblatt JE, et al. High prevalence oftcdCdeletion-carryingClostridium difficileand lack of association with disease severity. Diagn Microbiol InfectDis.2010;66(1):24-28 4. Karre T, Sloan L, Patel R, Mandrekar J, Rosenblatt J.Comparison of two commercial molecular assays to a laboratory-developed molecular assay for diagnosis ofClostridium difficileinfection. J Clin Microbiol. 2011;49(2):725-727 5. Lawson PA, Citron DM, Tyrrell KL, Finegold SM. Reclassification of Clostridium difficile as Clostridioides difficile (Hall and O'Toole 1935) Prevot 1938. Anaerobe. 2016;40:95-99. doi:10.1016/j.anaerobe.2016.06.008 | Test is performed on the Cepheid GeneXpert Dx System, which automates and integrates sample purification, nucleic acid amplification, and detection of the target sequence in simple or complex samples using real-time polymerase chain reaction (PCR) and reverse transcription PCR assays. The system requires the use of single-use disposable cartridges that hold the PCR reagents and host the PCR process. Because the cartridges are self-contained, cross-contamination between samples is eliminated. The Cepheid XpertC difficile/Epi Assay is a qualitative in vitro diagnostic test for rapid detection of toxin B gene sequences and for presumptive identification of 027/NAP1/BI strains of toxigenicClostridioides(Clostridium)difficilefrom patients suspected of havingC difficileinfection (CDI). Presumptive identification of 027/NAP1/BI strains ofC difficileis by detection of binary toxin gene sequences and the single base pair deletion at nucleotide 117 in thetcdCgene. ThetcdCgene encodes for a negative regulator inC difficiletoxin production. The XpertC difficile/Epi Assay is intended as an aid in the diagnosis of CDI. Detection of 027/NAP1/BI strains ofC difficileby the XpertC difficile/Epi Assay is presumptive and is solely for epidemiological purposes and is not intended to guide or monitor treatment forC difficileinfections. Concomitant culture is necessary only if further typing or organism recovery is required.(Package insert: Xpert C difficile /Epi. Cepheid; Rev. J, 04/2020) | Same day/1 day | 7 days | This test has been cleared, approved, or is exempt by the US Food and Drug Administration and is used per manufacturer's instructions. Performance characteristics were verified by Mayo Clinic in a manner consistent with CLIA requirements. | 87493 | C. difficile Toxin, PCR, F | 54067-4 | TCDRR | C. difficile Toxin, PCR | 54067-4
CLOV | Clove, IgE, Serum | Establishing the diagnosis of an allergy to clove Defining the allergen responsible for eliciting signs and symptoms Identifying allergens: -Responsible for allergic response and/or anaphylactic episode -To confirm sensitization prior to beginning immunotherapy -To investigate the specificity of allergic reactions to insect venom allergens, drugs, or chemical allergens | Fluorescence Enzyme Immunoassay (FEIA) | Yes | Clove, IgE | Serum | Collection Container/Tube: Preferred:Serum gel Acceptable:Red top Submission Container/Tube:Plastic vial Specimen Volume:0.5 mL for every 5 allergens requested Collection Instructions:Centrifuge and aliquot serum into a plastic vial. | For 1 allergen: 0.3 mL More than 1 allergen: (0.05 mL x number of allergens) + 0.25 mL dead space | Clinical manifestations of immediate hypersensitivity (allergic) diseases are caused by the release of proinflammatory mediators (histamine, leukotrienes, and prostaglandins) from IgE-sensitized effector cells (mast cells and basophils) when cell-bound IgE antibodies interact with an allergen. In vitro serum testing for IgE antibodies provides an indication of the immune response to allergens that may be associated with allergic disease. The allergens chosen for testing often depend upon the age of the patient, history of allergen exposure, season of the year, and clinical manifestations. In individuals predisposed to develop allergic disease, the sequence of sensitization and clinical manifestations proceed as follows: eczema and respiratory disease (rhinitis and bronchospasm) in infants and children less than 5 years due to food sensitivity (milk, egg, soy, and wheat proteins) followed by respiratory disease (rhinitis and asthma) in older children and adults due to sensitivity to inhalant allergens (dust mite, mold, and pollen inhalants). | Class,IgE kU/L,Interpretation, 0,<0.10,Negative, 0/1,0.10-0.34,Borderline/equivocal, 1,0.35-0.69,Equivocal, 2,0.70-3.49,Positive, 3,3.50-17.4,Positive, 4,17.5-49.9,Strongly positive, 5,50.0-99.9,Strongly positive, 6,> or =100,Strongly positive, | Detection of IgE antibodies in serum (class 1 or greater) indicates an increased likelihood of allergic disease as opposed to other etiologies and defines the allergens that may be responsible for eliciting signs and symptoms. The level of IgE antibodies in serum varies directly with the concentration of IgE antibodies expressed as a class score or kU/L. | Testing for IgE antibodies is not useful in patients previously treated with immunotherapy to determine if residual clinical sensitivity exists or in patients in whom the medical management does not depend upon identification of allergen specificity. Some individuals with clinically insignificant sensitivity to allergens may have measurable levels of IgE antibodies in serum, and test results must be interpreted in the clinical context. False-positive results for IgE antibodies may occur in patients with markedly elevated serum IgE (>2500 kU/L) due to nonspecific binding to allergen solid phases. | Homburger HA, Hamilton RG: Allergic diseases. In: McPherson RA, Pincus MR, eds. Henry's Clinical Diagnosis and Management by Laboratory Methods. 23rd ed.Elsevier; 2017:1057-1070 | Specific IgE from the patient's serum reacts with the allergen of interest, which is covalently coupled to an ImmunoCAP. After washing away nonspecific IgE, enzyme-labeled anti-IgE antibody is added to form a complex. After incubation, unbound anti-IgE is washed away, and the bound complex incubated with a developing agent. After stopping the reaction, the fluorescence of the eluate is measured. Fluorescence is proportional to the amount of specific IgE present in the patient's sample (ie, the higher the fluorescence value, the more IgE antibody is present).(Package insert: ImmunoCAP System Specific IgE FEIA. Phadia; Rev 06/2020) | Same day/1 to 3 days | 14 days | This test was developed and its performance characteristics determined by Mayo Clinic in a manner consistent with CLIA requirements. It has not been cleared or approved by the US Food and Drug Administration. | 86003 | Clove, IgE | 7234-8 | CLOV | Clove, IgE | 7234-8
CLZ | Clozapine, Serum | Monitoring patient compliance of clozapine treatment An aid to achieving desired serum levels | Liquid Chromatography Tandem Mass Spectrometry (LC-MS/MS) | Yes | Clozapine, S | Serum Red | Supplies:Sarstedt Aliquot Tube, 5 mL (T914) Collection Container/Tube:Red top (serum gel/SST arenotacceptable) Submission Container/Tube:Plastic vial Specimen Volume:1 mL Collection Instructions: 1. Collect specimen immediately before next scheduled dose. 2. Within 2 hours of collection, centrifuge and aliquot serum into a plastic vial. Additional Information:Therapeutic range (trough level) applies to specimens collected immediately prior to next dose. | 0.6 mL | Clozapine (Clozaril), a tricyclic dibenzodiazepine, is used for the symptomatic management of psychotic disorders and is considered an atypical antipsychotic drug. It is currently used primarily for the treatment of patients with schizophrenia or schizoaffective disorders who are at risk for recurrent suicidal behavior and who have encountered nonresponse or adverse, intolerable extrapyramidal side effects with more classical antipsychotics (chlorpromazine, haloperidol). Although clozapine was developed about 30 years ago and the initial results were promising, the development of several fatal cases of agranulocytosis resulted in the discontinued use of this agent. Seizures, orthostatic hypotension, and an increased risk of fatal myocarditis have also been associated with the use of clozapine. The use of clozapine has regained interest for several reasons. Patients who did not respond to treatment with other antipsychotics improved when clozapine was administered. Also, agranulocytosis, which occurs in approximately 1% to 2% of patients, can be controlled with close hematologic monitoring. However, because of the significant risk of agranulocytosis and seizure associated with its use, clozapine should only be used in patients who have failed to respond adequately to treatment with appropriate courses of standard drug treatments, either because of insufficient effectiveness or the inability to achieve an effective dose because of intolerable adverse reactions from those drugs. Treatment is usually started with dosages of 25 to 75 mg/day with a gradual increase to reach a final dose of 300 to 450 mg/day within approximately 2 weeks of the initiation of treatment. Once the desired effect is achieved, the dose may be gradually decreased to keep the patient on the lowest possible effective dose. Patients being treated with clozapine should be closely monitored during treatment for adverse reactions. Treatment must include monitoring of white blood cell count and absolute neutrophil count. Clozapine treatment should be discontinued in patients failing to show an acceptable clinical response. In addition, the need for continuing treatment should be periodically reevaluated in patients exhibiting beneficial clinical responses. Clozapine is metabolized to desmethylated and N-oxide derivatives. The desmethyl metabolite (norclozapine) has only limited activity, and N-oxide metabolite is inactive. | Clozapine Therapeutic range: 350-600 ng/mL Norclozapine Therapeutic range: Not well established Clozapine + Norclozapine Therapeutic range: Not well established | The effectiveness of clozapine treatment should be based on clinical response and treatment should be discontinued in patients failing to show an acceptable clinical response. | No significant cautionary statements | 1. Volpicelli SA, Centorrino F, Puopolo PR, et a,: Determination of clozapine, norclozapine, and clozapine-N-oxide in serum by liquid chromatography. ClinChem. 1993;39(8):1656-1659 2. Chung MC, Lin SK, Chang WH, Jann MW. Determination of clozapine and desmethylclozapine in human plasma by high-performance liquid chromatography with ultraviolet detection. J Chromatogr. 1993;613(1):168-173. doi:10.1016/0378-4347(93)80212-m 3. Perry PJ, Miller DD, Arndt SV, Cadoret RJ. Clozapine and norclozapine plasma concentrations and clinical response of treatment-refractory schizophrenia patients. Am J Psychiatry. 1991;148(2):231-235. doi:10.1176/ajp.148.2.231 4. Physicians' Desk Reference (PDR). 61st ed. Thomson PDR; 2007 5. Fitton A, Heel RC. Clozapine. A review of its pharmacological properties, and therapeutic use in schizophrenia. Drugs. 1990;40(5);722-747. doi:10.2165/00003495-199040050-00007 6. Clozaril. Package insert: Novartis Pharmaceuticals; 05/2005 7. Mitchell PB. Therapeutic drug monitoring of psychotropic medications. Br J Clin Pharmacol. 2001;52(Suppl 1):45S-54S. doi:10.1046/j.1365-2125.2001.0520s1045.x 8. Hiemke C, Bergemann N, Clement HW, et al. Consensus Guidelines for Therapeutic Drug Monitoring in Neuropsychopharmacology: Update 2017. Pharmacopsychiatry. 2018;51(1-02):9-62. doi:10.1055/s-0043-116492 9. Milone MC, Shaw LM: Therapeutic drugs and their management. In: Rifai N, Chiu RWK, Young I, Burnham CAD, Wittwer CT, eds. Tietz Textbook of Laboratory Medicine. 7th ed. Elsevier; 2023:420-453 | Deuterated stable isotope of clozapine is added to the serum sample as an internal standard. Protein is precipitated from the mixture by the addition of acetonitrile. Clozapine, norclozapine, and the internal standard are extracted from the resulting supernatant by an online extraction utilizing high-throughput liquid chromatography. This is followed by conventional liquid chromatography and analysis on a tandem mass spectrometer equipped with a heated nebulizer ion source.(Unpublished Mayo method) | 3 to 5 days | 2 weeks | This test was developed and its performance characteristics determined by Mayo Clinic in a manner consistent with CLIA requirements. It has not been cleared or approved by the US Food and Drug Administration. | 80159 | Clozapine, S | 65632-2 | 33840 | Clozapine | 6896-5
CLUS | Clusterin Immunostain, Technical Component Only | A marker of follicular dendritic cells | Immunohistochemistry (IHC) | Yes | Clusterin IHC, Tech Only | For the initial technical component only immunohistochemical (IHC) stain performed, the appropriate bill-only test ID will be reflexed and charged (IHTOI). For each additional technical component only IHC stain performed, an additional bill-only test ID will be reflexed and charged (IHTOA). | Supplies:Immunostain Technical Only Envelope (T693) Specimen Type:Tissue Container/Tube:Immunostain Technical Only Envelope Preferred:2 Unstained positively charged glass slide (25- x 75- x 1-mm) per test ordered; sections 4-microns thick Acceptable:Formalin-fixed, paraffin-embedded tissue block |  | In lymph nodes, tonsils, and spleen, clusterin stains the follicular dendritic cell meshworks. B cells, T cells, and histiocytes are negative. Clusterin is often positive in the tumor cells of systemic anaplastic large-cell lymphoma and is usually negative in Reed Sternberg cells in classical Hodgkin lymphoma. It is a sensitive marker for follicular dendritic cell sarcomas. |  | This test does not include pathologist interpretation, only technical performance of the stain. If interpretation is required, order PATHC / Pathology Consultation for a full diagnostic evaluation or second opinion of the case. The positive and negative controls are verified as showing appropriate immunoreactivity. If a control tissue is not included on the slide, a scanned image of the relevant quality control tissue is available upon request; call 855-516-8404. Interpretation of this test should be performed in the context of the patient's clinical history and other diagnostic tests by a qualified pathologist. | Age of a cut paraffin section can affect immunoreactivity. Stability thresholds vary widely among published literature and are antigen dependent. Best practice is for paraffin sections to be cut within 6 weeks. | 1. Zhang J, Miao C, Xu A. Prognostic role of secretory clusterin in multiple human malignant neoplasms: A meta-analysis of 26 immunohistochemistry studies. PLoS One. 2016;11(8):e0161150. doi:10.1371/journal.pone.0161150 2. Tang L, Zhou J, Jiang ZM, Zhang HZ, Liu L, Chen J. Value of clusterin expression in pathologic diagnosis and histogenesis of giant cell tumor of tendon sheath. Zhonghua Bing Li Xue Za Zhi. 2012;41(3):161-167. doi:10.3760/cma.j.issn.0529-5807.2012.03.004 3. Fu Y, Lai Y, Wang Q, et al. Overexpression of clusterin promotes angiogenesis via the vascular endothelial growth factor in primary ovarian cancer. Mol Med Rep. 2013;7(6):1726-1732. doi:10.3892/mmr.2013.1436 4. Magaki S, Hojat SA, Wei B, So A, Yong WH. An introduction to the performance of immunohistochemistry. Methods Mol Biol. 2019;1897:289-298. doi:10.1007/978-1-4939-8935-5_25 | Immunohistochemistry on sections of paraffin-embedded tissue.(Unpublished Mayo method) | 1 to 3 days | Until staining is complete. | This test has been cleared, approved, or is exempt by the US Food and Drug Administration and is used per manufacturer's instructions. Performance characteristics were verified by Mayo Clinic in a manner consistent with CLIA requirements. | 88342-TC, primary88341-TC, if additional IHC | Clusterin IHC, Tech Only | Order only;no result | 70717 | Clusterin IHC, Tech Only | Bill only; no result
CMET | cMET Immunostain, Technical Component Only | Identification of normal and neoplastic c-Met expressing cells | Immunohistochemistry (IHC) | Yes | cMET IHC, Tech Only | For the initial technical component only immunohistochemical (IHC) stain performed, the appropriate bill-only test ID will be reflexed and charged (IHTOI). For each additional technical component only IHC stain performed, an additional bill-only test ID will be reflexed and charged (IHTOA). | Supplies:Immunostain Technical Only Envelope (T693) Specimen Type:Tissue Container/Tube:Immunostain Technical Only Envelope Preferred:2 Unstained positively charged glass slide (25- x 75- x 1-mm) per test ordered; sections 4-microns thick. Acceptable:Formalin-fixed, paraffin-embedded tissue block |  | c-Met, a cell surface receptor tyrosine kinase, regulates cellular proliferation, migration, and differentiation during development. Increased expression of c-Met has been shown to correlate with poor prognosis in nonsmall cell carcinomas of the lung. |  | This test does not include pathologist interpretation, only technical performance of the stain. If interpretation is required, order PATHC / Pathology Consultation for a full diagnostic evaluation or second opinion of the case. The positive and negative controls are verified as showing appropriate immunoreactivity. If a control tissue is not included on the slide, a scanned image of the relevant quality control tissue is available upon request; call 855-516-8404. Interpretation of this test should be performed in the context of the patient's clinical history and other diagnostic tests by a qualified pathologist. | Age of a cut paraffin section can affect immunoreactivity. Stability thresholds vary widely among published literature and are antigen-dependent. Best practice is for paraffin sections to be cut within 6 weeks. | 1. Wang M, Liang L, Lei X, et al. Evaluation of cMET aberration by immunohistochemistry and fluorescence in situ hybridization (FISH) in triple negative breast cancers. Ann Diagn Pathol. 2018;35:69-76. doi:10.1016/j.anndiagpath.2018.04.004. 2. Rossi G, Ragazzi M, Tamagnini I, et al. Does immunohistochemistry represent a robust alternative technique in determining drugable predictive gene alterations in non-small cell lung cancer? Curr Drug Targets. 2017;18(1):13-26. doi:10.2174/1389450116666150330114441 3. Pyo JS, Kang G, Cho WJ, Choi SB. Clinicopathological significance and concordance analysis of c-MET immunohistochemistry in non-small cell lung cancers: A meta-analysis. Pathol Res Pract. 2016;212(8):710-6. doi:10.1016/j.prp.2016.05.006. 4. Magaki S, Hojat SA, Wei B, So A, Yong WH. An introduction to the performance of Immunohistochemistry. Methods Mol Biol. 2019;1897:289-298. doi:10.1007/978-1-4939-8935-5_25 | Immunohistochemistry on sections of paraffin-embedded tissue.(Unpublished Mayo method) | 1 to 3 days | Until staining is complete. | This test has been cleared, approved, or is exempt by the US Food and Drug Administration and is used per manufacturer's instructions. Performance characteristics were verified by Mayo Clinic in a manner consistent with CLIA requirements. | 88342-TC, primary88341-TC, if additional IHC | cMET IHC, Tech Only | Order only;no result | 70718 | cMET IHC, Tech Only | Bill only; no result
FCMVQ | CMV by PCR |  | DNA amplification by Polymerase chain reaction (PCR) using a CMV-specific DNA probe detected by real-time PCR. | No | CMV Quant PCR | Amniotic Fld | 1 mL amniotic fluid shipped frozen. | 0.5 mL |  | Note Detected = No virus detected. Detected - Virus detected. <1000 IU/mL = Virus detected below the minimum quantitative range. 1000 IU/mL to 1,000,000 IU/mL = Virus detected within quantitative range. >1,000,000 IU/mL = Virus detected above maximum quantitative range. This test employs real-time PCR amplification of a Cytomegalovirus-specific conserved genetic target.A positive result should be coupled with clinical indicators for diagnosis.A "Not detected" result for this assay does not exclude Cytomegalovirus involvement in a disease process. |  |  |  |  | 3 to 6 days |  | This test was developed and its performance characteristics determined by the UCH Clinical Laboratory. It has not been cleared or approved by the U.S. Food and Drug Administration. The FDA has determined that such clearance or approval is not necessary. This test is used for clinical purposes. It should not be regarded as investigational or for research. This laboratory is certified under the Clinical Laboratory Improvement Amendment of 1988 ("CLIA") as qualified to perform hig complexity clinical testing. | 87497 | CMV Quant PCR | 34720-3 | Z0161 | CMV Quant PCR | 34720-3
FCMVR | CMV Resistance: Ganciclovir, Foscarnet, Cidofovir | For the most up to date information, see www.eurofins-viracor.com. |  | Yes | CMV Drug Resistance, Plasma | Plasma | Specimen Type:Plasma Collection Container/Tube:EDTA Acceptable:ACD and PPT Submission Container/Tube:Plastic vial Specimen Volume:2 mL Collection Instructions:Draw blood in a EDTA tube(s), ACD or PPT tube(s) are acceptable. Centrifuge send 2 mL of plasma ambient in a plastic vial. | 0.5mL | For the most up to date information, see www.eurofins-viracor.com. | None Detected | If a mutation has been detected in a Gene Target, the mutation site is indicated. A result of "None Detected" indicates that no mutations were detected for that gene target. A twofold impact of the mutation in the IC50 value must be indicated to assign a result of resistance. A complete list of mutations that have been reported in the literature can be found on our website. Maribavir resistance is not evaluated in this panel. See test code 33126. |  | For the most up to date information, see www.eurofins-viracor.com. | For the most up to date information, see www.eurofins-viracor.com. | 4-8 days |  |  | 87910x2 | CMV Drug Resistance, Plasma | Not Provided | Z6319 | Ganciclovir UL54 | Not Provided
FDMZ | CNBP DNA Test (DM2) |  | Repeat Expansion Detection by PCR, Southern Blot | Yes | CNBP DNA (DM2) | Whole blood | Specimen Type:Whole Blood Container/Tube:Lavender top (EDTA) Specimen Volume:8 mL Collection Instructions:Send 8 mL whole blood (lavender-top) EDTA tubes Note:Collection date is required. | 6 mL | Detects CCTG repeat expansions in the Zinc Finger Protein 9 (ZNF9) gene. Typical Presentation: Individuals with a range of symptoms from cataracts to significant muscle wasting, cardiac complications, ptosis and myotonia. | A final report will be attached in MayoAccess. |  |  |  |  | 14 to 32 days |  |  | 81187 | CNBP DNA (DM2) | Not Provided | FDMZ | CNBP DNA (DM2) | Not Provided
CDS1 | CNS Demyelinating Disease Evaluation, Serum | Diagnosis of inflammatory demyelinating diseases (IDDs) with similar phenotype to neuromyelitis optica spectrum disorder (NMOSD), including optic neuritis (single or bilateral) and transverse myelitis Diagnosis of autoimmune myelin oligodendrocyte glycoprotein-opathy Diagnosis of neuromyelitis optica Distinguishing NMOSD, acute disseminated encephalomyelitis (ADEM), optic neuritis, and transverse myelitis from multiple sclerosis early in the course of disease Diagnosis of ADEM Prediction of a relapsing disease course | Flow Cytometry | Yes | CNS Demyelinating Disease Eval, S | When the results of this assay require further evaluation of myelin oligodendrocyte glycoprotein (MOG-IgG1), the MOG-IgG1 titer will be performed at an additional charge. | Patient Preparation:For optimal antibody detection, specimen collection is recommended before initiation of immunosuppressant medication. Supplies:Sarstedt Aliquot Tube, 5 mL (T914) Collection Container/Tube: Preferred:Red top Acceptable:Serum gel Submission Container/Tube:Plastic vial Specimen Volume:3 mL Collection Instructions:Centrifuge and aliquot serum into a plastic vial. | 2 mL | Neuromyelitis optica (NMO), sometimes called Devic disease or opticospinal multiple sclerosis (MS) is a severe, relapsing, autoimmune, inflammatory and demyelinating central nervous system disease (IDD) that predominantly affects optic nerves and spinal cord.(1) The disorder is now recognized as a spectrum of autoimmunity (termed NMO spectrum disorders: NMOSD).(1-3) Brain lesions are observed in more than 60% of patients with NMOSD and approximately 10% will be MS-like.(4) Children tend to have greater brain involvement than adults, and brain lesions are more symptomatic than is typical for adult patients.(3) The clinical course is characterized by relapses of optic neuritis or transverse myelitis, or both. Some patients may present with acute disseminated encephalomyelitis (ADEM). Many patients with NMOSD are misdiagnosed as having MS. More effective treatments combined with earlier and more accurate diagnosis has led to improved outcomes. Approximately 80% of patients with NMO are seropositive for aquaporin-4 (AQP4)-IgG.(5-7) In the remaining 20% of patients, myelin oligodendrocyte glycoprotein (MOG)-IgG is detected in up to a third.(8) The pathogenic target for the remaining patients remains unknown. Detection of MOG-IgG is diagnostic of central nervous system (CNS) inflammatory demyelination, where the clinical phenotype (NMOSD, optic neuritis, transverse myelitis, ADEM) may be similar, but the immunopathology (astrocytopathy vs oligodendrogyopathy) and clinical outcome (worse vs better) is different.(9) Detection of MOG-IgG also predicts relapse.(10) More importantly, however, is that MOG-IgG seropositive IDDs are distinct from MS and treated differently.(8,9) Treatments for IDDs seropositive for MOG-IgG include corticosteroids and plasmapheresis for acute attacks and mycophenolate mofetil, azathioprine, and rituximab for relapse prevention. Disease modifying agents, treatments promoted for MS, have been reported to exacerbate MOG-IgG1 seropositive IDDS. Therefore, early diagnosis and initiation of appropriate immunosuppressant treatment is important to optimize the clinical outcome by preventing further attacks. In 2015, Waters and colleagues (11) from Oxford University established a novel cell based assay for the measurement of IgG1 MOG antibodies based on previous findings that MOG antibodies are almost exclusively of the IgG1 subclass. They showed that their MOG-IgG1 flow cytometry assay eliminated false-positives without losing true-positives with low titers. The detection of MOG-IgG1 allowed non MS demyelinating diseases (ADEM, AQp4-IgG negative neuromyelitis optica spectrum disorder: including ON,TM) to be distinguished from MS.(12) Using a similar assay to our MOG-IgG1 flow cytometry assay, Wingerchuk et al demonstrated high specificity of their MOG-IgG1 assay in which 49 patients with MS, 13 healthy control sera, and 37 AQP4-seropositive serum samples were all negative at a dilution of 1:20. Of 58 patients fulfilling 2006 Wingerchuk criteria for NMO, 21 (36%) tested negative for AQP4-IgG MOG-IgG1 was detected by cell based assay in 8 (38%) of these cases. (13) Testing of 1,109 consecutive sera sent for AQP4-IgG testing,(11) revealed 40 AQP4-IgG and 65 MOG-IgG1 positive cases. None were positive for both. The clinical diagnoses obtained in 33 MOG-IgG1 positive patients included 4 NMO, 1 ADEM and 11 optic neuritis (n = 11). All 7 patients with probable MS were MOG-IgG1 negative. This study provides Class II evidence that the presence of serum MOG-IgG1 distinguishes non-MS central nervous system (CNS) demyelinating disorders from MS (sensitivity 24%, 95% confidence interval [CI] 9%-45%; specificity 100%, 95% CI 88%-100%). The assay validated here, was developed using the MOG construct provided by Dr Waters(11) and the validation was based on a blinded comparison with the Oxford assay. Comparison was also made with the Euroimmun fixed cell-based kit assay.(14) A recent longitudinal analysis with 2 year follow-up suggested that persistence of MOG-IgG is associated with relapses thus warranting relapse preventing.(10) Detection of MOG-IgG1 allows distinction from MS and is generally indicative of a relapsing disease, mandating initiation of immunosuppression, even after the first attack in some, thereby reducing attack frequency and disability in the future. | MYELIN OLIGODENDROCYTE GLYCOPROTEIN FLORESCENCE-ACTIVATED CELL SORTING(FACS) Negative Reference values apply to all ages. NEUROMYELITIS OPTICA/AQUAPORIN-4-IgG FACS Negative Reference values apply to all ages. | A positive value for aquaporin-4 (AQP4)-IgG is consistent with an autoimmune astrocytopathy/neuromyelitis optica spectrum disorder (NMOSD) and justifies initiation of appropriate immunosuppressive therapy at the earliest possible time. This allows early initiation and maintenance of optimal therapy. Recommend follow-up in 3 to 6 months if NMOSD is suspected. A positive value for myelin oligodendrocyte glycoprotein (MOG)-IgG is consistent with a neuromyelitis optica-like phenotype and in the setting of acute disseminated encephalomyelitis, optic neuritis and transverse myelitis,indicates an autoimmune oligodendrogliopathy with potential for relapsing course. Identification of MOG-IgG allows distinction from multiple sclerosis (MS) and may justify initiation of appropriate immunosuppressive therapy (not MS disease-modifying agents) at the earliest possible time. This allows early initiation and maintenance of optimal therapy. Recommend follow-up in 6 to 12months as persistence of MOG-IgG seropositivity predicts a relapsing course. Detection of both antibodies is rare and unusual. AQP4-IgG and MOG-IgG are not found in MS or healthy subjects. | Aquaporin-4-IgG and myelin oligodendrocyte glycoprotein-IgG antibodies may drop below detectable levels in setting of therapies for acute attack (IV methylprednisolone or plasmapheresis) or attack prevention (immunosuppressants). | 1.Wingerchuk DM, Lennon VA, Lucchinetti CF, Pittock SJ, Weinshenker BG. The spectrum of neuromyelitis optica. Lancet Neurol. 2007;6(9):805-815. doi:10.1016/S1474-4422(07)70216-8 2. Apiwattanakul M, Popescu BF, Matiello M, et al: Intractable vomiting as the initial presentation of neuromyelitis optica. Ann Neurol. 2010;68(5):757-761 3. McKeon A, Lennon VA, Lotze T, et al. CNS aquaporin-4 autoimmunity in children. Neurology. 2008;71(2):93-100 4. Pittock SJ, Weinshenker BG, Lucchinetti CF, et al. Neuromyelitis optica brain lesions localized at sites of high aquaporin 4 expression. Arch Neurol. 2006;63(7):964-968 5.Fryer JP, Lennon VA, Pittock SJ, et al. AQP4 autoantibody assay performance in clinical laboratory service. Neurol Neuroimmunol Neuroinflamm. 2014;1(1):e11. Published 2014 May 22. doi:10.1212/NXI.0000000000000011 6.Waters PJ, McKeon A, Leite MI, et al. Serologic diagnosis of NMO: a multicenter comparison of aquaporin-4-IgG assays. Neurology. 2012;78(9):665-669. doi:10.1212/WNL.0b013e318248dec1 7. Lennon VA, Wingerchuk DM, Kryzer TJ, et al. A serum autoantibody marker of neuromyelitis optica: distinction from multiple sclerosis. Lancet 2004;364(9451):2106-2112 8. Peschl P, Bradl M, Hoftberger R, et al. Myelin Oligodendrocyte Glycoprotein: Deciphering a target in inflammatory demyelinating diseases. Front Immunol. 2017;8:529 9.Pittock SJ, Lucchinetti CF. Neuromyelitis optica and the evolving spectrum of autoimmune aquaporin-4 channelopathies: a decade later. Ann N Y Acad Sci. 2016;1366(1):20-39. doi:10.1111/nyas.12794 10. Hyun JW, Woodhall MR, Kim SH, et al. Longitudinal analysis of myelin oligodendrocyte glycoprotein antibodies in CNS inflammatory diseases. J Neurol Neurosurg Psychiatry. 2017;88(10):811-817 11. Waters P, Woodhall M, O'Connor KC, et al. MOG cell-based assay detects non-MS patients with inflammatory neurologic disease. Neurol Neuroimmunol Neuroinflamm. 2015;2(3):e89 12. Reindl M, Jarius S, Rostasy K, Berger T. Myelin oligodendrocyte glycoprotein antibodies: How clinically useful are they? Curr Opin Neurol. 2017;30(3):295-301 13. Wingerchuk DM, Banwell B, Bennett JL, et al. International consensus diagnostic criteria for neuromyelitis optica spectrum disorders. Neurology 2015;85(2):177-189 14. Jarius S, Ruprecht K, Kleiter I, et al. MOG-IgG in NMO and related disorders: a multicenter study of 50 patients. Part 1: Frequency, syndrome specificity, influence of disease activity, long-term course, association with AQP4-IgG, and origin. J Neuroinflammation 2016;13(1):279 15.Sechi E, Buciuc M, Pittock SJ, et al. Positive Predictive Value of myelin oligodendrocyte glycoprotein autoantibody testing. JAMA Neurol. 2021;78(6):741-746. doi:10.1001/jamaneurol.2021.0912 16.Banwell B, Bennett JL, Marignier R, et al. Diagnosis of myelin oligodendrocyte glycoprotein antibody-associated disease: International MOGAD Panel proposed criteria. Lancet Neurol. 2023;22(3):268-282. doi:10.1016/S1474-4422(22)00431-8 | NMO-IgG Fluorescence-Activated Cell Sorting Assay Human embryonic kidney cells (HEK 293) are transfected transiently with a plasmid (pIRES2-Aequorea coerulescensgreen fluorescent protein [AcGFP]) encoding both green fluorescent protein (AcGFP) and AQP4-M1. After 36 hours, a mixed population of cells (transfected expressing AQP4 on the surface and AcGFP in the cytoplasm and nontransfected lacking AQP4 and AcGFP) are lifted and resuspended in live cell-binding buffer. Cells are incubated with patient serum and an AlexaFluor 647-labeled secondary antibody is added.Two populations are gated on the basis of AcGFP expression: positive (high AQP4 expression) and negative (low or no AQP4 expression).Positivity is based on the ratio (Positive >2.0) of the average MFI of each cell population (MFI GFP positive:MFI GFP negative).(Unpublished Mayo method) If AQP4 cell based flow cytometry (FACS) assay is positive at screening dilution, AQP4 FACS Titer Assay is performed at an additional charge. MOG-IgG1 Fluorescence-Activated Cell Sorting Assay Human embryonic kidney cells (HEK 293) are transfected transiently with a DNA plasmid that allows coexpression of both a reporter fluorescent protein (green fluorescent protein [AcGFP]) and full-length MOG. After 36 hours, a mixed population of cells (transfected expressing MOG on the surface and AcGFP in the cytoplasm and nontransfected lacking MOG and AcGFP) are lifted and resuspended in live cell-binding buffer. Cells are incubated with patient serum and an AlexaFluor 647 labeled secondary antibody is added. Two populations are gated on the basis of AcGFP expression: positive (high MOG expression) and negative (low or no MOG expression). Positivity is based on the ratio (Positive >2.5) of the average MFI of each cell population (MFI GFP positive:MFI GFP negative).(Unpublished Mayo method) If MOG-IgG1 cell based flow cytometry (FACS) assay is positive at screening dilution, the MOG-IgG1 flow cytometry titer assay is performed at an additional charge. | 7 to 10 days | 28 days | This test was developed and its performance characteristics determined by Mayo Clinic in a manner consistent with CLIA requirements. It has not been cleared or approved by the US Food and Drug Administration. | 860538636386053-Titer (if appropriate)86363-Titer (if appropriate) | CNS Demyelinating Disease Eval, S | 102085-8 | 113625 | CNS Demyelinating Disease Interp, S | 69048-7
F_2 | Coagulation Factor II Activity Assay, Plasma | Diagnosing a congenital deficiency (rare) of coagulation factor II Evaluating acquired deficiencies associated with liver disease or vitamin K deficiency, oral anticoagulant therapy, and antibody-induced deficiencies (eg, in association with lupus-like anticoagulant) Determining warfarin treatment stabilization in patients with nonspecific inhibitors (ie, lupus anticoagulant) Determining degree of anticoagulation with warfarin to correlate with level of protein S Investigation of prolonged prothrombin time or activated partial thromboplastin time | Optical Clot-Based | Yes | Coag Factor II Assay, P | Plasma Na Cit | Specimen Type:Platelet-poor plasma Patient Preparation:Patientmust notbe receiving coumadin (warfarin) or heparin therapy. (If not possible for medical reasons, note on request.) Collection Container/Tube:Light-blue top (3.2% sodium citrate) Submission Container/Tube:Plastic vial Specimen Volume:1 mL Collection Instructions: 1. Specimen must be collected prior to factor replacement therapy 2. For complete instructions, seeCoagulation Guidelines for Specimen Handling and Processing 3. Centrifuge, transfer all plasma into a plastic vial, and centrifuge plasma again. 4. Aliquot plasma into a plastic vial, leaving 0.25 mL in the bottom of centrifuged vial. 5. Freeze plasma immediately (no longer than 4 hours after collection) at -20 degrees C or, ideally, -40 degrees C or below. Additional Information: 1. Double-centrifuged specimen is critical for accurate results as platelet contamination may cause spurious results. 2. Each coagulation assay requested should have its own vial. | 0.5 mL | Factor II (prothrombin) is a vitamin K-dependent serine protease synthesized in liver. It participates in the final common pathway of coagulation, as the substrate for the prothrombinase enzyme complex. Prothrombin is the precursor of thrombin (IIa), which converts fibrinogen to fibrin. Plasma biological half-life is about 3 days. Deficiency of factor II may cause prolonged prothrombin time and activated partial thromboplastin time. Deficiency may result in a bleeding diathesis. | Adults: 75-145% Normal, full-term newborn infants or healthy premature infants may have decreased levels (> or =25%) which may remain below adult levels for > or =180 days postnatal.* *See Pediatric Hemostasis References section inCoagulation Guidelines for Specimen Handling and Processing | Liver disease, vitamin K deficiency, or warfarin anticoagulation can cause decreased factor II activity. Normal newborn infants may have levels of 25% to 50%. | Factor II is one of the last vitamin K-dependent coagulation factors to decrease after starting warfarin therapy and one of the last to return to normal when anticoagulation is discontinued. It may take 10 to 14 days for a return to baseline levels. | 1. Lancellotti S, De Cristofaro R. Congenital prothrombin deficiency. Semin Thromb Hemost. 2009;35(4):367-381. doi:10.1055/s-0029-1225759 2. Peyvandi F, Bolton-Maggs PH, Batorova A, De Moerloose P. Rare bleeding disorders. Haemophilia. 2012;18 Suppl 4:148-153. doi:10.1111/j.1365-2516.2012.02841.x 3. Girolami A, Scandellari R, Scapin M, Vettore S. Congenital bleeding disorders of the vitamin K-dependent clotting factors. Vitam Horm. 2008;78:281-374. doi:10.1016/S0083-6729(07)00014-3 4. Brenner B, Kuperman AA, Watzka M, Oldenburg J. Vitamin K-dependent coagulation factors deficiency. Semin Thromb Hemost. 2009;35(4):439-446. doi:10.1055/s-0029-1225766 5. Favaloro EJ and Lippi G. eds. Hemostasis and Thrombosis, Methods and Protocols. Humana Press 2017 | The factor II assay is performed on the Instrument Laboratory ACL TOP using the prothrombin time (PT) method and a factor-deficient substrate. Patient plasma is combined and incubated with a factor II-deficient substrate (normal plasma depleted of factor II by immunoadsorption). After a specified incubation time, a PT reagent is added to trigger the coagulation process in the mixture. Then the time to clot formation is measured optically at a wavelength of 671 nm.(Owen CA Jr, Bowie EJW, Thompson JH Jr: Diagnosis of Bleeding Disorders. 2nd ed. Little, Brown and Company; 1975; Meijer P, Verbruggen HW, Spannagi M: Clotting factors and inhibitors: Assays and interpretation. In: Kottke-Marchant K, ed. Laboratory Hematology Practice. Wiley Blackwell Publishing; 2012:435-446) | 1 to 3 days | 7 days | This test has been modified from the manufacturer's instructions. Its performance characteristics were determined by Mayo Clinic in a manner consistent with CLIA requirements. This test has not been cleared or approved by the US Food and Drug Administration. | 85210 | Coag Factor II Assay, P | 3289-6 | F_2 | Coag Factor II Assay, P | 3289-6
F_9 | Coagulation Factor IX Activity Assay, Plasma | Diagnosing deficiencies, particularly hemophilia B (Christmasdisease) Assessing the impact of liver disease on hemostasis Investigation of a prolonged activated partial thromboplastintime | Optical Clot-Based | Yes | Coag Factor IX Assay, P | For information seeHemophilia Testing Algorithm | Specimen Type:Platelet-poor plasma Patient Preparation:Patient must not be receiving Coumadin (warfarin) or heparin therapy. Collection Container/Tube:Light-blue top (3.2% sodium citrate) Submission Container/Tube:Plastic vial Specimen Volume:1 mL Collection Instructions: 1. Specimen must be collected prior to factor replacement therapy. 2. For complete instructions, seeCoagulation Guidelines for Specimen Handling and Processing. 3. Centrifuge, transfer all plasma into a plastic vial, and centrifuge plasma again. 4. Aliquot plasma into a plastic vial, leaving 0.25 mL in the bottom of centrifuged vial. 5. Freeze plasma immediately (no longer than 4 hours after collection) at -20 degrees C or ideally, at or below -40 degrees C. Additional Information: 1. Double-centrifuged specimen is critical for accurate results as platelet contamination may cause spurious results. 2. Each coagulation assay requested should have its own vial. | 0.5 mL | Factor IX is a vitamin K-dependent serine protease synthesized in the liver and participates in the intrinsic coagulation pathway. Its biological half-life is 18 to 24 hours. Congenital deficiency is inherited as an X-linked recessive bleeding disorder (hemophilia B). Severe deficiency (<1%) is characterized by hemarthroses, deep tissue bleeding, excessive bleeding with trauma, and ecchymoses. Acquired deficiency is associated with liver disease, vitamin K deficiency, warfarin therapy, and inhibitors (rare). | < or =6 months: Normal, full-term newborn infants or healthy premature infants may have decreased levels (> or =20%), which may not reach adult levels for 180 or more days postnatal.* (Literature derived) >6 months: 65-140% *See Pediatric Hemostasis References section inCoagulation Guidelines for Specimen Handling and Processing. | Acquired deficiency is more common than congenital. Mild hemophilia B: 5% to 50% activity Moderate hemophilia B: 1% to 5% activity Severe hemophilia B: <1% activity | Liver disease, warfarin therapy, or vitamin K deficiency may decrease factor IX levels. | 1. Barrowcliffe TW, Raut S, Sands D, Hubbard AR. Coagulation and chromogenic assays of factor VIII activity: general aspects, standardization, and recommendations. Semin Thromb Hemost. 2002;28(3):247-256 2. Franchini M, Lippi G, Favaloro EJ. Acquired inhibitors of coagulation factors: part II. Semin Thromb Hemost. 2012;38(5):447-453 3. Carcao MD. The diagnosis and management of congenital hemophilia. Semin Thromb Hemost. 2012;38(7):727-734 4. Favaloro EJ, Lippi G, eds. Hemostasis and Thrombosis: Methods and Protocols. Humana Press; 2017 | The factor IX assay is performed on the Instrumentation Laboratory ACL TOP using the activated partial thromboplastin time (aPTT) method and a factor-deficient substrate. Patient plasma is combined and incubated with a factor IX-deficient substrate (normal plasma depleted of factor IX by immunoadsorption) and an aPTT reagent. After a specified incubation time, calcium is added to trigger the coagulation process in the mixture. Then the time to clot formation is measured optically at a wavelength of 671 nm.(Owen CA Jr, Bowie EJW, Thompson JH Jr. Diagnosis of Bleeding Disorders. 2nd ed. Little, Brown and Company; 1975; Cielsa B. Defects of plasma clotting factors. In: Hematology in Practice. 3rd ed. FA Davis; 2019:chap 17) | 1 to 3 days | 7 days | This test has been modified from the manufacturer's instructions. Its performance characteristics were determined by Mayo Clinic in a manner consistent with CLIA requirements. This test has not been cleared or approved by the US Food and Drug Administration. | 85250 | Coag Factor IX Assay, P | 3187-2 | F_9 | Coag Factor IX Assay, P | 3187-2
FACTV | Coagulation Factor V Activity Assay, Plasma | Diagnosing congenital deficiencies (rare) of coagulation factor V Evaluating acquired deficiencies associated with liver disease, factor V inhibitors, myeloproliferative disorders, and intravascular coagulation and fibrinolysis Investigation of prolonged prothrombin time or activated partial thromboplastin time | Optical Clot-Based | Yes | Coag Factor V Assay, P | Plasma Na Cit | Patient Preparation:Patientmust notbe receiving coumadin (warfarin) or heparin therapy. (If not possible for medical reasons, note on request.) Collection Container/Tube:Light-blue top (3.2% sodium citrate) Specimen Type:Platelet-poor plasma Collection Container/Tube:Light-blue top (3.2% sodium citrate) Submission Container/Tube:Plastic vial Specimen Volume:1 mL Collection Instructions: 1. Specimen must be collected prior to factor replacement therapy. 2. For complete instructions, seeCoagulation Guidelines for Specimen Handling and Processing 3. Centrifuge, transfer all plasma into a plastic vial, and centrifuge plasma again. 4. Aliquot plasma into a plastic vial, leaving 0.25 mL in the bottom of centrifuged vial. 5. Freeze plasma immediately (no longer than 4 hours after collection) at -20 degrees C or, ideally,-40 degrees C or below. Additional Information: 1. Double-centrifuged specimen is critical for accurate results as platelet contamination may cause spurious results. 2. Each coagulation assay requested should have its own vial. | 0.5 mL | Factor V is a vitamin K-independent protein synthesized in the liver and in other tissues (endothelium, megakaryocytes/platelets). In its thrombin-activated form (factor Va), it serves as an essential cofactor in the prothrombinase enzyme complex, which converts prothrombin to thrombin (the prothrombinase complex consists of the enzyme, activated factor X, factor Va cofactor, a phospholipid surface, and calcium). Deficiency of factor V may cause prolonged prothrombin time and activated partial thromboplastin time and may result in a bleeding diathesis. Plasma biological half-life varies from 12 to 36 hours. Platelets contain 20% to 25% of the factor V in blood. Factor V (also known as labile factor) is highly susceptible to proteolytic inactivation, with the potential for spuriously decreased assay results. | >1 month: 70%-165% <1 month: Normal, full-term and premature newborn infants may have mildly decreased levels (> or =30% to 35%) which reach adult levels within 21 days postnatal. *See Pediatric Hemostasis References section inCoagulation Guidelines for Specimen Handling and Processing | Acquired deficiencies are much more common than congenital. Patients that are congenitally deficient homozygous generally have activity levels less than or equal to10% to 20%. Patients that are congenitally deficient heterozygous generally have activity levels less than or equal to 50%. Congenital deficiency may occur in combined association with factor VIII deficiency. | Factor V (labile factor) is highly susceptible to proteolytic inactivation, with the potential for spuriously decreased assay results. In normal individuals, after freeze-thaw of citrate plasma, factor V activity typically may be 10% to 20% less than observed in a fresh plasma specimen, andin occasional individuals, a more marked decrease of factor V activity occurs. Normal results can be regarded as reliable, but decreased factor V activity results need to be correlated with otherclinical and laboratory information. Repeat testing may be necessary. | 1. Girolami A, Scandellari R, Scapin M, Vettore S. Congenital bleeding disorders of the vitamin K-dependent clotting factors. Vitam Horm. 2008;78:281-374 2. Brenner B, Kuperman AA, Watzka M, Oldenburg J. Vitamin K-dependent coagulation factors deficiency. Semin Thromb Hemost. 200935(4):439-446 3. Asselta R, Peyvandi F. Factor V deficiency. Semin Thromb Hemost. 200935(4):382-389 4. Lippi G, Favaloro EJ, Montagnana M, et al: Inherited and acquired factor V deficiency. Blood Coagul Fibrinolysis. 2011 Apr;22(3):160-166 5. Spreafico M, Peyvandi F. Combined FV and FVIII deficiency. Haemophilia. 2008;14(6):1201-1208 6. Kottke-Marchant K, ed: Laboratory Hematology Practice. Wiley Blackwell Publishing; 2012 7. Favaloro EJ and Lippi G. eds. Hemostasis and Thrombosis, Methods and Protocols. Humana Press 2017 | The factor V assay is performed on the Instrumentation Laboratory ACL TOP using the prothrombin time (PT) method and a factor-deficient substrate. Patient plasma is combined and incubated with a factor V-deficient substrate (normal plasma depleted of factor V by immunoadsorption). After a specified incubation time, a PT reagent is added to trigger the coagulation process in the mixture. Then the time to clot formation is measured optically at a wavelength of 671 nm.(Owen CA Jr, Bowie EJW, Thompson JH Jr: Diagnosis of Bleeding Disorders. 2nd ed. Little, Brown and Company; 1975; Meijer P, Verbruggen HW, Spannagi M: Clotting factors and inhibitors: Assays and interpretation. In: Kottke-Marchant K, ed. Laboratory Hematology Practice. Wiley Blackwell Publishing; 2012:435-446) | 1 to 2 days | 7 days | This test has been modified from the manufacturer's instructions. Its performance characteristics were determined by Mayo Clinic in a manner consistent with CLIA requirements. This test has not been cleared or approved by the US Food and Drug Administration. | 85220 | Coag Factor V Assay, P | 3193-0 | FACTV | Coag Factor V Assay, P | 3193-0
F_7 | Coagulation Factor VII Activity Assay, Plasma | Diagnosing congenital deficiency of coagulation factor VII Evaluating acquired deficiencies associated with liver disease, oral anticoagulant therapy, and vitamin K deficiency Determining degree of anticoagulation with warfarin to correlate with level of protein C Investigation of a prolonged prothrombin time | Optical Clot-Based | Yes | Coag Factor VII Assay, P | Plasma Na Cit | Specimen Type:Platelet-poor plasma Patient Preparation:Patient must not be receiving coumadin (warfarin) or heparin therapy. (If not possible for medical reasons, note on request.) Collection Container/Tube:Light-blue top (3.2% sodium citrate) Submission Container/Tube:Plastic vial Specimen Volume:1 mL Collection Instructions: 1. Specimen must be collected prior to factor replacement therapy 2. For complete instructions, seeCoagulation Guidelines for Specimen Handling and Processing 3. Centrifuge, transfer all plasma into a plastic vial, and centrifuge plasma again. 4. Aliquot plasma into a plastic vial, leaving 0.25 mL in the bottom of centrifuged vial. 5. Freeze plasma immediately (no longer than 4 hours after collection) at -20 degrees C or, ideally, -40 degrees C or below. Additional Information: 1. Double-centrifuged specimen is critical for accurate results as platelet contamination may cause spurious results. 2. Each coagulation assay requested should have its own vial. | 0.5 mL | Factor VII is a vitamin K-dependent serine protease synthesized in the liver. It is a component of the extrinsic coagulation scheme, measured by the prothrombin time. Plasma biological half-life is about 3 to 6 hours. Deficiency may result in a bleeding diathesis. | Adults: 65-180% Normal, full-term newborn infants or healthy premature infants may have decreased levels (> or =20%) which increase within the first postnatal week but may not reach adult levels for > or =180 days postnatal.* *See Pediatric Hemostasis References section inCoagulation Guidelines for Specimen Handling and Processing | Liver disease, vitamin K deficiency, or warfarin anticoagulation can cause decreased factor VII activity. Newborn infants usually have levels 25% or more. | Factor VII is the first vitamin K-dependent coagulation factor to decrease after starting warfarin therapy and one of the first to return to normal when anticoagulation is discontinued. | 1. Girolami A, Scandellari R, Scapin M, Vettore S. Congenital bleeding disorders of the vitamin K-dependent clotting factors. Vitam Horm. 2008;78:281-374. doi:10.1016/S0083-6729(07)00014-3 2. Brenner B, Kuperman AA, Watzka M, Oldenburg J. Vitamin K-dependent coagulation factors deficiency. Semin Thromb Hemost. 2009;35(4):439-446. doi:10.1055/s-0029-1225766 3. Mariani G, Bernardi F. Factor VII deficiency. Semin Thromb Hemost. 2009;35(4):400-406. doi:10.1055/s-0029-1225762 4. Franchini M, Marano G, Pupells S, et al. Rare congenital bleeding disorders. Ann Transl Med. 2018;6(17):331. doi:10.21037/atm.2018.08.34 | The factor VII assay is performed on the Instrumentation Laboratory ACL TOP using the prothrombin time (PT) method and a factor-deficient substrate. Patient plasma is combined and incubated with a factor VII-deficient substrate (normal plasma depleted of factor VII by immunoadsorption). After a specified incubation time, a PT reagent is added to trigger the coagulation process in the mixture. Then the time to clot formation is measured optically at a wavelength of 671 nm.(Owen CA Jr, Bowie EJW, Thompson JH Jr: Diagnosis of Bleeding Disorders. 2nd ed. Little, Brown and Company, 1975; Meijer P, Verbruggen HW, Spannagi M: Clotting factors and inhibitors: Assays and interpretation. In: Kottke-Marchant K, ed. Laboratory Hematology Practice. Wiley Blackwell Publishing; 2012:435-446) | 1 to 3 days | 7 days | This test has been modified from the manufacturer's instructions. Its performance characteristics were determined by Mayo Clinic in a manner consistent with CLIA requirements. This test has not been cleared or approved by the US Food and Drug Administration. | 85230 | Coag Factor VII Assay, P | 3198-9 | F_7 | Coag Factor VII Assay, P | 3198-9
F8A | Coagulation Factor VIII Activity Assay, Plasma | Diagnosing hemophilia A Diagnosing von Willebrand disease when measured with the von Willebrand factor (VWF) antigen and VWF activity Diagnosing acquired deficiency states Investigation of prolonged activated partial thromboplastin time Monitoring infusions of factor VIII replacement during interventional procedures and prophylactic infusions This test isnot useful forinferring carrier status in suspected female carriers of hemophilia A, unless it is 50% of normal (<28% activity in adults). | Optical Clot-Based | Yes | Coag Factor VIII Activity Assay, P | For information seeHemophilia Testing Algorithm. | Specimen Type:Platelet-poor plasma Patient Preparation:Patient must not be receiving Coumadin (warfarin) or heparin therapy. Collection Container/Tube:Light-blue top (3.2% sodium citrate) Submission Container/Tube:Plastic vial Specimen Volume:1 mL Collection Instructions: 1. Specimen must be collected prior to factor replacement therapy. 2. For complete instructions, seeCoagulation Guidelines for Specimen Handling and Processing. 3. Centrifuge, transfer all plasma into a plastic vial, and centrifuge plasma again. 4. Aliquot plasma into a plastic vial leaving 0.25 mL in the bottom of centrifuged vial. 5. Freeze plasma immediately (no longer than 4 hours after collection) at -20 degrees C or ideally, at or below -40 degrees C. Additional Information: 1. Double-centrifuged specimen is critical for accurate results as platelet contamination may cause spurious results. 2. Each coagulation assay requested should have its own vial. | 0.5 mL | Factor VIII is synthesized in the liver and, perhaps, in other tissues. It is a coagulation cofactor that circulates bound to von Willebrand factor and is part of the intrinsic coagulation pathway. The biological half-life is 9 to 18 hours (average is 12 hours). Congenital factor VIII deficiency is the cause of hemophilia A, which has an incidence of 1 in 10,000 and is inherited in a recessive sex-linked manner on the X chromosome. Severe deficiency (<1%) characteristically demonstrates as hemarthrosis, deep-tissue bleeding, excessive bleeding with trauma, and ecchymoses. Factor VIII may be decreased in von Willebrand disease. Acquired deficiency states also occur. Antibodies specific for factor VIII are the most commonly occurring specific inhibitors of coagulation factors and can produce serious bleeding disorders (acquired hemophilia). Spuriously decreased results may occur, as factor VIII is highly susceptible to proteolytic inactivation. | Adults: 55-200% Normal, full-term newborn infants or healthy premature infants typically have levels greater than or equal to 40%.* *See Pediatric Hemostasis References inCoagulation Guidelines for Specimen Handling and Processing. | Mild hemophilia A: 5% to 50% activity Moderate hemophilia A: 1% to 5% activity Severe hemophilia A: <1% activity Congenital deficiency may also occur in combined association with factor V deficiency. Liver disease usually causes an increase of factor VIII activity. Acquired deficiencies of factor VIII have been associated with myeloproliferative or lymphoproliferative disorders (acquired von Willebrand disease: VWD), inhibitors of factor VIII (autoantibodies, postpartum conditions, etc), and intravascular coagulation and fibrinolysis. Levels may be decreased with von Willebrand factor in VWD. | Factor VIII is a labile protein. Improper handling of a specimen may give a false result. Factor VIII is highly susceptible to proteolytic inactivation, with the potential for spuriously decreased assay results. Normal results can be regarded as reliable, but decreased results need to be correlated with other clinical and laboratory information. Repeat testing may be necessary. Factor VIII activity in frozen-thawed plasma specimens may be 10% to 20% lower than if assayed in fresh specimens, even under optimum conditions of processing and transportation, and may be even lower if these conditions are suboptimal. Factor VIII activity rises in response to a number of factors, including pregnancy, estrogen therapy, stress, disease, etc. Once artefactual reduction of factor VIII is excluded, it is important to measure von Willebrand factor levels to ensure that the patient does not have von Willebrand disease. | 1. Spreafico M, Peyvandi F. Combined FV and FVIII deficiency. Haemophilia. 2008;14(6):1201-1208 2. Barrowcliffe TW, Raut S, Sands D, Hubbard AR. Coagulation and chromogenic assays of factor VIII activity: general aspects, standardization, and recommendations. Semin Thromb Hemost. 2002;28(3):247-256 3. Franchini M, Lippi G, Favaloro EJ. Acquired inhibitors of coagulation factors: part II. Semin Thromb Hemost. 2012;38(5):447-453 4. Carcao MD. The diagnosis and management of congenital hemophilia. Semin Thromb Hemost. 2012;38(7):727-734 5. Favaloro EJ, Lippi G, eds. Hemostasis and Thrombosis: Methods and Protocols. Humana Press; 2017 | The factor VIII assay is performed on the Instrumentation Laboratory ACL TOP using the activated partial thromboplastin time (aPTT) method and a factor-deficient substrate. Patient plasma is combined and incubated with a factor VIII-deficient substrate (normal plasma depleted of factor VIII by immunoadsorption) and an aPTT reagent. After a specified incubation time, calcium is added to trigger the coagulation process in the mixture. Then the time to clot formation is measured optically at a wavelength of 671 nm.(Owen CA Jr, Bowie EJW, Thompson JH Jr. Diagnosis of Bleeding Disorders. 2nd ed. Little, Brown and Company; 1975; Cielsa B. Defects of plasma clotting factors. In: Hematology in Practice. 3rd ed. FA Davis; 2019:chap 17) | 1 to 3 days | 7 days | This test has been modified from the manufacturer's instructions. Its performance characteristics were determined by Mayo Clinic in a manner consistent with CLIA requirements. This test has not been cleared or approved by the US Food and Drug Administration. | 85240 | Coag Factor VIII Activity Assay, P | 3209-4 | F8A | Coag Factor VIII Activity Assay, P | 3209-4
F8IS | Coagulation Factor VIII Inhibitor Screen, Plasma | Detecting the presence of a specific factor inhibitor directed against coagulation factor VIII | Only orderable as a reflex. For more information see: 8INHE / Factor VIII Inhibitor Evaluation, Plasma ALUPP / Lupus Anticoagulant Profile, Plasma ALBLD / Bleeding Diathesis Profile, Limited, Plasma APROL / Prolonged Clot Time Profile, Plasma AVWPR / von Willebrand Disease Profile, Plasma Optical Clot-Based | Yes | Coag Factor VIII Assay Inhib Scrn,P | Plasma Na Cit | Only orderable as a reflex. For more information see: 8INHE / Factor VIII Inhibitor Evaluation, Plasma ALUPP / Lupus Anticoagulant Profile, Plasma ALBLD / Bleeding Diathesis Profile, Limited, Plasma APROL / Prolonged Clot Time Profile, Plasma AVWPR / von Willebrand Disease Profile, Plasma For more information seeCoagulation Guidelines for Specimen Handling and Processing. | 2 mL | Specific factor inhibitors are antibodies that are found most often in response to the use of factor VIII concentrate by patients congenitally deficient in factor VIII (hemophilia A). Factor VIII inhibitors can also develop in non-hemophiliac patients (not previously factor VIII deficient), most commonly in the following: the elderly, postpartum patients, and patients with autoimmune disease. Testing will include coagulation factor VIII activity assay with dilutions to evaluate assay inhibition, and if the factor VIII assay activity is decreased, an inhibitor screen to look for specific factor VIII inhibition. If specific inhibition is apparent, it will be titered. | Only orderable as a reflex. For more information see: 8INHE / Factor VIII Inhibitor Evaluation, Plasma ALUPP / Lupus Anticoagulant Profile, Plasma ALBLD / Bleeding Diathesis Profile, Limited, Plasma APROL / Prolonged Clot Time Profile, Plasma AVWPR / von Willebrand Disease Profile, Plasma Negative | When testing is complete, if factor activity results fall within clinically normal ranges, an interpretive comment will be provided noting that inhibitor testing was not indicated and, therefore, not performed. If factor activity indicates the performance of inhibitor screen testing, an interpretive comment will be provided noting the presence or absence of a factor VIII inhibitor. | Occasionally, a potent lupus-like anticoagulant may cause false-positive results for a specific factor inhibitor (eg, factor VIII or IX). | 1. Bowie EJW, Thompson JH Jr, Didisheim P, Owen CA Jr. Mayo Clinic Laboratory Manual of Hemostasis. WB Saunders Company; 1971:111-115 2. Kasper CK. Treatment of factor VIII inhibitors. Prog Hemost Thromb. 1989;9:57-86 3. Peerschke EI, Castellone DD, Ledford-Kraemer M, et al. Laboratory assessment of FVIII inhibitor titer. Am J Clin Pathol. 2009;131(4):552-558 4. Pruthi RK, Nichols WL. Autoimmune factor VIII inhibitors. Curr Opin Hematol. 1999;6(5):314-322 5. Laboratory Hematology Practice. In: Kottke-Marchant K, ed. Wiley Blackwell Publishing; 2012 6. Hematology: Basic Principles and Practice. In: Hoffman R, Benz EJ Jr, Silberstein LE, ed. 7th ed. Elsevier; 2018 | The factor VIII inhibitor screen is performed on the Instrumentation Laboratory ACL TOP. The assay consists of measuring the factor VIII activity (activated partial thromboplastin time based assay) before and after incubation of a mixture of normal plasma and patient's plasma for 1 hour at 37 degrees C. Interpretation of the presence or absence of the indication of a factor VIII inhibitor is determined by comparing the factor VIII activity results and the calculated expected values.(Owen CA Jr, Bowie EJW, Thompson JH Jr. The Diagnosis of Bleeding Disorders. 7nd ed. Little Brown and Company; 1975:143-145; Meijer P, Verbruggen HW, Spannagi M. Chapter 33: Clotting factors and inhibitors: Assays and Interpretation. In: Kottke-Marchant K, ed. Laboratory Hematology Practice. Wiley Blackwell Publishing; 2012:435-446) | 1 to 3 days | 7 days | This test has been modified from the manufacturer's instructions. Its performance characteristics were determined by Mayo Clinic in a manner consistent with CLIA requirements. This test has not been cleared or approved by the US Food and Drug Administration. | 85335 | Coag Factor VIII Assay Inhib Scrn,P | 3206-0 | 7289 | Coag Factor VIII Assay Inhib Scrn,P | 3206-0
F_10 | Coagulation Factor X Activity Assay, Plasma | Diagnosing deficiency of coagulation factor X, congenital or acquired Evaluating hemostatic function in liver disease Investigation of prolonged prothrombin time or activated partial thromboplastin time | Optical Clot-Based | Yes | Coag Factor X Assay, P | Plasma Na Cit | Specimen Type:Platelet-poor plasma Supplies:Sarstedt Aliquot Tube, 5 mL (T914) Collection Container/Tube:Light-blue top (3.2% sodium citrate) Submission Container/Tube:Plastic vial Specimen Volume:1 mL Collection Instructions: 1.For complete instructions, seeCoagulation Guidelines for Specimen Handling and Processing. 2. Within 4 hours of collection, centrifuge, transfer all plasma into a plastic vial, and centrifuge plasma again. 3. Aliquot plasma into separate plastic vial leaving0.25 mL in the bottom of centrifuged vial. 4. Freeze plasma immediately (no longer than 4 hours after collection) at -20 degrees C, or, ideally at or below -40 degrees C. Additional Information: 1. Double-centrifuged specimen is critical for accurate results as platelet contamination may cause spurious results. 2. Each coagulation assay requested should have its own vial. | 0.5 mL | Factor X is a vitamin K-dependent serine protease that is synthesized in the liver. Its biological half-life is 24 to 48 hours. Factor X participates in both intrinsic and extrinsic pathways of coagulation (final common pathway) by serving as the enzyme (factor Xa) in the prothrombinase complex. Congenital factor X deficiency is rare. Acquired deficiency is associated with liver disease, warfarin therapy, vitamin K deficiency, systemic amyloidosis, and inhibitors (rare). Deficiency may cause prolonged prothrombin time and activated partial thromboplastin time. | Adults: 70-150% Normal, full-term newborn infants or healthy premature infants may have decreased levels (> or =15-20%), which may not reach adult levels for180 or more days postnatal.* *See Pediatric Hemostasis References section inCoagulation Guidelines for Specimen Handling and Processing | Acquired deficiency is more common than congenital deficiency. Homozygous individuals: <25% activity Heterozygous individuals: 25% to 50% activity | Liver disease, warfarin therapy, or vitamin K deficiency may decrease factor X levels. | 1. Girolami A, Scandellari R, Scapin M, Vettore S. Congenital bleeding disorders of the vitamin K-dependent clotting factors. Vitam Horm 2008;78:281-374 2. Brenner B, Kuperman AA, Watzka M, Oldenburg J: Vitamin K-dependent coagulation factors deficiency. Semin Thromb Hemost. 2009;35(4):439-446 3. Menegatti M, Peyvandi F: Factor X deficiency. Semin Thromb Hemost. 2009;35(4):407-415 4. Girolami A, Ruzzon E, Tezza F, et al. Congenital FX deficiency combined with other clotting defects or with other abnormalities: a critical evaluation of the literature. Haemophilia 2008;14(2):323-328 5. Girolami A, Scarparo P, Scandellari R, Allemand E: Congenital factor X deficiencies with a defect only or predominantly in the extrinsic or in the intrinsic system: a critical evaluation. Am J Hematol 2008;83(8):668-671 6. Favaloro EJ and Lippi G. eds. Hemostasis and Thrombosis, Methods and Protocols. Humana Press 2017 | The factor X assay is performed on the Instrumentation Laboratory ACL TOP using the prothrombin time (PT) method and a factor-deficient substrate. Patient plasma is combined and incubated with a factor X-deficient substrate (normal plasma depleted of factor X by immunoadsorption). After a specified incubation time, a PT reagent is added to trigger the coagulation process in the mixture. Then the time to clot formation is measured optically at a wavelength of 671 nm.(Owen CA Jr, Bowie EJW, Thompson JH Jr: Diagnosis of Bleeding Disorders. Second edition. Little, Brown and Company, Boston, MA. 1975; Cielsa B. Defects of plasma clotting factors. In: Hematology in Practice. 3rd ed. FA Davis; 2019:chap 17) | 1 to 3 days | 7 days | This test has been modified from the manufacturer's instructions. Its performance characteristics were determined by Mayo Clinic in a manner consistent with CLIA requirements. This test has not been cleared or approved by the US Food and Drug Administration. | 85260 | Coag Factor X Assay, P | 3218-5 | F_10 | Coag Factor X Assay, P | 3218-5
FXCH | Coagulation Factor X Chromogenic Activity Assay, Plasma | Monitoring warfarin anticoagulant therapy, especially in patients whose plasma contains lupus anticoagulants that interfere with baseline prothrombin time/international normalized ratio and in patients receiving the drug Argatroban who are being transitioned to warfarin This assay shouldnot be usedfor monitoring heparin, or oral direct factor Xa inhibitors such as rivaroxaban (Xarelto), apixaban (Eliquis), or edoxaban (Savaysa). | Chromogenic | Yes | Factor X Chromogenic Activity Assay | Plasma Na Cit | Patient Preparation:Fasting preferred Collection Container/Tube:Light-blue top (citrate) Submission Container/Tube:Polypropylene vial Specimen Volume:1 mL Collection Instructions: 1. For complete instructions seeCoagulation Guidelines for Specimen Handling and Processing 2. Spin down, remove plasma, and spin plasma again. 3. Freeze plasma immediately (no longer than 4 hours after collection) at -20 degrees C or, ideally, at or below -40 degrees C. Additional Information: 1. Double-centrifuged specimen is critical for accurate results as platelet contamination may cause spurious results. 2. Each coagulation assay requested should have its own vial. 3. If priority specimen, mark request form, give reason, and request a call-back. | 0.5 mL | The antithrombotic effect of oral vitamin K antagonists (eg, warfarin) is mediated by reduction in the plasma activity of vitamin K-dependent procoagulant factors II (prothrombin) and X. The intensity of oral anticoagulation therapy with vitamin K antagonists must be monitored and adjusted to a narrow therapeutic range; under medicating increases the risk of thrombosis, while overmedicating increases the risk of bleeding. Such therapy typically is monitored with the prothrombin time/international normalized ratio (INR) system. Lupus anticoagulants (LAC) are autoantibodies that interfere with phospholipid-dependent clotting tests and most commonly cause prolongation of the activated partial thromboplastin time (APTT). LAC can be associated with a prothrombotic disorder termed the antiphospholipid syndrome. LAC occasionally may cause prolongation of the baseline prothrombin time, rendering the INR system inaccurate for monitoring the intensity of oral anticoagulant therapy. LAC-induced prolongation of the prothrombin time is most commonly seen with recombinant human tissue factor thromboplastins (ie, prothrombin time reagents) with a low international sensitivity index (ISI) such as Innovin or RecombiPlasTin 2G (ISI = 1.0). The chromogenic factor X activity is an alternative assay for monitoring oral anticoagulant therapy. This assay is unaffected by LAC because the assay end point is not a phospholipid-dependent clotting time. Argatroban is a parenteral direct thrombin inhibitor that is approved for treatment of heparin-induced thrombocytopenia (HIT), an antibody-mediated prothrombotic disorder. Argatroban therapy prolongs the prothrombin time, which also renders the INR inaccurate for monitoring the warfarin effect while transitioning from Argatroban to oral anticoagulant therapy. The chromogenic coagulation factor X activity assay may be used as an alternative to the INR for monitoring and adjusting the warfarin dose during this transition. | > or =18 years of age: 60%-140% Chromogenic Factor X activity generally correlates with the one-stage factor X activity. In full term or premature neonates, infants, and children, the one-stage factor X activity* is lower than adult reference range and progressively rises to the adult reference range by adolescence. However, no similar data for the chromogenic factor X activity have been published. *See Pediatric Hemostasis References section inCoagulation Guidelines for Specimen Handling and Processing. | A chromogenic factor X activity of approximately 20% to 40% corresponds to the usual warfarin international normalized ratio range (ie, 2.0-3.0). | Liver disease and vitamin K deficiency may lower factor X levels. If factor X deficiency is suspected, order F_10 / Coagulation Factor X Activity Assay, Plasma. | 1. Austin JH, Stearns CR, Winkler AM, et al. Use of the chromogenic factor X assay in patients transitioning from Argatroban to warfarin therapy. Pharmacotherapy. 2012;32(6):493-501 2. McGlasson DL, Romick BG, Rubal BJ. Comparison of a chromogenic factor x assay with international normalized ratio for monitoring oral anticoagulation therapy. Blood Coagul Fibrinolysis. 2008;19:513-517 3. Moll S, Ortel TL. Monitoring warfarin therapy in patients with lupus anticoagulants. Ann Intern Med. 1997;127:177-185 4. Robert A, Le Querrec A, Delahousse B, et al. Control of oral anticoagulation in patients with antiphospholipid syndrome--influence of the lupus anticoagulant on International Normalized Ratio. Thromb Haemost. 1998;80:99-103 | The chromogenic factor X assay is performed on the Instrumentation Laboratory ACL TOP. In this 2-stage assay, an incubated dilution of the patient's plasma is combined in equal volumes with a chromogenic substrate and a Russell's viper venom/calcium chloride reagent. The patient's plasma factor X is activated in the presence of calcium by the activator Russell's viper venom, which then hydrolyzes the chromogenic substrate creating 2 products, peptide and pNA (paranitroaniline). The pNA is then measured at 405 nm and is proportional to the amount of factor X in the patient's plasma.(Package insert: Diapharma Factor X Kit. DiaPharma Group, Inc., Rev 06/2006) | 1 to 3 days | 7 days | This test has been modified from the manufacturer's instructions. Its performance characteristics were determined by Mayo Clinic in a manner consistent with CLIA requirements. This test has not been cleared or approved by the US Food and Drug Administration. | 85260 | Factor X Chromogenic Activity Assay | 33984-6 | FXCH | Factor X Chromogenic Activity Assay | 33984-6
F_11 | Coagulation Factor XI Activity Assay, Plasma | Diagnosing deficiency of coagulation factor XI Investigating prolonged activated partial thromboplastin time | Optical Clot-Based | Yes | Coag Factor XI Assay, P | Plasma Na Cit | Specimen Type:Platelet-poor plasma Patient Preparation:Patient must not be receiving Coumadin (warfarin) or heparin therapy. Collection Container/Tube:Light-blue top (3.2% sodium citrate) Submission Container/Tube:Plastic vial Specimen Volume:1 mL Collection Instructions: 1. Specimen must be collected prior to factor replacement therapy. 2. For complete instructions, seeCoagulation Guidelines for Specimen Handling and Processing. 3. Centrifuge, transfer all plasma into a plastic vial, and centrifuge plasma again. 4. Aliquot plasma into a plastic vial, leaving 0.25 mL in the bottom of centrifuged vial. 5. Freeze plasma immediately (no longer than 4 hours after collection) at -20 degrees C or ideally, at or below -40 degrees C. Additional Information: 1. Double-centrifuged specimen is critical for accurate results as platelet contamination may cause spurious results. 2. Each coagulation assay requested should have its own vial. | 0.5 mL | Factor XI is synthesized in the liver. Its biological half-life is 60 to 80 hours. Factor XI is a component of intrinsic coagulation pathway and, when activated, activates factor IX to IXa. Factor XI deficiency may cause prolonged partial thromboplastin time. Deficiency is associated with mild bleeding diathesis, but there is poor correlation between activity level and clinical bleeding. A relatively high incidence of congenital deficiency occurs among individuals of Ashkenazi Jewish descent (hemophilia C). | Adults: 55-150% Normal, full-term newborn infants or healthy premature infants may have decreased levels (> or =10%), which may not reach adult levelsfor 180 or more days postnatal.* *See Pediatric Hemostasis References section inCoagulation Guidelines for Specimen Handling and Processing. | Acquired deficiency is associated with liver disease and rarely inhibitors. Patients who are homozygous: <20% activity Patients who are heterozygous: 20% to 60% activity | Decreased plasma levels of factor XI do not correlate wellwith bleeding risk. | 1. He R, Chen D, He S. Factor XI: hemostasis, thrombosis, and antithrombosis. Thromb Res. 2012;129(5):541-550 2. Martin-Salces M, Jimenez-Yuste V, Alvarez MT, Quintana M, Hernandez-Navarro F. Review: Factor XI deficiency: review and management in pregnant women. Clin Appl Thromb Hemost. 2010;16(2):209-213 3. Seligsohn U. Factor XI in haemostasis and thrombosis: past, present and future. Thromb Haemost. 2007;98(1):84-89 4. Santoro R, Prejano S, Iannaccaro P. Factor XI deficiency: a description of 34 cases and literature review. Blood Coagul Fibrinolysis. 2011;22(5):431-435 5. Favaloro EJ, Lippi G, eds. Hemostasis and Thrombosis: Methods and Protocols. Humana Press; 2017 | The factor XI assay is performed on the Instrumentation Laboratory ACL TOP using the activated partial thromboplastin time (aPTT) method and a factor-deficient substrate. Patient plasma is combined and incubated with a factor XI-deficient substrate (normal plasma depleted of factor XI by immunoadsorption) and an aPTT reagent. After a specified incubation time, calcium is added to trigger the coagulation process in the mixture. Then the time to clot formation is measured optically at a wavelength of 671 nm.(Owen CA Jr, Bowie EJW, Thompson JH Jr. Diagnosis of Bleeding Disorders. 2nd ed. Little, Brown and Company; 1975; Cielsa B. Defects of plasma clotting factors. In: Hematology in Practice. 3rd ed. FA Davis; 2019:chap 17) | 1 to 3 days | 7 days | This test has been modified from the manufacturer's instructions. Its performance characteristics were determined by Mayo Clinic in a manner consistent with CLIA requirements. This test has not been cleared or approved by the US Food and Drug Administration. | 85270 | Coag Factor XI Assay, P | 3226-8 | F_11 | Coag Factor XI Assay, P | 3226-8
F_12 | Coagulation Factor XII Activity Assay, Plasma | Diagnosing deficiency of coagulation factor XII Determining cause of prolonged activated partial thromboplastin time | Optical Clot-Based | Yes | Coag Factor XII Assay, P | Plasma Na Cit | Specimen Type:Platelet-poor plasma Patient Preparation:Patient must not be receiving Coumadin (warfarin) or heparin therapy. Collection Container/Tube:Light-blue top (3.2% sodium citrate) Submission Container/Tube:Plastic vial Specimen Volume:1 mL Collection Instructions: 1. Specimen must be collected prior to factor replacement therapy 2. For complete instructions, seeCoagulation Guidelines for Specimen Handling and Processing. 3. Centrifuge, transfer all plasma into a plastic vial, and centrifuge plasma again. 4. Aliquot plasma into a plastic vial, leaving 0.25 mL in the bottom of centrifuged vial. 5. Freeze plasma immediately (no longer than 4 hours after collection) at -20 degrees C or ideally, at or below -40 degrees C. Additional Information: 1. Double-centrifuged specimen is critical for accurate results as platelet contamination may cause spurious results. 2. Each coagulation assay requested should have its own vial. | 0.5 mL | Factor XII is synthesized in the liver. Its biological half-life is 40 to 50 hours. Factor XII is a component of the contact activation system and is involved in both intrinsic pathway and fibrinolytic system. Factor XII deficiency is often discovered when activated partial thromboplastin time is found to be unexpectedly long. The deficiency does not cause a known bleeding disorder. An association between severe factor XII deficiency and thrombosis risk has been proposed but not proven. | Adults: 55-180% Normal, full-term newborn infants or healthy premature infants may have decreased levels (> or =15% to 20%), which may not reach adult levels for 180 or more days postnatal.* *See Pediatric Hemostasis References section inCoagulation Guidelines for Specimen Handling and Processing. | Acquired deficiency is associated with liver disease, nephritic syndrome, and chronic granulocytic leukemia. Congenital homozygous deficiency: 20% activity Congenital heterozygous deficiency: 20% to 50% activity | Deficiencies of other contact activator proteins (prekallikrein,highmolecular weight kininogen) can also cause prolonged activated partial thromboplastin time but do not cause clinical bleeding. | 1. Renne T, Schmaier AH, Nickel KF, Blomback M, Maas C. In vivo roles of factor XII. Blood. 2012;120(22):4296-4303 2. Favaloro EJ, Lippi G, eds. Hemostasis and Thrombosis: Methods and Protocols. Humana Press; 2017 | The factor XII assay is performed on the Instrumentation Laboratory ACL TOP using the activated partial thromboplastin time (aPTT) method and a factor-deficient substrate. Patient plasma is combined and incubated with a factor XII-deficient substrate (normal plasma depleted of factor XII by immunoadsorption) and an aPTT reagent. After a specified incubation time, calcium is added to trigger the coagulation process in the mixture. Then the time to clot formation is measured optically at a wavelength of 671 nm.(Owen CA Jr, Bowie EJW, Thompson JH Jr. Diagnosis of Bleeding Disorders. 2nd ed. Little, Brown and Company; 1975; Cielsa B. Defects of plasma clotting factors. In: Hematology in Practice. 3rd ed. FA Davis; 2019:chap 17) | 1 to 3 days | 7 days | This test has been modified from the manufacturer's instructions. Its performance characteristics were determined by Mayo Clinic in a manner consistent with CLIA requirements. This test has not been cleared or approved by the US Food and Drug Administration. | 85280 | Coag Factor XII Assay, P | 3232-6 | F_12 | Coag Factor XII Assay, P | 3232-6
CMMPP | Cobalamin, Methionine, and Methylmalonic Acid Pathways, Plasma | Screening and monitoring patients suspected of or confirmed with an inherited disorder of methionine, cobalamin, or propionate metabolism using plasma specimens Evaluating individuals with suspected deficiency of vitamin B12 | Liquid Chromatography Tandem Mass Spectrometry (LC-MS/MS) | Yes | CMMP, P | Plasma | Collection Container/Tube: Preferred:Lavender top (EDTA) Acceptable:Green top (sodium or lithium heparin) Submission Container/Tube:Plastic vial Specimen Volume:1 mL Collection Instructions: 1. Immediately place specimen on ice. 2. Centrifuge and aliquot plasma into plastic vial within 4 hours of collection. 3. If blood cannot be placed on wet ice immediately, centrifuge and aliquot plasma into plastic vial within 1 hour of collection. 4. A refrigerated centrifuge is not required if the above time restrictions are met. |  | Homocysteine, methylmalonic acid (MMA), methylcitric acid, methionine, cysteine, and cystathionine can be used to evaluate patients for inborn errors of methionine, cobalamin, and propionate metabolism. Homocysteine is an intermediary in the sulfur-amino acid metabolism pathways, linking the methionine cycle to the folate cycle. Inborn errors of metabolism that lead to homocysteinemia or homocystinuria include cystathionine beta-synthase deficiency (homocystinuria) and various defects of methionine remethylation. Homocystinuria is an autosomal recessive disorder caused by a deficiency of the enzyme cystathionine beta-synthase. The incidence of homocystinuria is approximately 1 in 200,000 to 335,000 live births. Classical homocystinuria is characterized by a normal presentation at birth followed by failure to thrive and developmental delay. Untreated homocystinuria can lead to ophthalmological problems, developmental delay, seizures, thromboembolic episodes, and skeletal abnormalities. The biochemical phenotype is characterized by increased plasma concentrations of methionine and homocysteine along with decreased concentrations of cystine. Elevated levels of MMA result from inherited defects of enzymes involved in MMA metabolism or inherited or acquired deficiencies of vitamin B12. Enzymatic deficiencies of propionyl-CoA carboxylase and methylmalonyl-CoA mutase are associated with propionic academia (PA) and methylmalonic acidemia mut(0/-) type (MMAmut), respectively. The clinical phenotype includes vomiting, hypotonia, lethargy, apnea, hypothermia, and coma. The biochemical phenotype for MMAmut includes elevations of propionyl carnitine, methylmalonic acid, and methylcitric acid. Patients with PA will have elevations of propionyl carnitine and methylcitric acid with normal MMA concentrations as the enzymatic defect is upstream of methylmalonic-CoA mutase. Inherited conditions of cobalamin (Cbl) absorption and transport are caused by variants in several genes encoding Cbl binding factors and transmembrane transporters and receptors. In addition, inside the cell, Cbl undergoes several steps of modification until it reaches a divergent point beyond which 2 separate paths lead to the formation of the 2 active components of this cofactor: adenosylcobalamin (AdoCbl), a cofactor for methylmalonyl-CoA mutase; and methylcobalamin (MeCbl), a cofactor for methionine synthase, remethylating homocysteine to methionine. Defects of AdoCbl and MeCbl metabolism after the point where the synthetic pathways separate lead to isolated deficiencies of methylmalonyl-CoA mutase (elevations of propionyl carnitine, MMA, and methylcitric acid) or methionine synthase (elevated homocysteine with low/low normal methionine) respectively. Defects prior to this point are associated with deficiencies of both enzymes and lead to elevation of all markers (propionyl carnitine, MMA, methylcitric acid, and homocysteine). Acquired cobalamin (vitamin B12) deficiency can be a result of pernicious anemia, vegan diet, malabsorption, and decreased intrinsic factor excretion (secondary to gastrectomy) and can be distinguished from most inherited defects (particularly intracellular deficiencies) with the identification of decreased levels of vitamin B12.Older adult patients with acquired cobalamin deficiency may present with megaloblastic anemia, peripheral neuropathy, ataxia, loss of position and vibration senses, memory impairment, depression, and dementia in the absence of anemia. Other conditions such as kidney insufficiency, hypovolemia, and bacterial overgrowth of the small intestine also contribute to the possible causes of mild methylmalonic acidemia and aciduria. Additional testing with homocysteine and MMA determinations may help distinguish between vitamin B12 and folate deficiency states. | Age,Total homocysteine(nmol/mL),Methylmalonic acid (nmol/mL),2-Methylcitricacid (nmol/mL),Total cysteine(nmol/mL),Methionine (nmol/mL),Cystathionine(nmol/mL),,, ,, Female,Male,Female,Male,,, 0-11 months,3.1-8.3,3.2-9.7,0.08-0.32,0.02-0.35,142.8-258.8,14.7-43.1,14.5-42.3,0.07-0.38,,, 12-23 months,3.2-8.3,3.3-9.6,0.08-0.31,0.02-0.35,143.7-258.7,14.7-43.1,14.5-42.2,0.07-0.38,,, 24-35 months,3.2-8.2,3.3-9.6,0.08-0.31,0.02-0.35,144.8-258.6,14.7-43.0,14.5-42.1,0.07-0.38,,, 3 years,3.2-8.2,3.3-9.6,0.08-0.31,0.02-0.35,146.0-258.5,14.7-43.0,14.5-42.0,0.07-0.38,,, 4 years,3.3-8.2,3.4-9.5,0.08-0.30,0.02-0.35,148.2-258.4,14.7-42.8,14.5-41.8,0.07-0.38,,, 5 years,3.4-8.1,3.5-9.4,0.08-0.30,0.02-0.35,150.6-258.3,14.8-42.7,14.5-41.6,0.07-0.38,,, 6 years,3.5-8.1,3.6-9.4,0.08-0.29,0.02-0.35,153.2-258.3,14.8-42.5,14.5-41.4,0.07-0.38,,, 7 years,3.5-8.1,3.7-9.4,0.08-0.29,0.02-0.35,155.8-258.4,14.8-42.2,14.5-41.1,0.07-0.38,,, 8 years,3.6-8.2,3.8-9.3,0.08-0.28,0.02-0.35,158.5-258.7,14.9-42.0,14.6-40.9,0.07-0.37,,, 9 years,3.7-8.2,3.9-9.4,0.09-0.28,0.02-0.35,161.0-259.1,14.9-41.7,14.6-40.7,0.07-0.37,,, 10 years,3.8-8.3,4.1-9.4,0.09-0.28,0.02-0.35,163.5-259.7,15.0-41.4,14.7-40.6,0.07-0.37,,, 11 years,3.9-8.4,4.3-9.4,0.09-0.28,0.02-0.35,165.9-260.5,15.1-41.0,14.8-40.4,0.07-0.37,,, 12 years,3.9-8.6,4.4-9.5,0.09-0.27,0.02-0.35,168.4-261.4,15.1-40.7,14.9-40.3,0.07-0.37,,, 13 years,4.0-8.7,4.6-9.6,0.09-0.27,0.02-0.35,170.9-262.4,15.2-40.3,15.1-40.1,0.07-0.36,,, 14 years,4.1-8.8,4.8-9.7,0.09-0.27,0.02-0.35,173.6-263.6,15.3-39.9,15.3-40.0,0.07-0.36,,, 15 years,4.2-8.9,5.0-9.8,0.09-0.27,0.02-0.35,176.4-264.7,15.4-39.5,15.5-39.9,0.07-0.36,,, 16 years,4.2-9.1,5.2-9.9,0.09-0.27,0.02-0.35,179.3-265.9,15.5-39.1,15.8-39.7,0.07-0.35,,, 17 years,4.3-9.2,5.4-10.0,0.09-0.27,0.02-0.35,182.2-267.1,15.6-38.7,16.1-39.6,0.07-0.35,,, 18 years,4.3-9.3,5.6-10.1,0.08-0.27,0.02-0.35,184.9-268.3,15.7-38.2,16.4-39.4,0.07-0.35,,, 19 years,4.4-9.5,5.7-10.3,0.08-0.26,0.02-0.35,187.4-269.4,15.7-37.8,16.7-39.3,0.07-0.34,,, 20 years,4.4-9.6,5.9-10.5,0.08-0.26,0.02-0.35,189.5-270.5,15.8-37.3,17.0-39.1,0.07-0.34,,, 21 years,4.4-9.8,6.0-10.6,0.08-0.26,0.02-0.35,191.2-271.7,15.9-36.8,17.3-38.9,0.07-0.33,,, 22 years,4.4-9.9,6.1-10.8,0.08-0.27,0.02-0.35,192.5-272.8,15.9-36.3,17.6-38.7,0.07-0.33,,, 23 years,4.4-10.1,6.2-11.0,0.08-0.27,0.02-0.35,193.5-274.1,15.9-35.8,17.9-38.5,0.07-0.33,,, 24 years,4.4-10.3,6.2-11.1,0.08-0.27,0.02-0.35,194.2-275.4,15.9-35.3,18.1-38.3,0.07-0.32,,, 25 years,4.4-10.4,6.3-11.3,0.08-0.28,0.02-0.35,194.8-277.0,15.9-34.8,18.2-38.1,0.07-0.32,,, 26 years,4.4-10.6,6.3-11.4,0.08-0.28,0.02-0.35,195.3-278.6,15.9-34.3,18.4-37.9,0.07-0.32,,, 27 years,4.3-10.8,6.4-11.6,0.08-0.28,0.02-0.35,196.0-280.5,16.0-33.8,18.5-37.7,0.07-0.31,,, 28 years,4.3-11.0,6.4-11.7,0.08-0.29,0.02-0.35,196.7-282.4,16.0-33.4,18.7-37.5,0.07-0.31,,, 29 years,4.3-11.2,6.4-11.8,0.08-0.29,0.02-0.35,197.7-284.3,16.0-33.0,18.8-37.3,0.07-0.31,,, 30 years,4.3-11.4,6.4-11.9,0.08-0.30,0.02-0.35,198.8-286.3,16.1- 32.6,18.9-37.1,0.07-0.30,,, 31 years,4.4-11.6,6.4-12.1,0.08-0.30,0.02-0.35,200.2-288.2,16.1-32.2,19.0-36.9,0.07-0.30,,, 32 years,4.4-11.8,6.4-12.2,0.08-0.31,0.02-0.35,201.7-290.0,16.1-31.8,19.1-36.7,0.07-0.30,,, 33 years,4.4-11.9,6.4-12.3,0.08-0.31,0.02-0.35,203.4-291.5,16.1-31.5,19.2-36.5,0.07-0.29,,, 34 years,4.5-12.1,6.4-12.4,0.08-0.31,0.02-0.35,205.2-292.9,16.1-31.2,19.3-36.3,0.07-0.29,,, 35 years,4.5-12.2,6.4-12.6,0.08-0.32,0.02-0.35,207.2-294.1,16.1-30.8,19.4-36.1,0.07-0.28,,, 36 years,4.6-12.4,6.4-12.8,0.08-0.32,0.02-0.35,209.3-295.1,16.1-30.5,19.5-35.9,0.07-0.28,,, 37 years,4.6-12.5,6.4-12.9,0.08-0.33,0.02-0.35,211.5-296.0,16.1-30.2,19.6-35.6,0.07-0.27,,, 38 years,4.7-12.7,6.4-13.1,0.08-0.33,0.02-0.35,213.8-296.9,16.1-29.9,19.7-35.4,0.07-0.27,,, 39 years,4.7-12.8,6.4-13.2,0.08-0.34,0.02-0.35,216.3-297.7,16.1-29.7,19.8-35.2,0.07-0.27,,, 40 years,4.8-13.0,6.5-13.4,0.08-0.34,0.02-0.35,218.9-298.7,16.1-29.4,19.9-35.0,0.07-0.27,,, 41 years,4.8-13.2,6.5-13.5,0.08-0.35,0.02-0.35,221.6-299.7,16.1-29.2,20.0-34.8,0.07-0.27,,, 42 years,4.8-13.4,6.5-13.7,0.08-0.36,0.02-0.35,224.3-300.8,16.2-29.0,20.1-34.6,0.07-0.26,,, 43 years,4.9-13.5,6.6-13.9,0.08-0.36,0.02-0.35,227.0-302.0,16.2-28.8,20.2-34.4,0.07-0.26,,, 44 years,4.9-13.7,6.6-14.0,0.08-0.37,0.02-0.35,229.8-303.5,16.3-28.6,20.3-34.2,0.07-0.26,,, 45 years,4.9-13.9,6.6-14.2,0.08-0.38,0.02-0.35,232.6-305.2,16.3-28.5,20.3-34.0,0.07-0.26,,, 46 years,4.9-14.0,6.7-14.4,0.08-0.38,0.02-0.35,235.3-307.3,16.4-28.4,20.4-33.8,0.07-0.26,,, 47 years,4.9-14.2,6.7-14.5,0.08-0.39,0.02-0.35,238.0-309.7,16.4-28.2,20.4-33.6,0.07-0.26,,, 48 years,5.0-14.3,6.8-14.7,0.08-0.39,0.02-0.35,240.8-312.6,16.5-28.1,20.5-33.3,0.07-0.26,,, 49 years,5.0-14.4,6.8-14.9,0.08-0.40,0.02-0.35,243.5-315.9,16.5-28.0,20.5-33.1,0.07-0.26,,, 50 years,5.0-14.5,6.8-15.0,0.08-0.40,0.02-0.35,246.2-319.7,16.5-27.9,20.6-32.8,0.07-0.26,,, 51 years,5.1-14.6,6.8-15.2,0.08-0.41,0.02-0.35,248.9-323.8,16.5-27.8,20.6-32.5,0.07-0.26,,, 52 years,5.1-14.7,6.9-15.4,0.08-0.41,0.02-0.35,251.5-328.1,16.5-27.6,20.7-32.3,0.07-0.26,,, 53 years,5.1-14.8,6.9-15.5,0.08-0.42,0.02-0.35,254.0-332.4,16.5-27.5,20.8-32.1,0.07-0.26,,, 54 years,5.2-14.9,6.9-15.6,0.08-0.42,0.02-0.35,256.4-336.5,16.5-27.4,21.0-31.9,0.07-0.25,,, 55 years,5.2-15.0,6.9-15.7,0.08-0.43,0.02-0.35,258.6-340.2,16.5-27.3,21.1-31.7,0.07-0.25,,, 56 years,5.3-15.0,6.9-15.8,0.08-0.43,0.02-0.35,260.6-343.6,16.6-27.2,21.2-31.5,0.07-0.25,,, 57 years,5.3-15.1,6.9-15.9,0.08-0.44,0.02-0.35,262.5-346.5,16.6-27.1,21.2-31.3,0.07-0.25,,, 58 years,5.3-15.2,6.9-16.0,0.08-0.44,0.02-0.35,264.3-349.0,16.6-27.1,21.3-31.0,0.07-0.25,,, 59 years,5.4-15.2,6.9-16.0,0.08-0.44,0.02-0.35,266.2-351.1,16.7-27.1,21.3-30.8,0.07-0.25,,, 60 years,5.4-15.3,6.9-16.1,0.08-0.45,0.02-0.35,268.3-353.1,16.8-27.1,21.3-30.6,0.07-0.25,,, 61 years,5.4-15.4,7.0-16.2,0.09-0.45,0.02-0.35,270.8-355.1,16.9-27.2,21.3-30.3,0.07-0.25,,, 62 years,5.5-15.4,7.0-16.2,0.09-0.46,0.02-0.35,273.8-357.3,17.0-27.2,21.2-30.0,0.08-0.25,,, 63 years,5.5-15.5,7.0-16.3,0.09-0.46,0.02-0.35,277.5-359.7,17.1-27.3,21.2-29.8,0.08-0.25,,, 64 years,5.6-15.5,7.1-16.3,0.09-0.46,0.02-0.35,281.9-362.3,17.2-27.4,21.1-29.5,0.08-0.25,,, 65 years,5.6-15.6,7.1-16.3,0.09-0.47,0.02-0.35,286.9-365.2,17.3-27.6,21.1-29.2,0.08-0.25,,, 66 years,5.7-15.6,7.1-16.3,0.09-0.47,0.02-0.35,292.4-368.3,17.4-27.7,21.1-29.0,0.08-0.25,,, 67 years,5.7-15.7,7.2-16.3,0.09-0.47,0.02-0.35,298.1-371.6,17.5-27.8,21.0-28.7,0.09-0.25,,, 68 years,5.8-15.7,7.2-16.3,0.09-0.47,0.02-0.35,303.6-374.8,17.7-27.9,21.0-28.5,0.09-0.25,,, 69 years,5.9-15.7,7.2-16.3,0.09-0.47,0.02-0.35,308.7-377.8,17.8-28.0,21.0-28.4,0.09-0.25,,, 70 years,6.0-15.8,7.3-16.3,0.09-0.48,0.02-0.35,313.1-380.7,18.0-28.1,21.0-28.3,0.09-0.25,,, 71 years,6.1-15.8,7.3-16.3,0.09-0.48,0.02-0.35,316.5-383.2,18.1-28.2,20.9-28.2,0.09-0.25,,, 72 years,6.2-15.8,7.3-16.3,0.09-0.48,0.02-0.35,318.9-385.3,18.3-28.3,20.9-28.0,0.09-0.25,,, 73 years,6.3-15.9,7.3-16.3,0.09-0.48,0.02-0.35,320.1-387.0,18.5-28.4,20.8-27.9,0.10-0.26,,, 74 years,6.4-15.9,7.3-16.3,0.09-0.48,0.02-0.35,320.6-388.3,18.8-28.5,20.8-27.8,0.10-0.26,,, 75 years,6.5-15.9,7.3-16.3,0.09-0.48,0.02-0.35,320.3-389.3,19.1-28.5,20.8-27.7,0.10-0.26,,, 76 years,6.6-15.9,7.3-16.3,0.09-0.48,0.02-0.35,319.6-389.9,19.3-28.6,20.8-27.5,0.10-0.26,,, 77 years,6.7-16.0,7.4-16.3,0.10-0.48,0.02-0.35,319.1-390.2,19.6-28.6,20.9-27.4,0.10-0.26,,, 78 years,6.8-16.0,7.4-16.3,0.10-0.48,0.02-0.35,318.5-390.5,20.0-28.7,20.9-27.2,0.11-0.26,,, 79 years,6.9-16.0,7.5-16.3,0.10-0.48,0.02-0.35,317.9-390.6,20.3-28.7,21.0-27.1,0.11-0.26,,, 80 years,7.0-16.0,7.5-16.3,0.10-0.48,0.02-0.35,317.9-390.6,20.3-28.7,21.0-27.1,0.11-0.26,,, 81 years,7.1-16.0,7.7-16.2,0.10-0.48,0.02-0.35,317.9-390.6,20.3-28.7,21.0-27.1,0.11-0.26,,, 82 years,7.2-16.0,7.8-16.2,0.10-0.48,0.02-0.35,317.9-390.6,20.3-28.7,21.0-27.1,0.11-0.26,,, 83 years,7.2-16.0,7.9-16.2,0.10-0.48,0.02-0.35,317.9-390.6,20.3-28.7,21.0-27.1,0.11-0.26,,, 84 years,7.3-16.0,8.0-16.2,0.10-0.48,0.02-0.35,317.9-390.6,20.3-28.7,21.0-27.1,0.11-0.26,,, 85 years,7.3-16.0,8.2-16.2,0.10-0.48,0.02-0.35,317.9-390.6,20.3-28.7,21.0-27.1,0.11-0.26,,, >85 years,7.4-16.0,8.3-16.2,0.10-0.48,0.02-0.35,317.9-390.6,20.3-28.7,21.0-27.1,0.11-0.26,,, | An interpretive report will be provided. When abnormal results are detected, a detailed interpretation is given, including an overview of the results and of their significance, a correlation to available clinical information, elements of differential diagnosis, recommendations for additional biochemical testing, and in vitro confirmatory studies (complementation studies, molecular analysis), and a phone number to reach one of the laboratory directors in case the referring physician has additional questions. Abnormal results are not sufficient to conclusively establish a diagnosis of a particular disease. To verify a preliminary diagnosis based on the analysis, independent biochemical (eg, complementation studies) or molecular genetic analyses are required. | Normal levels may be seen in patients undergoing treatment. | 1. Turgeon CT, Magera MJ, Cuthbert CD, et al: Determination of total homocysteine, methylmalonic acid, and 2-methylcitric acid in dried blood spots by tandem mass spectrometry. Clin Chem. 2010 Nov;56(11):1686-1695 2. Tortorelli S, Turgeon CT, Lim JS, et al: Two-tier approach to the newborn screening of methylenetetrahydrofolate reductase deficiency and other remethylation disorders with tandem mass spectrometry. J Pediatr. 2010 Aug;157(2):271-275 3. Solomon LR: Disorders of cobalamin (vitamin B12) metabolism: emerging concepts in pathophysiology, diagnosis and treatment. Blood Rev. 2007 May;21(3):113-130 4. Baric I, Staufner C, Augoustides-Savvopoulou P, Chien YH, Dobbelaere D, Grunert SC: Consensus recommendations for the diagnosis, treatment and follow-up of inherited methylation disorders. J Inherit Metab Dis.2017 Jan;40(1):5-20 5.Sloan JS, Carrillo N, Adams D, Venditti CP: Disorders of intracellular cobalamin metabolism. In: Adam MP, Everman DB, Mirzaa GM,et al, eds. GeneReviews [Internet]. University of Washington, Seattle; 2008. Updated December 16, 2021. Accessed December 8, 2022. Available at www.ncbi.nlm.nih.gov/books/NBK1328/ | Total homocysteine, total cysteine, 2-methylcitric acid, methionine, cystathionine and methylmalonic acid are measured by stabile isotope dilution microflow liquid chromatography tandem mass spectrometry.(Unpublished Mayo method) | 3 to 5 days | 1 week | This test was developed and its performance characteristics determined by Mayo Clinic in a manner consistent with CLIA requirements. It has not been cleared or approved by the US Food and Drug Administration. | 83090839188213682542 (if appropriate for government payers) | CMMP, P | 104535-0 | 606109 | Reviewed By | 18771-6
CMMPS | Cobalamin, Methionine, and Methylmalonic Acid Pathways, Serum | Screening and monitoring patients suspected of or confirmed with an inherited disorder of methionine, cobalamin, or propionate metabolism Evaluating individuals with suspected deficiency of vitamin B12 | Liquid Chromatography Tandem Mass Spectrometry (LC-MS/MS) | Yes | CMMP, S | Serum | Container/Tube: Preferred:Serum gel Acceptable:Red top Specimen Volume:1 mL Collection Instructions:Centrifuge and aliquot serum into plastic vial within 4 hours of collection. | 0.3 mL | Homocysteine, methylmalonic acid (MMA), methylcitric acid, methionine, cysteine, and cystathionine can be used to evaluate patients for inborn errors of methionine, cobalamin, and propionate metabolism. Homocysteine is an intermediary in the sulfur-amino acid metabolism pathways, linking the methionine cycle to the folate cycle. Inborn errors of metabolism that lead to homocysteinemia or homocystinuria include cystathionine beta-synthase deficiency (homocystinuria) and various defects of methionine remethylation. Homocystinuria is an autosomal recessive disorder caused by a deficiency of the enzyme cystathionine beta-synthase. The incidence of homocystinuria is approximately 1 in 200,000 to 335,000 live births. Classical homocystinuria is characterized by a normal presentation at birth followed by failure to thrive and developmental delay. Untreated homocystinuria can lead to ophthalmological problems, developmental delay, seizures, thromboembolic episodes, and skeletal abnormalities. The biochemical phenotype is characterized by increased plasma concentrations of methionine and homocysteine along with decreased concentrations of cystine. Elevated levels of MMA result from inherited defects of enzymes involved in MMA metabolism or inherited or acquired deficiencies of vitamin B12. Enzymatic deficiencies of propionyl-CoA carboxylase and methylmalonyl-CoA mutase are associated with propionic acidemia (PA) and methylmalonic academia mut(0/-) type (MMAmut), respectively. The clinical phenotype includes vomiting, hypotonia, lethargy, apnea, hypothermia, and coma. The biochemical phenotype for MMAmut includes elevations of propionyl carnitine, methylmalonic acid, and methylcitric acid. Patients with PA will have elevations of propionyl carnitine and methylcitric acid with normal MMA concentrations as the enzymatic defect is upstream of methylmalonic-CoA mutase. Inherited conditions of cobalamin (Cbl) absorption and transport are caused by variants in several genes encoding Cbl binding factors and transmembrane transporters and receptors. In addition, inside the cell, Cbl undergoes several steps of modification until it reaches a divergent point beyond which 2 separate paths lead to the formation of the 2 active components of this cofactor: adenosylcobalamin (AdoCbl), a cofactor for methylmalonyl-CoA mutase; and methylcobalamin (MeCbl), a cofactor for methionine synthase, remethylating homocysteine to methionine. Defects of AdoCbl and MeCbl metabolism after the point where the synthetic pathways separate lead to isolated deficiencies of methylmalonyl-CoA mutase (elevations of propionyl carnitine, MMA, and methylcitric acid) or methionine synthase (elevated homocysteine, with low/low normal methionine) respectively. Defects prior to this point are associated with deficiencies of both enzymes and lead to elevation of all markers (propionyl carnitine, MMA, methylcitric acid, and homocysteine). Acquired cobalamin (vitamin B12) deficiency can be a result of pernicious anemia, vegan diet, malabsorption, and decreased intrinsic factor excretion (secondary to gastrectomy) and can be distinguished from most inherited defects (particularly intracellular deficiencies) with the identification of decreased levels of vitamin B12. Older adult patients with acquired cobalamin deficiency may present with megaloblastic anemia, peripheral neuropathy, ataxia, loss of position and vibration senses, memory impairment, depression, and dementia in the absence of anemia. Other conditions such as kidney insufficiency, hypovolemia, and bacterial overgrowth of the small intestine also contribute to the possible causes of mild methylmalonic acidemia and aciduria. Additional testing with homocysteine and MMA determinations may help distinguish between vitamin B12 and folate deficiency states. | Age,Total homocysteine(nmol/mL),Methylmalonic acid (nmol/mL),2-Methylcitricacid (nmol/mL),Total cysteine (nmol/mL),Methionine (nmol/mL),Cystathionine(nmol/mL),, , Female,Male,Female,Male,, 0-11 months,3.1-8.3,3.2-9.7,0.08-0.32,0.02-0.35,142.8-258.8,14.7-43.1,14.5-42.3,0.07-0.38,, 12-23 months,3.2-8.3,3.3-9.6,0.08-0.31,0.02-0.35,143.7-258.7,14.7-43.1,14.5-42.2,0.07-0.38,, 24-35 months,3.2-8.2,3.3-9.6,0.08-0.31,0.02-0.35,144.8-258.6,14.7-43.0,14.5-42.1,0.07-0.38,, 3 years,3.2-8.2,3.3-9.6,0.08-0.31,0.02-0.35,146.0-258.5,14.7-43.0,14.5-42.0,0.07-0.38,, 4 years,3.3-8.2,3.4-9.5,0.08-0.30,0.02-0.35,148.2-258.4,14.7-42.8,14.5-41.8,0.07-0.38,, 5 years,3.4-8.1,3.5-9.4,0.08-0.30,0.02-0.35,150.6-258.3,14.8-42.7,14.5-41.6,0.07-0.38,, 6 years,3.5-8.1,3.6-9.4,0.08-0.29,0.02-0.35,153.2-258.3,14.8-42.5,14.5-41.4,0.07-0.38,, 7 years,3.5-8.1,3.7-9.4,0.08-0.29,0.02-0.35,155.8-258.4,14.8-42.2,14.5-41.1,0.07-0.38,, 8 years,3.6-8.2,3.8-9.3,0.08-0.28,0.02-0.35,158.5-258.7,14.9-42.0,14.6-40.9,0.07-0.37,, 9 years,3.7-8.2,3.9-9.4,0.09-0.28,0.02-0.35,161.0-259.1,14.9-41.7,14.6-40.7,0.07-0.37,, 10 years,3.8-8.3,4.1-9.4,0.09-0.28,0.02-0.35,163.5-259.7,15.0-41.4,14.7-40.6,0.07-0.37,, 11 years,3.9-8.4,4.3-9.4,0.09-0.28,0.02-0.35,165.9-260.5,15.1-41.0,14.8-40.4,0.07-0.37,, 12 years,3.9-8.6,4.4-9.5,0.09-0.27,0.02-0.35,168.4-261.4,15.1-40.7,14.9-40.3,0.07-0.37,, 13 years,4.0-8.7,4.6-9.6,0.09-0.27,0.02-0.35,170.9-262.4,15.2-40.3,15.1-40.1,0.07-0.36,, 14 years,4.1-8.8,4.8-9.7,0.09-0.27,0.02-0.35,173.6-263.6,15.3-39.9,15.3-40.0,0.07-0.36,, 15 years,4.2-8.9,5.0-9.8,0.09-0.27,0.02-0.35,176.4-264.7,15.4-39.5,15.5-39.9,0.07-0.36,, 16 years,4.2-9.1,5.2-9.9,0.09-0.27,0.02-0.35,179.3-265.9,15.5-39.1,15.8-39.7,0.07-0.35,, 17 years,4.3-9.2,5.4-10.0,0.09-0.27,0.02-0.35,182.2-267.1,15.6-38.7,16.1-39.6,0.07-0.35,, 18 years,4.3-9.3,5.6-10.1,0.08-0.27,0.02-0.35,184.9-268.3,15.7-38.2,16.4-39.4,0.07-0.35,, 19 years,4.4-9.5,5.7-10.3,0.08-0.26,0.02-0.35,187.4-269.4,15.7-37.8,16.7-39.3,0.07-0.34,, 20 years,4.4-9.6,5.9-10.5,0.08-0.26,0.02-0.35,189.5-270.5,15.8-37.3,17.0-39.1,0.07-0.34,, 21 years,4.4-9.8,6.0-10.6,0.08-0.26,0.02-0.35,191.2-271.7,15.9-36.8,17.3-38.9,0.07-0.33,, 22 years,4.4-9.9,6.1-10.8,0.08-0.27,0.02-0.35,192.5-272.8,15.9-36.3,17.6-38.7,0.07-0.33,, 23 years,4.4-10.1,6.2-11.0,0.08-0.27,0.02-0.35,193.5-274.1,15.9-35.8,17.9-38.5,0.07-0.33,, 24 years,4.4-10.3,6.2-11.1,0.08-0.27,0.02-0.35,194.2-275.4,15.9-35.3,18.1-38.3,0.07-0.32,, 25 years,4.4-10.4,6.3-11.3,0.08-0.28,0.02-0.35,194.8-277.0,15.9-34.8,18.2-38.1,0.07-0.32,, 26 years,4.4-10.6,6.3-11.4,0.08-0.28,0.02-0.35,195.3-278.6,15.9-34.3,18.4-37.9,0.07-0.32,, 27 years,4.3-10.8,6.4-11.6,0.08-0.28,0.02-0.35,196.0-280.5,16.0-33.8,18.5-37.7,0.07-0.31,, 28 years,4.3-11.0,6.4-11.7,0.08-0.29,0.02-0.35,196.7-282.4,16.0-33.4,18.7-37.5,0.07-0.31,, 29 years,4.3-11.2,6.4-11.8,0.08-0.29,0.02-0.35,197.7-284.3,16.0-33.0,18.8-37.3,0.07-0.31,, 30 years,4.3-11.4,6.4-11.9,0.08-0.30,0.02-0.35,198.8-286.3,16.1- 32.6,18.9-37.1,0.07-0.30,, 31 years,4.4-11.6,6.4-12.1,0.08-0.30,0.02-0.35,200.2-288.2,16.1-32.2,19.0-36.9,0.07-0.30,, 32 years,4.4-11.8,6.4-12.2,0.08-0.31,0.02-0.35,201.7-290.0,16.1-31.8,19.1-36.7,0.07-0.30,, 33 years,4.4-11.9,6.4-12.3,0.08-0.31,0.02-0.35,203.4-291.5,16.1-31.5,19.2-36.5,0.07-0.29,, 34 years,4.5-12.1,6.4-12.4,0.08-0.31,0.02-0.35,205.2-292.9,16.1-31.2,19.3-36.3,0.07-0.29,, 35 years,4.5-12.2,6.4-12.6,0.08-0.32,0.02-0.35,207.2-294.1,16.1-30.8,19.4-36.1,0.07-0.28,, 36 years,4.6-12.4,6.4-12.8,0.08-0.32,0.02-0.35,209.3-295.1,16.1-30.5,19.5-35.9,0.07-0.28,, 37 years,4.6-12.5,6.4-12.9,0.08-0.33,0.02-0.35,211.5-296.0,16.1-30.2,19.6-35.6,0.07-0.27,, 38 years,4.7-12.7,6.4-13.1,0.08-0.33,0.02-0.35,213.8-296.9,16.1-29.9,19.7-35.4,0.07-0.27,, 39 years,4.7-12.8,6.4-13.2,0.08-0.34,0.02-0.35,216.3-297.7,16.1-29.7,19.8-35.2,0.07-0.27,, 40 years,4.8-13.0,6.5-13.4,0.08-0.34,0.02-0.35,218.9-298.7,16.1-29.4,19.9-35.0,0.07-0.27,, 41 years,4.8-13.2,6.5-13.5,0.08-0.35,0.02-0.35,221.6-299.7,16.1-29.2,20.0-34.8,0.07-0.27,, 42 years,4.8-13.4,6.5-13.7,0.08-0.36,0.02-0.35,224.3-300.8,16.2-29.0,20.1-34.6,0.07-0.26,, 43 years,4.9-13.5,6.6-13.9,0.08-0.36,0.02-0.35,227.0-302.0,16.2-28.8,20.2-34.4,0.07-0.26,, 44 years,4.9-13.7,6.6-14.0,0.08-0.37,0.02-0.35,229.8-303.5,16.3-28.6,20.3-34.2,0.07-0.26,, 45 years,4.9-13.9,6.6-14.2,0.08-0.38,0.02-0.35,232.6-305.2,16.3-28.5,20.3-34.0,0.07-0.26,, 46 years,4.9-14.0,6.7-14.4,0.08-0.38,0.02-0.35,235.3-307.3,16.4-28.4,20.4-33.8,0.07-0.26,, 47 years,4.9-14.2,6.7-14.5,0.08-0.39,0.02-0.35,238.0-309.7,16.4-28.2,20.4-33.6,0.07-0.26,, 48 years,5.0-14.3,6.8-14.7,0.08-0.39,0.02-0.35,240.8-312.6,16.5-28.1,20.5-33.3,0.07-0.26,, 49 years,5.0-14.4,6.8-14.9,0.08-0.40,0.02-0.35,243.5-315.9,16.5-28.0,20.5-33.1,0.07-0.26,, 50 years,5.0-14.5,6.8-15.0,0.08-0.40,0.02-0.35,246.2-319.7,16.5-27.9,20.6-32.8,0.07-0.26,, 51 years,5.1-14.6,6.8-15.2,0.08-0.41,0.02-0.35,248.9-323.8,16.5-27.8,20.6-32.5,0.07-0.26,, 52 years,5.1-14.7,6.9-15.4,0.08-0.41,0.02-0.35,251.5-328.1,16.5-27.6,20.7-32.3,0.07-0.26,, 53 years,5.1-14.8,6.9-15.5,0.08-0.42,0.02-0.35,254.0-332.4,16.5-27.5,20.8-32.1,0.07-0.26,, 54 years,5.2-14.9,6.9-15.6,0.08-0.42,0.02-0.35,256.4-336.5,16.5-27.4,21.0-31.9,0.07-0.25,, 55 years,5.2-15.0,6.9-15.7,0.08-0.43,0.02-0.35,258.6-340.2,16.5-27.3,21.1-31.7,0.07-0.25,, 56 years,5.3-15.0,6.9-15.8,0.08-0.43,0.02-0.35,260.6-343.6,16.6-27.2,21.2-31.5,0.07-0.25,, 57 years,5.3-15.1,6.9-15.9,0.08-0.44,0.02-0.35,262.5-346.5,16.6-27.1,21.2-31.3,0.07-0.25,, 58 years,5.3-15.2,6.9-16.0,0.08-0.44,0.02-0.35,264.3-349.0,16.6-27.1,21.3-31.0,0.07-0.25,, 59 years,5.4-15.2,6.9-16.0,0.08-0.44,0.02-0.35,266.2-351.1,16.7-27.1,21.3-30.8,0.07-0.25,, 60 years,5.4-15.3,6.9-16.1,0.08-0.45,0.02-0.35,268.3-353.1,16.8-27.1,21.3-30.6,0.07-0.25,, 61 years,5.4-15.4,7.0-16.2,0.09-0.45,0.02-0.35,270.8-355.1,16.9-27.2,21.3-30.3,0.07-0.25,, 62 years,5.5-15.4,7.0-16.2,0.09-0.46,0.02-0.35,273.8-357.3,17.0-27.2,21.2-30.0,0.08-0.25,, 63 years,5.5-15.5,7.0-16.3,0.09-0.46,0.02-0.35,277.5-359.7,17.1-27.3,21.2-29.8,0.08-0.25,, 64 years,5.6-15.5,7.1-16.3,0.09-0.46,0.02-0.35,281.9-362.3,17.2-27.4,21.1-29.5,0.08-0.25,, 65 years,5.6-15.6,7.1-16.3,0.09-0.47,0.02-0.35,286.9-365.2,17.3-27.6,21.1-29.2,0.08-0.25,, 66 years,5.7-15.6,7.1-16.3,0.09-0.47,0.02-0.35,292.4-368.3,17.4-27.7,21.1-29.0,0.08-0.25,, 67 years,5.7-15.7,7.2-16.3,0.09-0.47,0.02-0.35,298.1-371.6,17.5-27.8,21.0-28.7,0.09-0.25,, 68 years,5.8-15.7,7.2-16.3,0.09-0.47,0.02-0.35,303.6-374.8,17.7-27.9,21.0-28.5,0.09-0.25,, 69 years,5.9-15.7,7.2-16.3,0.09-0.47,0.02-0.35,308.7-377.8,17.8-28.0,21.0-28.4,0.09-0.25,, 70 years,6.0-15.8,7.3-16.3,0.09-0.48,0.02-0.35,313.1-380.7,18.0-28.1,21.0-28.3,0.09-0.25,, 71 years,6.1-15.8,7.3-16.3,0.09-0.48,0.02-0.35,316.5-383.2,18.1-28.2,20.9-28.2,0.09-0.25,, 72 years,6.2-15.8,7.3-16.3,0.09-0.48,0.02-0.35,318.9-385.3,18.3-28.3,20.9-28.0,0.09-0.25,, 73 years,6.3-15.9,7.3-16.3,0.09-0.48,0.02-0.35,320.1-387.0,18.5-28.4,20.8-27.9,0.10-0.26,, 74 years,6.4-15.9,7.3-16.3,0.09-0.48,0.02-0.35,320.6-388.3,18.8-28.5,20.8-27.8,0.10-0.26,, 75 years,6.5-15.9,7.3-16.3,0.09-0.48,0.02-0.35,320.3-389.3,19.1-28.5,20.8-27.7,0.10-0.26,, 76 years,6.6-15.9,7.3-16.3,0.09-0.48,0.02-0.35,319.6-389.9,19.3-28.6,20.8-27.5,0.10-0.26,, 77 years,6.7-16.0,7.4-16.3,0.10-0.48,0.02-0.35,319.1-390.2,19.6-28.6,20.9-27.4,0.10-0.26,, 78 years,6.8-16.0,7.4-16.3,0.10-0.48,0.02-0.35,318.5-390.5,20.0-28.7,20.9-27.2,0.11-0.26,, 79 years,6.9-16.0,7.5-16.3,0.10-0.48,0.02-0.35,317.9-390.6,20.3-28.7,21.0-27.1,0.11-0.26,, 80 years,7.0-16.0,7.5-16.3,0.10-0.48,0.02-0.35,317.9-390.6,20.3-28.7,21.0-27.1,0.11-0.26,, 81 years,7.1-16.0,7.7-16.2,0.10-0.48,0.02-0.35,317.9-390.6,20.3-28.7,21.0-27.1,0.11-0.26,, 82 years,7.2-16.0,7.8-16.2,0.10-0.48,0.02-0.35,317.9-390.6,20.3-28.7,21.0-27.1,0.11-0.26,, 83 years,7.2-16.0,7.9-16.2,0.10-0.48,0.02-0.35,317.9-390.6,20.3-28.7,21.0-27.1,0.11-0.26,, 84 years,7.3-16.0,8.0-16.2,0.10-0.48,0.02-0.35,317.9-390.6,20.3-28.7,21.0-27.1,0.11-0.26,, 85 years,7.3-16.0,8.2-16.2,0.10-0.48,0.02-0.35,317.9-390.6,20.3-28.7,21.0-27.1,0.11-0.26,, >85 years,7.4-16.0,8.3-16.2,0.10-0.48,0.02-0.35,317.9-390.6,20.3-28.7,21.0-27.1,0.11-0.26,, | An interpretive report will be provided. When abnormal results are detected, a detailed interpretation is given, including an overview of the results and of their significance, a correlation to available clinical information, elements of differential diagnosis, recommendations for additional biochemical testing, and in vitro confirmatory studies (complementation studies, molecular analysis), and a phone number to reach one of the laboratory directors in case the referring physician has additional questions. Abnormal results are not sufficient to conclusively establish a diagnosis of a particular disease. To verify a preliminary diagnosis based on the analysis, independent biochemical (eg, complementation studies) or molecular genetic analyses are required. | Normal levels may be seen in patients undergoing treatment. | 1. Turgeon CT, Magera MJ, Cuthbert CD, et al: Determination of total homocysteine, methylmalonic acid, and 2-methylcitric acid in dried blood spots by tandem mass spectrometry. Clin Chem. 2010 Nov;56(11):1686-1695 2. Tortorelli S, Turgeon CT, Lim JS, et al: Two-tier approach to the newborn screening of methylenetetrahydrofolate reductase deficiency and other remethylation disorders with tandem mass spectrometry. J Pediatr. 2010 Aug;157(2):271-275 3. Solomon LR: Disorders of cobalamin (vitamin B12) metabolism: emerging concepts in pathophysiology, diagnosis and treatment. Blood Rev. 2007 May;21(3):113-130 4. Baric I, Staufner C, Augoustides-Savvopoulou P, Chien YH, Dobbelaere D, Grunert SC: Consensus recommendations for the diagnosis, treatment and follow-up of inherited methylation disorders. J Inherit Metab Dis.2017 Jan;40(1):5-20 5.Sloan JS, Carrillo N, Adams D, Venditti CP: Disorders of intracellular cobalamin metabolism. In: Adam MP, Everman DB, Mirzaa GM, et al, eds. GeneReviews [Internet]. University of Washington, Seattle; 2008. Updated December 16, 2021. Accessed December 8, 2022. Available at www.ncbi.nlm.nih.gov/books/NBK1328/ | Total homocysteine, total cysteine, 2-methylcitric acid, methionine, cystathionine and methylmalonic acid are measured by stabile isotope dilution microflow liquid chromatography tandem mass spectrometry.(Unpublished Mayo method) | 3 to 5 days | 1 week | This test was developed and its performance characteristics determined by Mayo Clinic in a manner consistent with CLIA requirements. It has not been cleared or approved by the US Food and Drug Administration. | 83090839188213682542 (if appropriate for government payers) | CMMP, S | 104535-0 | 606117 | Reviewed By | 18771-6
COUO | Cobalt Occupational Exposure, Random, Urine | Screening for occupational exposure to cobalt | CRETR: Enzymatic Colorimetric Assay COUOE: Inductively Coupled Plasma-Mass Spectrometry (ICP-MS) | Yes | Cobalt Occupat Exp, Random, U | Urine | Supplies:Urine Tubes, 10 mL (T068) Collection Container/Tube:Clean, plastic urine collection container Submission Container/Tube:Plastic 10 mL urine tube or a clean, plastic aliquot container with no metal cap or glued insert Specimen Volume:3 mL Collection Instructions: 1. At the end of the work week, collect a random urine specimen at the end of the employee's work shift. 2. SeeMetals Analysis Specimen Collection and Transportfor complete instructions. | 2 mL | Cobalt is rare but widely distributed in the environment. It is an essential cofactor in vitamin B12. While cobalt is an essentialelement, cobalt deficiency has not been reported in humans. Cobalt is used in the manufacture of hard alloys with high melting points and resistance to oxidation. Cobalt salts are also used in the glass and pigment industry. Previously, cobalt salts were sometimes used as foam stabilizers in the brewing industry; this practice was banned due to the cardiovascular diseases it induced. The radioactive isotope of cobalt, (60)Co, is used as a gamma emitter in experimental biology, cancer therapy, and industrial radiography. Cobalt is not highly toxic, but large doses will produce adverse clinical manifestations. Acute symptoms are pulmonary edema, allergy, nausea, vomiting, hemorrhage, and kidney failure. Chronic symptoms include pulmonary syndrome, skin disorders, and thyroid abnormalities. The inhalation of dust during machining of cobalt alloyed metals can lead to interstitial lung disease. Improperly handled (60)Co can cause radiation poisoning from exposure to gamma radiation. | COBALT: 0-17 years: Not established > or =18 years: TheAmerican Conference of Governmental Industrial HygienistsBiological Exposure Index for cobalt in urine is an end-of-shift concentration above14.9 mcg/L at the end of the work week. CREATININE: > or =18 years old: 16-326 mg/dL Reference values have not been established for patients who are younger than 18 years of age. | For occupational exposure, the sampling time is at the end of the shift at the end of the work week. TheAmerican Conference of Governmental Industrial HygienistsBiological Exposure Index for cobalt is a concentration of 15.0 mcg/L or above at the end of the work week. | Normal specimens have extremely low levels of cobalt; elevated results could easily be a result of external contamination. Precautions must be taken to ensure the specimen is not contaminated. Metal-free urine collection procedures must be followed. Refrigeration is preferred over chemical methods of preservation. | 1. Limit Values for Chemical Substances and Physical Agents and Biological Exposure Indices. American Conference of Governmental Industrial Hygienists (ACGIH); 2010 2. U.S. Department of Health and Human Services, Agency for Toxic Substances and Disease Registry. Toxicology profile for cobalt. HHS; April 2004. Accessed October 17, 2023. Available at www.atsdr.cdc.gov/ToxProfiles/tp33.pdf 3. Lison D, De Boeck M, Verougstraete V, Kirsch-Volders M. Update on the genotoxicity and carcinogenicity of cobalt compounds. Occup Environ Med. 2001;58(10):619-625 4. Sodi R. Vitamins and trace elements. Rifai N, Chiu RWK, Young I, eds: Tietz Textbook of Laboratory Medicine. 7th ed. Elsevier; 2023:chap 39. 5. Crutsen JRW, Koper MC, Jelsma J, et al. Prosthetic hip-associated cobalt toxicity: a systematic review of case series and case reports. EFORT Open Rev. 2022;7(3):188-199 6. Leyssens L, Vinck B, Van Der Straeten C, Wuyts F, Maes L. Cobalt toxicity in humans-A review of the potential sources and systemic health effects. Toxicology. 2017;387:43-56. doi:10.1016/j.tox.2017.05.015 | The metal of interest is analyzed by inductively coupled plasma mass spectrometry.(Unpublished Mayo method) | 1 to 4 days | 14 days | This test was developed and its performance characteristics determined by Mayo Clinic in a manner consistent with CLIA requirements. It has not been cleared or approved by the US Food and Drug Administration. | 8301882570 | Cobalt Occupat Exp, Random, U | 13468-4 | 608389 | Cobalt Concentration | 5628-3
COU | Cobalt, 24 Hour, Urine | Detecting cobalt exposure Monitoring metallic prosthetic implant wear This test isnotusefulto assess vitamin B12 activity. | Inductively Coupled Plasma-Mass Spectrometry (ICP-MS) | Yes | Cobalt, 24 Hr, U | Urine | Supplies:Urine Tubes, 10 mL (T068) Collection Container/Tube:Clean, plastic urine container with no metal cap or glued insert Submission Container/Tube:Plastic, 10-mL urine tube or clean, plastic aliquot container with no metal cap or glued insert Specimen Volume:0.5 mL Collection Instructions: 1. Collect urine for 24 hours. 2. Refrigerate specimen within 4 hours of completion of 24-hour collection. 3. SeeMetals Analysis Specimen Collection and Transportfor complete instructions. Additional Information:SeeUrine Preservatives-Collection and Transportation for 24-Hour Urine Specimensfor multiple collections. | 0.3 mL | Cobalt is rare but widely distributed in the environment. It is an essential cofactor in vitamin B12. While cobalt is an essentialelement, cobalt deficiency has not been reported in humans. Cobalt is used in the manufacture of hard alloys with high melting points and resistance to oxidation. Cobalt salts are also used in the glass and pigment industry. Previously, cobalt salts were sometimes used as foam stabilizers in the brewing industry; this practice was banned due to the cardiovascular diseases it induced. The radioactive isotope of cobalt, (60)Co, is used as a gamma emitter in experimental biology, cancer therapy, and industrial radiography. Cobalt is not highly toxic, but large doses will produce adverse clinical manifestations. Acute symptoms are pulmonary edema, allergy, nausea, vomiting, hemorrhage, and kidney failure. Chronic symptoms include pulmonary syndrome, skin disorders, and thyroid abnormalities. The inhalation of dust during machining of cobalt alloyed metals can lead to interstitial lung disease. Improperly handled (60)Co can cause radiation poisoning from exposure to gamma radiation. Urine cobalt concentrations are likely to be increased above the reference value in patients with metallic joint prosthesis. Prosthetic devices produced by Zimmer Company and Johnson and Johnson typically are made of aluminum, vanadium, and titanium. Prosthetic devices produced by DePuy Company, Dow Corning, Howmedica, LCS, PCA, Osteonics, Richards Company, Tricon, and Whiteside typically are made of chromium, cobalt, and molybdenum. This list of products is incomplete, and these products change occasionally; see prosthesis product information for each device for composition details. | 0-17 years: Not established > or =18 years: 0.2-3.5 mcg/24 hours | Concentrations of 2.0 mcg/specimen or more indicate excess exposure. There are no Occupational Safety and Health Administration blood or urine criteria for occupational exposure to cobalt. Prosthesis wear is known to result in increased circulating concentration of metal ions. In a patient with a cobalt-based implant, modest increase (2-4 mcg/specimen) in urine cobalt concentration is likely to be associated with a prosthetic device in good condition. Excessive exposure is indicated when urine cobalt concentration is above 5 mcg/specimen, consistent with prosthesis wear. Urine concentrations above 20 mcg/specimen in a patient with a cobalt-based implant suggest significant prosthesis wear. Increased urine trace element concentrations in the absence of corroborating clinical information do not independently predict prosthesis wear or failure. | Specimen collection procedures for cobalt require special specimen collection tubes, rigorous attention to ultraclean specimen collection and handling procedures, and analysis in an ultraclean facility. Unless these precautions are taken, elevated urine cobalt results may be an incidental and misleading finding. Metal-free urine collection procedures must be followed (seeMetals Analysis Specimen Collection and Transport). | 1. Keegan GM, Learmonth ID, Case CP. A systematic comparison of the actual, potential, and theoretical health effects of cobalt and chromium from industry and surgical implants. Crit Rev Toxicol. 2008;38(8):645-674 2. Lhotka C, Szekes T, Stefan I, Zhuber K, Zweymuller K. Four-year study of cobalt and chromium blood levels in patients managed with two different metal-on-metal total hip replacements. J Orthop Res. 2003;21(2):189-195 3. Lison D, De Boeck M, Verougstraete V, Kirsch-Volders M. Update on the genotoxicity and carcinogenicity of cobalt compounds. Occup Environ Med. 2001;58(10):619-625 4. Crutsen JRW, Koper MC, Jelsma J, et al: Prosthetic hip-associated cobalt toxicity: a systematic review of case series and case reports. EFORT Open Rev. 2022;7(3):188-199 5. Leyssens L, Vinck B, Van Der Straeten C, Wuyts F, Maes L. Cobalt toxicity in humans-A review of the potential sources and systemic health effects. Toxicology. 2017;387:43-56. doi:10.1016/j.tox.2017.05.015 6. Sodi R. Vitamins and trace elements. Rifai N, Chiu RWK, Young I, eds: Tietz Textbook of Laboratory Medicine. 7th ed. Elsevier; 2023:chap 39 | The metal of interest is analyzed by inductively coupled plasma mass spectrometry.(Unpublished Mayo method) | 1 to 4 days | 14 days | This test was developed and its performance characteristics determined by Mayo Clinic in a manner consistent with CLIA requirements. It has not been cleared or approved by the US Food and Drug Administration. | 83018 | Cobalt, 24 Hr, U | 29916-4 | VL64 | Urine Volume | 3167-4
COWB | Cobalt, Blood | Monitoring exposure to cobalt using whole blood specimens Monitoring metallic prosthetic implant wear This test isnot useful forassessment of vitamin B12 activity. | Inductively Coupled Plasma-Mass Spectrometry (ICP-MS) | Yes | Cobalt, B | Whole blood | Container/Tube:Royal blue top (EDTA) Vacutainer plastic trace element blood collection tube Specimen Volume:1 mL Collection Instructions: 1. SeeMetals Analysis Specimen Collection and Transportfor complete instructions 2. Send whole blood specimen in original tube.Do not aliquot. | 0.3 mL | Cobalt (Co) is a naturally occurring, hard, grey element widely distributed in the environment. It is used to produce alloys in the manufacturing of aircraft engines, cutting tools, and some artificial hip and knee joint prosthesis devices. Cobalt salts are also used in the glass and pigment industry. Previously, cobalt salts were sometimes used as foam stabilizers in the brewing industry; this practice was banned due to the cardiovascular diseases it induced. One of the radioactive isotopes of cobalt, (60)Co, is used to sterilize medical equipment, in radiation therapy for cancer patients, and to irradiate food. Cobalt is an essential cofactor in vitamin B12, which is necessary for neurological function, brain function, and the formation of blood. For most people, food is the largest source of cobalt intake. However, more than a million workers are potentially exposed to cobalt and its compounds, with the greatest exposure in mining processes, cemented tungsten-carbide industry, cobalt powder industry, and alloy production industry. Cobalt is not highly toxic, but large doses will produce adverse clinical manifestations. Acute symptoms include pulmonary edema, allergy, nausea, vomiting, hemorrhage, and kidney failure. Chronic exposure to cobalt-containing hard metal (dust or fume) can result in a serious lung disease called hard metal lung disease, which is a type of pneumoconiosis (lung fibrosis). Furthermore, inhalation of cobalt particles can cause respiratory sensitization, asthma, shortness of breath, and decreased pulmonary function. Even though the primary route of occupational exposure to cobalt is the respiratory tract, skin contact is also important because dermal exposures to hard metal and cobalt salts can result in significant systemic uptake. Sustained exposures can cause skin sensitization, which may result in eruptions of contact dermatitis. Per US Food and Drug Administration recommendations, orthopedic surgeons should consider measuring and following serial cobalt concentrations in EDTA anticoagulated whole blood in symptomatic patients with metal-on-metal hip implants as part of their overall clinical evaluation. Blood cobalt concentrations are likely to be increased above the reference range in patients with joint prosthesis containing cobalt. Prosthetic devices produced by DePuy Company, Dow Corning, Howmedica, LCS, PCA, Osteonics, Richards Company, Tricon, and Whiteside are typically made of chromium, cobalt, and molybdenum. This list of products is incomplete, and these products change occasionally; see prosthesis product information for each device for composition details. | 0-17 years: Not established > or =18 years: <1.0 ng/mL | Concentrations of 1.0 ng/mL and above indicate possible environmental or occupational exposure. Cobalt concentrations associated with toxicity must be interpreted in the context of the source of exposure. In the context of failed metal-on-metal prosthetics, elevated cobalt in serum or blood is rarely the initial finding and is often preceded by physical symptoms including reduced range of motion, swelling, inflammation around the joints, and general discomfort or pain. TheAmerican Conference of Governmental Industrial Hygienists (ACGIH) Biological Exposure Index (BEI) for cobalt in blood is 1 mcg/L (1 ng/mL), which should be collected at the end of shift at the end of the work week. | This test should not be ordered to assess vitamin B12 activity. Because this test uses mass spectrometry detection, the radioactive form of cobalt, (60)Co, is not quantified. Specimen collection procedures for cobalt require special specimen collection tubes, rigorous attention to ultraclean specimen collection and handling procedures, and analysis in an ultraclean facility. Unless these precautions are taken, elevated blood cobalt results may be an incidental and misleading finding. | 1.Tower SS. Arthroprosthetic cobaltism: neurological and cardiac manifestations in two patients with metal-on-metal arthroplasty: a case report. J Bone Joint Surg Am. 2010;92(17):2847-2851 2. Keegan GM, Learmonth ID, Case CP. A systematic comparison of the actual, potential, and theoretical health effects of cobalt and chromium from industry and surgical implants. Crit Rev Toxicol. 2008;38(8):645-674 3. De Smet K, De Hann R, Calistri A, et al. Metal ion measurement as a diagnostic tool to identify problems with metal-on-metal hip resurfacing.J Bone Joint Surg Am.2008;90 Sppl 4:202-208 4. Lison D, De Boeck M, Verougstraete V, Kirsch-Volders M. Update on the genotoxicity and carcinogenicity of cobalt compounds. Occup Environ Med. 2001;58(10):619-625 5. US Food and Drug Administration: Information about Soft Tissue Imaging and Metal Ion Testing. FDA; Updated March 15, 2019. Accessed October 17, 2023. Available at: www.fda.gov/MedicalDevices/ProductsandMedicalProcedures/ImplantsandProsthetics/MetalonMetalHipImplants/ucm331971.htm 6. U.S. Department of Health and Human Services, Agency for Toxic Substances and Disease Registry. Toxicology profile for cobalt. HHS; April 2004. Accessed October 17, 2023. Available at www.atsdr.cdc.gov/ToxProfiles/tp33.pdf 7. Sodi R. Vitamins and trace elements. Rifai N, Chiu RWK, Young I, eds: Tietz Textbook of Laboratory Medicine. 7th ed. Elsevier; 2023:chap 39. 8. Crutsen JRW, Koper MC, Jelsma J, et al. Prosthetic hip-associated cobalt toxicity: a systematic review of case series and case reports. EFORT Open Rev. 2022;7(3):188-199 9. Leyssens L, Vinck B, Van Der Straeten C, Wuyts F, Maes L. Cobalt toxicity in humans-A review of the potential sources and systemic health effects. Toxicology. 2017;387:43-56. doi: 10.1016/j.tox.2017.05.015 | The metal of interest is analyzed by inductively coupled plasma mass spectrometry.(Unpublished Mayo method) | 1 to 4 days | 14 days | This test was developed and its performance characteristics determined by Mayo Clinic in a manner consistent with CLIA requirements. It has not been cleared or approved by the US Food and Drug Administration. | 83018 | Cobalt, B | 5625-9 | 60355 | Cobalt, B | 5625-9
COS | Cobalt, Serum | Detecting cobalt toxicity Monitoring metallic prosthetic implant wear This testis not useful forassessment of vitamin B12 activity. | Inductively Coupled Plasma-Mass Spectrometry (ICP-MS) | Yes | Cobalt, S | Serum | Patient Preparation:High concentrations of gadolinium and iodine are known to interfere with most metal tests. If either gadolinium- or iodine-containing contrast media has been administered, a specimen should not be collected for 96 hours. Supplies:Metal Free Specimen Vial (T173) Collection Container/Tube:Plain, royal blue-top Vacutainer plastic trace element blood collection tube Submission Container/Tube:7-mL Mayo metal-free, screw-capped, polypropylene vial Specimen Volume:0.5 mL Collection Instructions: 1. Allow the specimen to clot for 30 minutes; then centrifuge the specimen to separate serum from the cellular fraction. 2. Remove the stopper. Carefully pour specimen into a Mayo metal-free, polypropylene vial, avoiding transfer of the cellular components of blood.Do notinsert a pipet into the serum to accomplish transfer, anddo notream the specimen with a wooden stick to assist with serum transfer. 3. SeeMetals Analysis Specimen Collection and Transportfor complete instructions. | 0.3mL | Cobalt is rare but widely distributed in the environment, used in the manufacture of hard alloys with high melting points and resistance to oxidation; cobalt alloys are used in manufacture of some artificial joint prosthesis devices. Cobalt salts are used in the glass and pigment industry. Previously, cobalt salts were sometimes used as foam stabilizers in the brewing industry; this practice was banned due to the cardiovascular diseases it induced. The radioactive isotope of cobalt, (60)Co, is used as a gamma emitter in experimental biology, cancer therapy, and industrial radiography. Cobalt is an essential cofactor in vitamin B12 metabolism. Cobalt deficiency has not been reported in humans. Cobalt is not highly toxic, but large doses will produce adverse clinical manifestations. Acute symptoms are pulmonary edema, allergy, nausea, vomiting, hemorrhage, and kidney failure. Chronic symptoms include pulmonary syndrome, skin disorders, and thyroid abnormalities. The inhalation of dust during machining of cobalt alloyed metals can lead to interstitial lung disease. Serum cobalt concentrations are likely to be increased above the reference range in patients with joint prosthesis containing cobalt. Prosthetic devices produced by DePuy Company, Dow Corning, Howmedica, LCS, PCA, Osteonics, Richards Company, Tricon, and Whiteside are typically made of chromium, cobalt, and molybdenum. This list of products is incomplete, and these products change occasionally; see prosthesis product information for each device for composition details. | <1.0 ng/mL <10.0 ng/mL (Metal-on-metal implant) Reference values apply to all ages. The reported unit of measurement for cobalt of ng/mL is equivalent to mcg/L. | Concentrations greater than or equal to 1.0 ng/mL indicate possible environmental or occupational exposure. Cobalt concentrations associated with toxicity must be interpreted in the context of the source of exposure. If cobalt is ingested, concentrations greater than 5 ng/mL suggest major exposure and likely toxicity. If cobalt exposure is due to orthopedic implant wear, there are no large case number reports associating high circulating serum cobalt with toxicity. There are no Occupational Health and Safety Administration blood or urine criteria for occupational exposure to cobalt. Prosthesis wear is known to result in increased circulating concentration of metal ions. Modest increase (4-10 ng/mL) in serum cobalt concentration is likely to be associated with a prosthetic device in good condition. Serum concentrations above 10 ng/mL in a patient with cobalt-based implant suggest significant prosthesis wear. Increased serum trace element concentrations in the absence of corroborating clinical information do not independently predict prosthesis wear or failure.However, the US Food and Drug Administration recommendstesting cobalt in EDTA anticoagulated whole blood in symptomatic patients with metal-on-metal implants. | Because this test uses mass spectrometry detection, the radioactive form of cobalt, (60)Co, is not quantified. Specimen collection procedures for cobalt require special specimen collection tubes, rigorous attention to ultraclean specimen collection and handling procedures, and analysis in an ultraclean facility. Unless these precautions are taken, elevated serum cobalt results may be an incidental and misleading finding. | 1.Tower SS. Arthroprosthetic cobaltism: neurological and cardiac manifestations in two patients with metal-on-metal arthroplasty: a case report. J Bone Joint Surg Am. 2010;92(17):2847-2851 2. Keegan GM, Learmonth ID, Case CP. A systematic comparison of the actual, potential, and theoretical health effects of cobalt and chromium from industry and surgical implants. Crit Rev Toxicol. 2008;38(8):645-674 3. De Smet K, De Hann R, Calistri A, et al. Metal ion measurement as a diagnostic tool to identify problems with metal-on-metal hip resurfacing.J Bone Joint Surg Am.2008;90 Sppl 4:202-208 4. Lison D, De Boeck M, Verougstraete V, Kirsch-Volders M. Update on the genotoxicity and carcinogenicity of cobalt compounds. Occup Environ Med. 2001;58(10):619-625 5. Crutsen JRW, Koper MC, Jelsma J, et al. Prosthetic hip-associated cobalt toxicity: a systematic review of case series and case reports. EFORT Open Rev. 2022;7(3):188-199 6. Leyssens L, Vinck B, Van Der Straeten C, Wuyts F, Maes L. Cobalt toxicity in humans-A review of the potential sources and systemic health effects. Toxicology. 2017;387:43-56. doi:10.1016/j.tox.2017.05.015 7. Sodi R. Vitamins and trace elements. Rifai N, Chiu RWK, Young I, eds: Tietz Textbook of Laboratory Medicine. 7th ed. Elsevier; 2023:chap 39 | The metal of interest is analyzed by inductively coupled plasma mass spectrometry.(Unpublished Mayo method) | 1 to 4 days | 14 days | This test was developed and its performance characteristics determined by Mayo Clinic in a manner consistent with CLIA requirements. It has not been cleared or approved by the US Food and Drug Administration. | 83018 | Cobalt, S | 5627-5 | 80084 | Cobalt, S | 5627-5
COSY | Cobalt, Synovial Fluid | Monitoring metallic prosthetic implant wear and local tissue destruction in failed hip arthroplasty constructs This test isnot useful forassessment of nutritional status or potential cobalt toxicity. | Inductively Coupled Plasma-Mass Spectrometry (ICP-MS) | Yes | Cobalt, Synovial Fl | Synovial Fluid | Patient Preparation:High concentrations of gadolinium and iodine are known to interfere with mostinductively coupled plasma mass spectrometry-based metal tests. If either gadolinium- or iodine-containing contrast media has been administered,a specimen should not be collected for at least 96 hours. Supplies:Metal Free B-D Tube (EDTA), 6 mL (T183) Container/Tube:Royal blue top (metal-free EDTA) Specimen Volume:1 mL Collection Instructions:SeeMetals Analysis Specimen Collection and Transportfor complete instructions. Additional Information:Cobalt is present in the black rubber plunger seals found in most disposable syringes. As a result, synovial fluid should not be collected in these devices as contamination may occur. | 0.4 mL | Per US Food and Drug Administration recommendations, orthopedic surgeons should consider measuring and following serial cobalt concentrations in EDTA anticoagulated whole blood in symptomatic patients with metal-on-metal hip implants as part of their overall clinical evaluation. However, a recent publication(1) has shown synovial fluid measurements were superior to whole blood and serum Cobalt concentrations in predicting local tissue destruction in failed hip arthroplasty constructs. Prosthetic devices produced by Depuy Company, Dow Corning, Howmedica, LCS, PCA, Osteonics, Richards Company, Tricon, and Whiteside are typically made of chromium, cobalt, and molybdenum. This list of products is incomplete, and these products' compositions change occasionally; see each prostheses' product information for composition details. Cobalt is a naturally occurring, hard, gray element widely distributed in the environment. It is used to produce alloys in the manufacturing of aircraft engines, cutting tools, and some artificial hip and knee joint prosthesis devices. Cobalt is an essential cofactor for vitamin B12, which is necessary for neurological function, brain function, and the formation of blood. For most people, food is the largest source of cobalt intake. The greatest environmental exposure occurs in mining processes, cemented tungsten-carbide industry, cobalt powder industry, and alloy production industry. Cobalt is not highly toxic; however large doses may produce adverse clinical manifestations. Acute symptoms include pulmonary edema, allergy, nausea, vomiting, hemorrhage, and kidney failure. Chronic exposure to cobalt-containing hard metal (dust or fume) can result in a serious lung disease called hard metal lung disease, which is a type of pneumoconiosis (lung fibrosis). Furthermore, inhalation of cobalt particles can cause respiratory sensitization, asthma, shortness of breath, and decreased pulmonary function. Even though the primary route of occupational exposure to cobalt is the respiratory tract, skin contact is also important because dermal exposures to hard metal and cobalt salts can result in significant systemic uptake. Sustained exposures can cause skin sensitization, which may result in eruptions of contact dermatitis. In cases of suspected toxicity, blood, serum, or urine concentrations of cobalt can be checked. Vitamin B12 should be used to assess nutritional status. | 0-17 years: Not established > or =18 years: <19.8 ng/mL | Based on an internal study, synovial fluid cobalt concentrations of 19.8 ng/mL or above were more likely due to a metal reaction (eg, adverse local tissue reaction [ALTR]/adverse reaction to metal debris [ARMD]) versus a nonmetal reaction in patients undergoing metal-on-metal revision (sensitivity of 92.3% and specificity of 96.3%). | This test is intended for monitoring of implant wear and should not be ordered to assess nutritional status or potential cobalt toxicity. Because this test uses mass spectrometry detection, the radioactive form of cobalt, (60)Co, is not quantified. Specimen collection procedures for cobalt require special specimen collection tubes, rigorous attention to ultraclean specimen collection and handling procedures, and analysis in an ultraclean facility.Elevated trace element concentrations in the absence of corroborating clinical information do not independently predict prosthesis wear or failure. | 1.Houdek MT, Taunton MJ, Wyles CC, Jannetto PJ, Lewallen DG, Berry DJ. Synovial fluid metal ion levels are superior to blood metal ion levels in predicting an adverse local tissue reaction in failed total hip arthroplasty. J Arthroplasty. 2021;36(9):3312-3317.e1. doi:10.1016/j.arth.2021.04.034 2. Eltit F, Assiri A, Garbuz D, et al. Adverse reactions to metal on polyethylene implants: Highly destructive lesions related to elevated concentration of cobalt and chromium in synovial fluid. J Biomed Mater Res A. 2017;105(7):1876-1886. doi:10.1002/jbm.a.36057 3. Lass R, Grubl A, Kolb A, et al. Comparison of synovial fluid, urine, and serum ion levels in metal-on-metal total hip arthroplasty at minimum follow-up of 18 years. J Orthop Res. 2014;32(9):1234-1240. doi:10.1002/jor.22652 4. De Pasquale D, Stea S, Squarzoni S, et al. Metal-on-metal hip prostheses: Correlation between debris in the synovial fluid and levels of cobalt and chromium ions in the bloodstream. Int Orthop. 2014;38(3):469-475. doi:10.1007/s00264-013-2137-5 | The metal of interest is analyzed by inductively coupled plasma mass spectrometry.(Unpublished Mayo method) | 2 to 8 days | 14 days | This test was developed and its performance characteristics determined by Mayo Clinic in a manner consistent with CLIA requirements. It has not been cleared or approved by the US Food and Drug Administration. | 83018 | Cobalt, Synovial Fl | 23842-8 | 606352 | Cobalt, Synovial Fl | 23842-8
COBRU | Cobalt/Creatinine Ratio, Random, Urine | Detecting cobalt exposure in a random urine collection Monitoring metallic prosthetic implant wear This test isnotusefulforassessment of vitamin B12 activity. | COBR: Inductively Coupled Plasma-Mass Spectrometry (ICP-MS) CRETR: Enzymatic Colorimetric Assay | Yes | Cobalt/Creat Ratio, Random, U | Urine | Supplies:Urine Tubes, 10 mL (T068) Collection Container/Tube:Clean, plastic urine collection container Submission Container/Tube:Plastic,10-mL urine tubeor clean, plastic aliquot container with no metal cap or glued insert Specimen Volume:3 mL Collection Instructions: 1. Collect a random urine specimen. 2. SeeMetals Analysis Specimen Collection and Transportfor complete instructions | 2 mL | Cobalt (Co) is rare but widely distributed in the environment. It is an essential cofactor in vitamin B12. While cobalt is an essential element, cobalt deficiency has not been reported in humans. Cobalt is used in the manufacture of hard alloys with high melting points and resistance to oxidation. Cobalt salts are also used in the glass and pigment industry. Previously, cobalt salts were sometimes used as foam stabilizers in the brewing industry; this practice was banned due to the cardiovascular diseases it induced. The radioactive isotope of cobalt, (60)Co, is used as a gamma emitter in experimental biology, cancer therapy, and industrial radiography. Cobalt is not highly toxic, but large doses will produce adverse clinical manifestations. Acute symptoms are pulmonary edema, allergy, nausea, vomiting, hemorrhage, and kidney failure. Chronic symptoms include pulmonary syndrome, skin disorders, and thyroid abnormalities. The inhalation of dust during machining of cobalt alloyed metals can lead to interstitial lung disease. Improperly handled (60)Co can cause radiation poisoning from exposure to gamma radiation. Urine cobalt concentrations are likely to be increased above the reference value in patients with metallic joint prosthesis. Prosthetic devices produced by Zimmer Company and Johnson and Johnson typically are made of aluminum, vanadium, and titanium. Prosthetic devices produced by DePuy Company, Dow Corning, Howmedica, LCS, PCA, Osteonics, Richards Company, Tricon, and Whiteside typically are made of chromium, cobalt, and molybdenum. This list of products is incomplete, and these products change occasionally; see prosthesis product information for each device for composition details. | COBALT: 0-17 years: Not established >17 years: <1.7 mcg/g Cr CREATININE: > or =18 years old: 16-326 mg/dL Reference values have not been established for patients who are younger than 18 years of age. | Concentrations greater or equal to 2.0 mcg/g creatinine indicate excess exposure. There are no Occupational Safety and Health Administration blood or urine criteria for occupational exposure to cobalt. Prosthesis wear is known to result in increased circulating concentration of metal ions. In a patient with a cobalt-based implant, modest increase (2-4 mcg/g creatinine) in urine cobalt concentration is likely to be associated with a prosthetic device in good condition. Excessive exposure is indicated when urine cobalt concentration is greater than 5 mcg/g creatinine, consistent with prosthesis wear. Urine concentrations greater than 20 mcg/g creatinine in a patient with a cobalt-based implant suggest significant prosthesis wear. Increased urine trace element concentrations in the absence of corroborating clinical information do not independently predict prosthesis wear or failure. | Specimen collection procedures for cobalt require special specimen collection tubes, rigorous attention to ultraclean specimen collection and handling procedures, and analysis in an ultraclean facility. Unless these precautions are taken, elevated urine cobalt results may be an incidental and misleading finding. | 1. Keegan GM, Learmonth ID, Case CP. A systematic comparison of the actual, potential, and theoretical health effects of cobalt and chromium from industry and surgical implants. Crit Rev Toxicol. 2008;38(8):645-674 2. Lhotka C, Szekes T, Stefan I, Zhuber K, Zweymuller K: Four-year study of cobalt and chromium blood levels in patients managed with two different metal-on-metal total hip replacements. J Orthop Res. 2003;21(2):189-195 3. Lison D, De Boeck M, Verougstraete V, Kirsch-Volders M. Update on the genotoxicity and carcinogenicity of cobalt compounds. Occup Environ Med. 2001;58(10):619-625 4. Sodi R. Vitamins and trace elements. Rifai N, Chiu RWK, Young I, eds: Tietz Textbook of Laboratory Medicine. 7th ed. Elsevier; 2023:chap 39. 5. Crutsen JRW, Koper MC, Jelsma J, et al. Prosthetic hip-associated cobalt toxicity: a systematic review of case series and case reports. EFORT Open Rev. 2022;7(3):188-199 6. Leyssens L, Vinck B, Van Der Straeten C, Wuyts F, Maes L. Cobalt toxicity in humans-A review of the potential sources and systemic health effects. Toxicology. 2017;387:43-56. doi:10.1016/j.tox.2017.05.015 | The metal of interest is analyzed by inductively coupled plasma mass spectrometry.(Unpublished Mayo method) | 1 to 4 days | 14 days | This test was developed and its performance characteristics determined by Mayo Clinic in a manner consistent with CLIA requirements. It has not been cleared or approved by the US Food and Drug Administration. | 8301882570 | Cobalt/Creat Ratio, Random, U | 13468-4 | 607272 | Cobalt/Creat Ratio, U | 13468-4
FCOKE | Cocaine Analysis - Whole Blood |  | Immunoassay (IA) Gas Chromatography with mass spectrometry (GC/MS); confirmation | Yes | Cocaine, Scr w/Conf, WB | If the Cocaine Analysis, whole blood is positive, then the Cocaine, Confirmation (FCOKR) will be performed at an additional charge. | Draw blood in a purple-top (EDTA), green-top (sodium-heparin) or grey-top (NaF/oxalate) tube(s). Send 7 mL of whole blood refrigerated in a plastic vial. | 3 mL |  | Cocaine Screen: Cocaine and Metabolite, UA – Negative; Cutoff: 25 ng/mL Cocaine Confirmation:Cocaine Benzoylecgonine Confirmation threshold: 10 ng/mL |  |  |  |  | 5 to 9 days |  | This test was developed and its performance characteristics determined by LabCorp. It has not been cleared or approved by the Food and Drug Administration. | 8030780353-if applicable | Cocaine, Scr w/Conf, WB | 16633-0 | Z4826 | Cocaine and Metabolite | 73823-7
COKMX | Cocaine and Metabolite Confirmation, Chain of Custody, Meconium | Detecting in utero drug exposure up to 5 months before birth Chain of custody is required whenever the results of testing could be used in a court of law. Its purpose is to protect the rights of the individual contributing the specimen by demonstrating that it was under the control of personnel involved with testing the specimen at all times; this control implies that the opportunity for specimen tampering would be limited. Since the evidence of illicit drug use during pregnancy can be cause for separating the baby from the mother, a complete chain of custody ensures that the test results are appropriate for legal proceedings. | Liquid Chromatography-Tandem Mass Spectrometry (LC-MS/MS) | Yes | Cocaine and metabolite Conf, CoC, M | Meconium | Supplies:Chain of Custody Meconium Kit (T653) includes the specimen containers, seals, and documentation required. Specimen Volume:1 g (approximately 1 teaspoon) Collection Instructions:Collect entire random meconium specimen. Additional Information: 1. Specimen that arrives with a broken seal does not meet the chain of custody requirements. 2. The laboratory recommends sending chain-of-custody specimens by overnight shipment. | 0.3 g (approximately 1/4 teaspoon) | Cocaine is an alkaloid found inErythroxylon coca, which grows principally in the northern South American Andes and, to a lesser extent, in India, Africa, and Java.(1) Cocaine is a powerfully addictive stimulant drug. Cocaine abuse has a long history, is rooted in the drug culture in the United States,(2) and is one of the most common illicit drugs of abuse.(3,4) Cocaine is rapidly metabolized primarily to benzoylecgonine, which is further metabolized tom-hydroxybenzoylecgonine (m-HOBE).(1,5) Cocaine is frequently used with other drugs, most commonly alcohol, and the simultaneous use of both can be determined by the presence of the unique metabolite cocaethylene.(4) Intrauterine drug exposure to cocaine has been associated with placental abruption, premature labor, small for gestational age status, microcephaly, and congenital anomalies (eg, cardiac and genitourinary abnormalities, necrotizing enterocolitis, and central nervous system stroke or hemorrhage).(6) The disposition of drug in meconium, the first fecal material passed by the neonate, is not well understood. The proposed mechanism is that the fetus excretes drug into bile and amniotic fluid. Drug accumulates in meconium either by direct deposition from bile or through swallowing of amniotic fluid.(7) The first evidence of meconium in the fetal intestine appears at approximately the 10th to 12th week of gestation, and slowly moves into the colon by the 16th week of gestation.(8) Therefore, the presence of drugs in meconium has been proposed to be indicative of in utero drug exposure during the final 4 to 5 months of pregnancy, a longer historical measure than is possible by urinalysis.(7) Chain of custody is a record of the disposition of a specimen to document each individual who collected, handled, and performed the analysis. When a specimen is submitted in this manner, analysis will be performed in such a way that it will withstand regular court scrutiny. | Negative Positives are reported with a quantitative liquid chromatography-tandem mass spectrometry (LC-MS/MS) result. Cutoff concentrations for LC-MS/MS testing: Cocaine: 20ng/g Benzoylecgonine: 20 ng/g Cocaethylene: 20 ng/g m-Hydroxybenzoylecgonine: 20ng/g | The presence of any of the following: cocaine, benzoylecgonine, cocaethylene, orm-hydroxybenzoylecgonine, at 20 ng/g or more is indicative of in utero drug exposure up to 5 months before birth. | No significant cautionary statements | 1. Isenschmid DS: Cocaine. In: Levine B, ed. Principles of Forensic Toxicology. 2nd ed. AACC Press; 2003:207-228 2. US Drug Enforcement Administration: Cocaine. DEA; 2020 Accessed February 7, 2023. Available at www.dea.gov/sites/default/files/2020-06/Cocaine-2020.pdf 3. National Institute on Drug Abuse: Cocaine DrugFacts. NIDA; 2021 Accessed February 8, 2023. Available at www.drugabuse.gov/publications/drugfacts/cocaine 4. Isenschmid DS: Cocaine-effects on human performance and behavior. Forensic Sci Rev. 2002 Feb;14(1-2):61-100 5. Kolbrich EA, Barnes AJ, Gorelick DA, Boyd SJ, Cone EJ, Huestis MA: Major and minor metabolites of cocaine in human plasma following controlled subcutaneous cocaine administration. J Anal Toxicol. 2006 Oct;30:501-510 6. Kwong TC, Ryan RM: Detection of intrauterine illicit drug exposure by newborn drug testing. National Academy of Clinical Biochemistry. Clin Chem. 1997 Jan;43(1):235-242 7. Ostrea EM Jr, Brady MJ, Parks PM, Asensio DC, Naluz A: Drug screening of meconium in infants of drug-dependent mothers: an alternative to urine testing. J Pediatr. 1989 Sep;115(3):474-477 8. Ahanya SN, Lakshmanan J, Morgan BLG, Ross MG: Meconium passage in utero: mechanisms, consequences, and management. Obstet Gynecol Surv. 2005 Jan;60(1):45-56 | Meconium is mixed with internal standard and extracted with methanol. The methanolic extract is further processed by solid-phase extraction. The extract is analyzed by liquid chromatography tandem mass spectroscopy.(Unpublished Mayo method) | 2 days | 2 weeks | This test was developed and its performance characteristics determined by Mayo Clinic in a manner consistent with CLIA requirements. It has not been cleared or approved by the US Food and Drug Administration. | 80353G0480 (if appropriate) | Cocaine and metabolite Conf, CoC, M | 69008-1 | 36171 | Chain of Custody | 77202-0
COKEX | Cocaine and Metabolite Confirmation, Chain of Custody, Random, Urine | Detecting and confirming drug abuse involving cocaine Chain of custody is required whenever the results of testing could be used in a court of law. Its purpose is to protect the rights of the individual contributing the specimen by demonstrating that, at all times, it was under the control of personnel involved with testing the specimen; this control implies that the opportunity for specimen tampering would be limited. This test isnot intended for usein employment-related testing. | COKEX: Immunoassay/Gas Chromatography Mass Spectrometry (GC-MS) ADLTX: Spectrophotometry | Yes | Cocaine and metabolite Conf, CoC, U | Adulterants testing will be performed on all chain-of-custody urine samples as per regulatory requirements. | Supplies:Chain of Custody Kit (T282) Container/Tube: Chain of custody kit containing the specimen containers, seals, and documentation required Specimen Volume:10 mL Collection Instructions:Collect specimen in the container provided, seal, and submit with the associated documentation to satisfy the legal requirements for chain-of-custody testing. Additional Information:Submitting less than 10 mL will compromise the ability to perform all necessary testing. | 5 mL | Cocaine is a drug of current health concern because of its proliferation among recreational drug abusers. Freebase and crack increase the potential for major cocaine toxicity. Cocaine use is declining across the nation according to the National Institute of Drug Abuse. Increasingly, laboratory results are disputed or there are medical/legal overtones. Therefore, physicians are finding an increased need to confirm positive results before informing or confronting the patients. Chain of custody is a record of the disposition of a specimen to document all personnel who collected, handled, and performed the analysis. When a specimen is submitted in this manner, analysis will be performed in such a way that it will withstand regular court scrutiny. | Negative Positives are reported with a quantitative gas chromatography mass spectrometry result. Cutoff concentrations: IMMUNOASSAY SCREEN <150 ng/mL COCAINE BY GC-MS <50 ng/mL BENZOYLECGONINE BY GC-MS <50 ng/mL | Reports will specifically indicate the presence or absence of cocaine and benzoylecgonine. The presence of cocaine, or its major metabolite, benzoylecgonine, indicates use within the past 4 days. Cocaine has a 6-hour half-life, so it will be present in urine for 1 day after last use. Benzoylecgonine has a half-life of 12 hours, so it will be detected in urine up to 72 hours after last use. There is no correlation between concentration and pharmacologic or toxic effects. | No significant cautionary statements | 1. Baselt RC, Cravey RH. Disposition of Toxic Drugs and Chemicals in Man. 3rd ed. Year Book Medical Publishers; 1989 2. Langman LJ, Bechtel LK, Holstege C. Clinical toxicology. In: Rifai N, Chiu RWK, Young I, Burnham CAD, Wittwer CT, eds. Tietz Textbook of Laboratory Medicine. 7th ed. Elsevier; 2023:chap 43 | Drug classes are initially screened by an immunoassay technique. The cocaine assay is based on the kinetic interaction of microparticles in a solution as measured by changes in light transmission. In the absence of sample drug, soluble drug conjugates bind to antibody-bound microparticles, causing the formation of particle aggregates. As the aggregation reaction proceeds in the absence of sample drug, the absorbance increases. When a urine sample contains the drug in question, this drug competes with the drug derivative conjugate for microparticle-bound antibody. Antibody bound to sample drug is no longer available to promote particle aggregation, and subsequent particle lattice formation is inhibited. The presence of sample drug diminishes the increasing absorbance in proportion to the concentration of drug in the sample. Sample drug content is determined relative to the value obtained for a known cutoff concentration of drug.(Package insert: Cocaine. Roche Diagnostics; 03/2019) To accommodate the need to confirm specifically the presence of cocaine in urine, Mayo Clinic Laboratories offers a single test to identify cocaine and its principal metabolite, benzoylecgonine, by using gas chromatography mass spectrometry.(Chinn DM, Crouch DJ, Peat MA, Finkle BS, Jennison TA. Gas chromatography-chemical ionization mass spectrometry of cocaine and its metabolites in biological fluids. J Anal Toxicol. 1980;4[1]:37-42;Rosado T, Gonçalves A, Margalho C, Barroso M, Gallardo E. Rapid analysis of cocaine and metabolites in urine using microextraction in packed sorbent and GC/MS. Anal Bioanal Chem. 2017;409(8):2051-2063. doi:10.1007/s00216-016-0152-2) | 2 to 5 days | 14 days | This test was developed and its performance characteristics determined by Mayo Clinic in a manner consistent with CLIA requirements. It has not been cleared or approved by the US Food and Drug Administration. | 80353G0480 (if appropriate) | Cocaine and metabolite Conf, CoC, U | 53747-2 | 36165 | Chain of Custody | 77202-0
COKEU | Cocaine and Metabolite Confirmation, Random, Urine | Detecting and confirming drug abuse involving cocaine This test isnot intended foremployment-related testing. | Gas Chromatography Mass Spectrometry (GC-MS) Confirmation with Quantitation | Yes | Cocaine and metabolite Conf, U | Urine | Supplies:Urine Tubes, 10 mL (T068) Collection Container/Tube:Plastic urine container Submission Container/Tube:10-mL urine tube Specimen Volume:10 mL Collection Instructions: 1. Collect a random urine specimen. 2. No preservative. Additional Information: 1. No specimen substitutions. 2. STAT requests arenotaccepted for this test. | 5 mL | Cocaine is a drug of current health concern because of its proliferation among recreational drug abusers. Freebase and crack increase the potential for major cocaine toxicity. Cocaine use is declining across the nation according to the National Institute of Drug Abuse. Increasingly, laboratory results are disputed or there are medical/legal overtones. Therefore, physicians are finding an increased need to confirm positive results before informing or confronting the patients. | Negative Positive results are reported with a quantitative gas chromatography mass spectrometry (GC-MS) result. Cutoff concentrations: COCAINE BY GC-MS <50 ng/mL BENZOYLECGONINE BY GC-MS <50 ng/mL | Reports will specifically indicate the presence or absence of cocaine and benzoylecgonine. The presence of cocaine, or its major metabolite, benzoylecgonine, indicates use within the past 4 days. Cocaine has a 6-hour half-life, so it will be present in urine for 1 day after last use. Benzoylecgonine has a half-life of 12 hours, so it will be detected in urine up to 4 days after last use. There is no correlation between concentration and pharmacologic or toxic effects. | No significant cautionary statements | 1. Baselt RC, ed. Disposition of Toxic Drugs and Chemicals in Man. 10th ed. In: Biomedical Publications; 2014 2. Langman LJ, Bechtel LK, Holstege C. Clinical toxicology. In: Rifai N, Chiu RWK, Young I, Burnham CAD, Wittwer CT, eds. Tietz Textbook of Laboratory Medicine. 7th ed. Elsevier; 2023:chap 43 | To accommodate the need to confirm specifically the presence of cocaine in urine, Mayo Clinic Laboratories offers a single test to identify cocaine and its principal metabolite, benzoylecgonine, by using gas chromatography mass spectrometry.(Chinn DM, Crouch DJ, Peat MA, et al. Gas chromatography-chemical ionization mass spectrometry of cocaine and its metabolites in biological fluids. J Anal Toxicol 1980;4:37-42;Rosado T, Goncalves A, Margalho C, Barroso M, Gallardo E. Rapid analysis of cocaine and metabolites in urine using microextraction in packed sorbent and GC/MS. Anal Bioanal Chem. 2017;409(8):2051-2063. doi:10.1007/s00216-016-0152-2) | 2 to 5 days | 14 days | This test was developed and its performance characteristics determined by Mayo Clinic in a manner consistent with CLIA requirements. It has not been cleared or approved by the US Food and Drug Administration. | 80353G0480 (if appropriate) | Cocaine and metabolite Conf, U | 53747-2 | 28080 | Chain of Custody | 77202-0
COKEM | Cocaine and Metabolites Confirmation, Meconium | Detecting in utero drug exposure up to 5 months before birth | Liquid Chromatography Tandem Mass Spectrometry (LC-MS/MS) | Yes | Cocaine and Metabolites, Confirm, M | Meconium | Supplies:Stool container, Small (Random), 4 oz (T288) Container/Tube:Stool container Specimen Volume:1 g (approximately 1 teaspoon) Collection Instructions:Collect entire random meconium specimen. | 0.3 g (approximately 1/4 teaspoon) | Cocaine is an alkaloid found inErythroxylon coca, which grows principally in the northern South American Andes and, to a lesser extent, in India, Africa, and Java.(1) Cocaine is a powerfully addictive stimulant drug. Cocaine abuse has a long history, is rooted in the drug culture in the United States,(2) and is 1 of the most common illicit drugs of abuse.(3,4) Cocaine is rapidly metabolized primarily to benzoylecgonine, which is further metabolized tom-hydroxybenzoylecgonine (m-HOBE).(1,5) Cocaine is frequently used with other drugs, most commonly alcohol, and the simultaneous use of both can be determined by the presence of the unique metabolite cocaethylene.(4) Intrauterine drug exposure to cocaine has been associated with placental abruption, premature labor, small for gestational age status, microcephaly, and congenital anomalies (eg, cardiac and genitourinary abnormalities, necrotizing enterocolitis, and central nervous system stroke or hemorrhage).(6) The disposition of drug in meconium, the first fecal material passed by the neonate, is not well understood. The proposed mechanism is that the fetus excretes drug into bile and amniotic fluid. Drug accumulates in meconium either by direct deposition from bile or through swallowing of amniotic fluid.(7) The first evidence of meconium in the fetal intestine appears at approximately the 10th to 12th week of gestation and slowly moves into the colon by the 16th week of gestation.(8) Therefore, the presence of drugs in meconium has been proposed to be indicative of in utero drug exposure during the final 4 to 5 months of pregnancy, a longer historical measure than is possible by urinalysis.(7) | Negative Positives are reported with a quantitative liquid chromatography-tandem mass spectrometry (LC-MS/MS) result. Cutoff concentrations for LC-MS/MS testing: Cocaine: 20 ng/g Benzoylecgonine: 20 ng/g Cocaethylene: 20 ng/g m-Hydroxybenzoylecgonine: 20 ng/g | The presence of any of the following: cocaine, benzoylecgonine, cocaethylene, orm-hydroxybenzoylecgonine, at 20 ng/g or more, is indicative of in utero drug exposure up to 5 months before birth. | No significant cautionary statements | 1. Isenschmid DS: Cocaine. In: Levine B, ed. Principles of Forensic Toxicology. 2nd ed. AACC Press; 2003:207-228 2. US Drug Enforcement Administration: Cocaine. DEA; 2020. Accessed February 7, 2023. Available at www.dea.gov/sites/default/files/2020-06/Cocaine-2020.pdf 3. National Institute on Drug Abuse: Cocaine DrugFacts. NIDA; 2021. Accessed February 7, 2023. Available at www.drugabuse.gov/publications/drugfacts/cocaine 4. Isenschmid DS: Cocaine-effects on human performance and behavior. Forsensic Sci Rev. 2002 Feb;14(1-2):61-100 5. Kolbrich EA, Barnes AJ, Gorelick DA, Boyd SJ, Cone EJ, Huestis MA: Major and minor metabolites of cocaine in human plasma following controlled subcutaneous cocaine administration. J Anal Toxicol. 2006 Oct;30(8):501-510 6. Kwong TC, Ryan RM: Detection of intrauterine illicit drug exposure by newborn drug testing. National Academy of Clinical Biochemistry. Clin Chem. 1997 Jan;43:235-242 7. Ostrea EM Jr, Brady MJ, Parks PM, Asensio DC, Naluz A: Drug screening of meconium in infants of drug-dependent mothers; an alternative to urine testing. J Pediatr. 1989 Sept;115(3):474-477 8. Ahanya SN, Lakshmanan J, Morgan BL, Ross MG: Meconium passage in utero: mechanisms, consequences, and management. Obstet Gynecol Surv. 2005 Jan;60(1):45-56 | Meconium is mixed with internal standard and extracted with methanol. The methanolic extract is further processed by solid-phase extraction. The extract is analyzed by liquid chromatography tandem mass spectroscopy.(Unpublished Mayo method) | 2 to 3 days | 2 weeks | This test was developed and its performance characteristics determined by Mayo Clinic in a manner consistent with CLIA requirements. It has not been cleared or approved by the US Food and Drug Administration. | 80353G0480 (if appropriate) | Cocaine and Metabolites, Confirm, M | 69008-1 | 31865 | Chain of Custody | 77202-0
FCDU6 | Cocaine and Metabolites, Umbilical Cord Tissue |  | Only orderable as part of a profile-see FCDSU. | Yes | Cocaine and Metabolites, UC | If appropriate, confirmation testing will be performed at no additional charge. | Only orderable as part of a profile-see FCDSU. |  |  | Reporting limit determined each analysis. Units: ng/g Only orderable as part of a profile-see FCDSU. | [8 empty] | Cocaine and Metabolites, UC | Not Provided | Z6178 | Cocaine | 97234-9
RSCOC | Coccidioides Antibody Reflex, Complement Fixation and Immunodiffusion, Serum | Detection of antibodies toCoccidioidesspecies | Only orderable as a reflex. For more information see COXIS / Coccidioides Antibody Screen with Reflex, Serum. Complement Fixation (CF)/Immunodiffusion (ID) | Yes | Coccidioides Ab, CompF/ImmDiff,S | Serum | Only orderable as a reflex. For more information see COXIS /CoccidioidesAntibody Screen with Reflex, Serum. | 1.2 mL | Coccidioidomycosis (valley fever, San Joaquin Valley fever) is a fungal infection found in the Southwestern US, Central America, and South America. It is acquired by inhalation of arthroconidia ofCoccidioides immitis/posadasii. Usually, it is a mild, self-limiting pulmonary infection. Less commonly, chronic pneumonia may occur, progressing to fibronodular, cavitary disease. A rash often develops within a day or 2, followed by erythema nodosum or multiforme and accompanying arthralgias. About 2 weeks after exposure, symptomatic patients develop fever, cough, malaise, and anorexia; chest pain is often severe. Coccidioidomycosis may disseminate beyond the lungs to involve multiple organs, including the meninges. IgG antibody is detected by the complement-fixation tests. Precipitating antibodies (IgM and IgG) are detected by immunodiffusion. They are rarely found in cerebrospinal fluid; however, their presence is associated with meningitis. Chronic coccidioidal pulmonary cavities are often accompanied by IgG and IgM precipitating antibodies. Serologic testing for coccidioidomycosis should be considered when patients exhibit symptoms of pulmonary or meningeal infection and have lived or traveled in areas whereCoccidioides immitis/posadasiiis endemic. Any history of exposure to the organism or travel cannot be overemphasized when a diagnosis of coccidioidomycosis is being considered. | Only orderable as a reflex. For more information see COXIS /CoccidioidesAntibody Screen with Reflex, Serum. COMPLEMENT FIXATION: Negative If positive, results are titered. IMMUNODIFFUSION: Negative Results are reported as positive, negative, or equivocal. | Complement Fixation: Titer results of 1:2 or higher may suggest active disease; however, titers may persist for months after infection has resolved. Increasing complement fixation (CF) titer results in serial specimens are considered diagnostic of active disease. Immunodiffusion: The presence of IgM antibody may be detectable within 2 weeks after the onset of symptoms; however, antibody may be detected longer than 6 months after infection. The presence of IgG antibody parallels the CF antibody and may suggest an active or a recent asymptomatic infection withCoccidioides immitis/posadasii;however, antibodies may persist after the infection has resolved. An equivocal result (a band of nonidentity) cannot be interpreted as significant for a specific diagnosis. However, this may be an indication that a patient should be followed serologically. Over 90% of primary symptomatic cases will be detected by combined immunodiffusion (ID) and CF testing. | Antibodies (both IgM and IgG) may be present after the infection has resolved. | 1. Larone D, Mitchell T, Walsh T: Histoplasma, blastomyces, coccidioides, and other dimorphic fungi causing systemic mycoses. In: Murray PR, Baron EJ, Pfaller MA, et al, eds. Manual of Clinical Microbiology. 7th ed. ASM Press; 1999:1260-1261 2. Ramanan P, Wengenack NL, Theel ES: Laboratory diagnosis for fungal infections. A review of current and future diagnostic assays. Clin Chest Med. 2017 Sep;38(3):535-554. doi: 10.1016/j.ccm.2017.04.013 | Complement Fixation: Antibody to coccidioidin in the patient's serum is quantitated by complement fixation (CF). The CF test is a 2-stage test based on the ability of antigen-antibody complexes to bind complement (C'). In the first stage, antigen and antibody combine and fix C'. The second stage is an indicator system in which sheep erythrocytes, sensitized by rabbit anti-sheep red cell antibody (hemolysin), are used to demonstrate the presence of unfixed C'. If the patient's serum contains C'-fixing antibody that reacts with the specific antigen (a positive reaction), C' will be fixed and excess C' will not be available to react with and lyse the sensitized sheep erythrocytes. If no antigen-antibody reaction occurs (a negative reaction), C' will be available to lyse the sheep erythrocytes. The CF titer is determined by the greatest dilution of serum (antibody) in which the sheep erythrocytes are not lysed.(Kaufman L, Kovacs JA, Reiss E: Immunomycology. In: Rose NR, de Macario ED, Folds JD, Lane HC, Nakamura RM, eds. Manual of Clinical Laboratory Immunology. 5th ed. ASM Press; 1997:591-592; Pappagianis D, Zimmer BL: Serology of coccidioidomycosis. Clin Microbiol Rev. 1990;3:247-268;Ramanan P, Wengenack NL, Theel ES: Laboratory diagnosis for fungal infections. A review of current and future diagnostic assays. Clin Chest Med. 2017 Sep;38[3]:535-554) Immunodiffusion: Immunodiffusion (ID) is a qualitative test employed for the detection of precipitating antibodies present in the serum. Soluble antigens of the fungus are placed in wells of an agarose gel filled Petri dish and the patient's serum and a control (positive) serum are placed in adjoining wells. If present, specific precipitate antibody will form precipitin lines between the wells. Their comparison to the control serum establishes the results. When performing the ID test, only precipitin bands of identity with the reference bands are significant.(Kaufman L, Kovacs JA, Reiss E: Immunomycology. In: Rose NR, de Macario ED, Folds JD, Lane HC, Nakamura RM, eds. Manual of Clinical Laboratory Immunology. 5th ed. ASM Press; 1997:591-593; Pappagianis D, Zimmer BL: Serology of coccidioidomycosis. Clin Microbiol Rev. 1990;3:247-268;Ramanan P, Wengenack NL, Theel ES: Laboratory diagnosis for fungal infections. A review of current and future diagnostic assays. Clin Chest Med. 2017 Sep;38[3]:535-554) | 4 to 7 days | 14 days | This test has been cleared, approved, or is exempt by the US Food and Drug Administration and is used per manufacturer's instructions. Performance characteristics were verified by Mayo Clinic in a manner consistent with CLIA requirements. | 86635 x 3 | Coccidioides Ab, CompF/ImmDiff,S | 26625-4 | 35944 | Coccidioides, IgM, ImmDiff,S | 46183-0
COXIS | Coccidioides Antibody Screen with Reflex, Serum | Detecting antibodies toCoccidioides immitis/posadasii This assayshould not be usedfor monitoring response to therapy. | COXIS: Enzyme Immunoassay (EIA) RSCOC: Complement Fixation (CF)/Immunodiffusion (ID) | Yes | Coccidioides Ab Screen w/Reflex, S | If result is reactive, thenCoccidioidesby complement fixation and immunodiffusion will be performed at an additional charge. | Supplies:Sarstedt Aliquot Tube, 5 mL (T914) Collection Container/Tube: Preferred:Serum gel Acceptable:Red top Submission Container/Tube:Plastic vial Specimen Volume:2 mL Collection Instructions:Centrifuge and aliquot serum into plastic vial. | 1.7 mL | Coccidioidomycosis (valley fever, San Joaquin Valley fever, desert rheumatism) is caused by the dimorphic fungusCoccidioides immitis/posadasii, which is found in the Southwestern US, regions in the Northwestern US, and in Central and South America. It is acquired by inhalation of airborneCoccidioidesarthroconidia. The majority of infections are subclinical. Among symptomatic patients, the majority will present acute flulike, pulmonary symptoms approximately 7 to 28 days post exposure. Symptoms may include chest pain, cough, fever, malaise, and lymphadenopathy.(1) A rash often develops within a couple of days, followed by erythema nodosum or multiforme with accompanying arthralgia. A pulmonary lesion or nodule may develop months following infection and may be a source of infection if the patient becomes immunosuppressed in the future. Coccidioidomycosis may disseminate beyond the lungs to involve multiple organs including the meninges. Individuals at greater risk for dissemination include African Americans, patients of Filipino descent, pregnant women, and immunocompromised patients.(2) Serologic testing for coccidioidomycosis should be considered when patients exhibit symptoms of pulmonary or meningeal infection and have lived or traveled in areas whereC immitis/posadasiiis endemic. Any history of exposure to the organism or travel cannot be overemphasized when a diagnosis of coccidioidomycosis is being considered. | Negative Reference value applies to all ages | Enzyme immunoassay (EIA) results greater than or equal to 0.75 will be reported as Reactive: Confirmatory testing by complement fixation and immunodiffusion has been ordered. A reactive result is presumptive evidence that the patient was previously or is currently infected withCoccidioides immitis/posadasii. EIA results less than 0.75 will be reported as Negative: Repeat testing on a new sample in 2 to 3 weeks if clinically indicated. A negative result indicates the absence of antibodies toC immitis/posadasii. It is presumptive evidence that the patient has not been previously exposed to, and is not infected with,Coccidioides. However, a negative result does not preclude the diagnosis of coccidioidomycosis as the specimen may have been collected before antibody levels were detectable, due to early acute infection or immunosuppression. This test is designed for the qualitative detection of both IgM- and IgG-class antibodies against antigens fromCoccidioides. The report will not indicate which class of antibody is present. | All results from this assay must be correlated with clinical history, epidemiologic data, and other laboratory evidence. Reactive results from this assay are not indicative of acute infection. Antibodies may be present from previous infection withCoccidioides immitis/posadasii. Negative results may occur in patients with acute coccidioidomycosis in whom antibody levels have not yet become detectable. Rarely, cross reactivity of theCoccidioidesantibody screen may occur in patients infected with other dimorphic fungal agents, includingHistoplasmaandBlastomyces. Therefore, all positive results must be confirmed by complement fixation and immunodiffusion. | 1. Thompson GR 3rd: Pulmonary coccidioidomycosis. Semin Respir Crit Care Med. 2011;32(6):754-763 2. Ruddy BE, Mayer AP, Ko MG, et al. Coccidioidomycosis in African Americans. Mayo Clin Proc. 2011;86(1):63-69 3. Crum NF. Coccidioidomycosis: a contemporary review. Infect Dis Ther. 2022;11(2):713-742. doi:10.1007/s40121-022-00606-y | Microwells are coated with recombinantCoccidioidescomplement fixing (CF) and tube precipitin (TP) antigens. Diluted serum specimens and controls are incubated in the wells, and if present, antibodies to TP and CF will bind to the adhered antigen. Nonspecific reactants are removed by washing; peroxidase-conjugated, secondary antihuman antibody is then applied to the wells and incubated. The conjugated secondary antibody will bind to the patient antibodies. Substrate solution is added to the wells, activating the peroxidase conjugate to develop a color reaction. Stop solution is added and the color change is quantified by measuring the optical density.(Package insert: clarus Cocci AB EIA. Immy; Revision 03/06/2020) | 1 to 7 days | 14 days | This test has been modified from the manufacturer's instructions. Its performance characteristics were determined by Mayo Clinic in a manner consistent with CLIA requirements. This test has not been cleared or approved by the US Food and Drug Administration. | 8663586635 x3 (if appropriate) | Coccidioides Ab Screen w/Reflex, S | 40712-2 | COXQ2 | Coccidioides Ab Screen, S | 40712-2
SCOC | Coccidioides Antibody, Complement Fixation and Immunodiffusion, Serum | Diagnosis of coccidioidomycosis using serum specimens | Complement Fixation (CF) Immunodiffusion | Yes | Coccidioides Ab, CompF/ImmDiff, S | Serum | Collection Container/Tube: Preferred:Serum gel Acceptable:Red top Submission Container/Tube:Plastic vial Specimen Volume:1.8 mL Collection Instructions:Centrifuge and aliquot serum into plastic vial. | 1.2 mL | Coccidioidomycosis (valley fever, San Joaquin Valley fever) is a fungal infection found in the Southwestern US, Central America, and South America. It is acquired by inhalation of arthroconidia ofCoccidioides immitis/posadasii. Usually, it is a mild, self-limiting pulmonary infection. Less commonly, chronic pneumonia may occur, progressing to fibronodular, cavitary disease. A rash often develops within a day or 2, followed by erythema nodosum or multiforme and accompanying arthralgias. About 2 weeks after exposure, symptomatic patients develop fever, cough, malaise, and anorexia; chest pain is often severe. Coccidioidomycosis may disseminate beyond the lungs to involve multiple organs, including the meninges. IgG antibody is detected by the complement-fixation tests. Precipitating antibodies (IgM and IgG) are detected by immunodiffusion. They are rarely found in cerebrospinal fluid; however, their presence is associated with meningitis. Chronic coccidioidal pulmonary cavities are often accompanied by IgG and IgM precipitating antibodies. Serologic testing for coccidioidomycosis should be considered when patients exhibit symptoms of pulmonary or meningeal infection and have lived or traveled in areas whereC immitis/posadasiiis endemic. Any history of exposure to the organism or travel cannot be overemphasized when a diagnosis of coccidioidomycosis is being considered. | COMPLEMENT FIXATION Negative If positive, results are titered. IMMUNODIFFUSION Negative Results are reported as positive, negative, or equivocal. | Complement Fixation: Titer results of 1:2 or higher may suggest active disease; however, titers may persist for months after infection has resolved. Increasing complement fixation (CF) titer results in serial specimens are considered diagnostic of active disease. Immunodiffusion: The presence of IgM antibodies may be detectable within 2 weeks after the onset of symptoms; however, the antibody may be detected longer than 6 months after infection. The presence of IgG antibodies parallels the CF antibodies and may suggest an active or a recent asymptomatic infection withCoccidioides immitis/posadasii;however, antibodies may persist after the infection has resolved. An equivocal result (a band of nonidentity) cannot be interpreted as significant for a specific diagnosis. However, this may be an indication that a patient should be followed serologically. Over 90% of primary symptomatic cases will be detected by combined immunodiffusion and CF testing. | Antibodies (both IgM and IgG) may be present after the infectionhas resolved. | 1. Larone D, Mitchell T, Walsh T: Histoplasma, blastomyces, coccidioides, and other dimorphic fungi causing systemic mycoses. In: Murray PR, Baron EJ, Pfaller MA, et al, eds. Manual of Clinical Microbiology. 7th ed. ASM Press; 1999:1260-1261 2. Ramanan P, Wengenack NL, Theel ES: Laboratory diagnosis for fungal infections: a review of current and future diagnostic assays. Clin Chest Med. 2017 Sep;38(3):535-554. doi: 10.1016/j.ccm.2017.04.013 | Complement Fixation: Antibody to coccidioidin in the patient's serum is quantitated by complement fixation (CF). The CF test is a 2-stage test based on the ability of antigen-antibody complexes to bind complement (C'). In the first stage, antigen and antibody combine and fix C'. The second stage is an indicator system in which sheep erythrocytes, sensitized by rabbit anti-sheep red cell antibody (hemolysin), are used to demonstrate the presence of unfixed C'. If the patient's serum contains C'-fixing antibody that reacts with the specific antigen (a positive reaction), C' will be fixed and excess C' will not be available to react with and lyse the sensitized sheep erythrocytes. If no antigen-antibody reaction occurs (a negative reaction), C' will be available to lyse the sheep erythrocytes. The CF titer is determined by the greatest dilution of serum (antibody) in which the sheep erythrocytes are not lysed.(Kaufman L, Kovacs JA, Reiss E: Immunomycology. In: Rose NR, de Macario ED, Folds JD, Lane HC, Nakamura RM, eds. Manual of Clinical Laboratory Immunology. 5th ed. ASM Press; 1997:591-592; Pappagianis D, Zimmer BL: Serology of coccidioidomycosis. Clin Microbiol Rev. 1990;3:247-268;Ramanan P, Wengenack NL, Theel ES: Laboratory diagnosis for fungal infections. A review of current and future diagnostic assays. Clin Chest Med. 2017 Sep;38[3]:535-554. doi: 10.1016/j.ccm.2017.04.013) Immunodiffusion: Immunodiffusion (ID) is a qualitative test employed for the detection of precipitating antibodies present in the serum. Soluble antigens of the fungus are placed in wells of an agarose gel filled Petri dish and the patient's serum and a control (positive) serum are placed in adjoining wells. If present, specific precipitate antibody will form precipitin lines between the wells. Their comparison to the control serum establishes the results. When performing the ID test, only precipitin bands of identity with the reference bands are significant.(Kaufman L, Kovacs JA, Reiss E: Immunomycology. In: Rose NR, Macario ED, Folds JD, Lane HC, Nakamura RM, eds. Manual of Clinical Laboratory Immunology. 5th ed. ASM Press; 1997:591-593; Pappagianis D, Zimmer BL: Serology of coccidioidomycosis. Clin Microbiol Rev. 1990 Jul;3(3):247-268. doi: 10.1128/CMR.3.3.247;Ramanan P, Wengenack NL, Theel ES: Laboratory diagnosis for fungal infections. A review of current and future diagnostic assays. Clin Chest Med. 2017 Sep;38[3]:535-554) | 4 to 7 days | 14 days | This test has been cleared, approved, or is exempt by the US Food and Drug Administration and is used per manufacturer's instructions. Performance characteristics were verified by Mayo Clinic in a manner consistent with CLIA requirements. | 86635 x 3 | Coccidioides Ab, CompF/ImmDiff, S | 87435-4 | 21648 | Coccidioides, IgM, ImmDiff, S | 62458-5
CCOC | Coccidioides Antibody, Complement Fixation and Immunodiffusion, Spinal Fluid | Diagnosing coccidioidomycosis using spinal fluid specimens | Complement Fixation (CF) / Immunodiffusion (ID) | Yes | Coccidioides Ab, CompF/ImmDiff, CSF | For more information seeMeningitis/Encephalitis Panel Algorithm. | Container/Tube:Sterile vial Specimen Volume:2 mL Collection Instructions:Submit specimen from collection vial 2. | 1.2 mL | Coccidioidomycosis (valley fever, San Joaquin Valley fever) is a fungal infection found in the Southwestern United States, Central America, and South America. It is acquired by inhalation of arthroconidia ofCoccidioides immitis/posadasii. Usually, it is a mild, self-limiting pulmonary infection. Less commonly, chronic pneumonia may occur, progressing to fibronodular cavitary disease. A rash often develops within 1 to 2 days, followed by erythema nodosum or multiforme and accompanying arthralgias. About 2 weeks after exposure, symptomatic patients develop fever, cough, malaise, and anorexia; chest pain is often severe. Coccidioidomycosis may disseminate beyond the lungs to involve multiple organs, including the meninges. IgG antibody is detected by the complement-fixation tests. Precipitating antibodies (IgM and IgG) are detected by immunodiffusion. They are rarely found in cerebrospinal fluid; however, their presence is associated with meningitis. Chronic coccidioidal pulmonary cavities are often accompanied by IgG and IgM precipitating antibodies. Serologic testing for coccidioidomycosis should be considered when patients exhibit symptoms of meningeal infection and have lived in or traveled to areas whereCoccidioides immitis/posadasiiis endemic. Any history of exposure to the organism or travel cannot be overemphasized when coccidioidomycosis serologic tests are being considered. | COMPLEMENT FIXATION Negative If positive, results are titered. IMMUNODIFFUSION Negative Results are reported as positive, negative, or equivocal. | Complement Fixation: IgG antibody is detected by complement fixation (CF) testing. Any CF titer in cerebrospinal fluid (CSF) should be considered significant. A positive complement fixation test in un-concentrated CSF is diagnostic of meningitis. Immunodiffusion: IgM and IgG precipitins are rarely found in CSF. However, when present, they are diagnostic of meningitis (100% specific). Since the immunodiffusion test is 100% specific, it is helpful in interpreting CF results. | While complement fixation (CF) titers may be present in serum months after the infectionhas resolved,any CF titer in spinal fluid should be considered significant. | 1. Larone D, Mitchell T, Walsh T:Histoplasma,blastomyces,coccidioides, and other dimorphic fungi causing systemic mycoses. In: Murray PR, Baron EJ, Pfaller MA, et al, eds. Manual of Clinical Microbiology. 7th ed. ASM Press, 1999:1260-1261 2. Ramanan P, Wengenack NL, Theel ES: Laboratory diagnosis for fungal infections. A review of current and future diagnostic assays. Clin Chest Med. 2017 Sep;38(3):535-554. doi: 10.1016/j.ccm.2017.04.013 | Complement Fixation: The immune response of a person to an infection frequently begins with the formation of specific antibody that is capable of combining in vitro with homologous antigen and complement (C'). The complement fixation (CF) test is a 2-stage test based on the ability of antigen-antibody complexes to bind C'. In the first stage, antigen and antibody combine and fix C'. The second stage is an indicator system in which sheep erythrocytes, sensitized by rabbit anti-sheep red cell antibody (hemolysin), are used to demonstrate the presence of unfixed C'. If the patient's serum contains C'-fixing antibody that reacts with the specific antigen (a positive reaction), C' will be fixed and excess C' will not be available to react with and lyse the sensitized sheep erythrocytes. If no antigen-antibody reaction occurs (a negative reaction), C' will be available to lyse the sheep erythrocytes. The CF titer is determined by the greatest dilution of serum (antibody) in which the sheep erythrocytes are not lysed. (Kaufman L, Kovacs JA, Reiss E: Immunomycology. In: Rose NR, de Macario ED, Folds JD,Lane HC, Nakamura RM,eds. Manual of Clinical Laboratory Immunology. 5th ed. ASM Press; 1997:591-592; Pappagianis D, Zimmer BL: Serology of coccidioidomycosis. Clin Microbiol Rev. 1990;3:247-268;Ramanan P, Wengenack NL, Theel ES: Laboratory diagnosis for fungal infections. A review of current and future diagnostic assays. Clin Chest Med. 2017 Sep;38(3):535-554. doi: 10.1016/j.ccm.2017.04.013) Immunodiffusion: Immunodiffusion (ID) is a qualitative test employed for the detection of precipitating antibodies present in the specimen. Soluble antigens of the fungus are placed in wells of an agarose gel filled Petri dish and the patient's specimen and a control (positive) are placed in adjoining wells. If present, specific precipitate antibody will form precipitin lines between the wells. Their comparison to the control establishes the results. When performing the ID test, only precipitin bands of identity with the reference bands are significant.(Kaufman L, Kovacs JA, Reiss E: Immunomycology. In: Rose NR,de Macario EC, Folds JD, Lane HC, Nakamura RM, eds. Manual of Clinical Laboratory Immunology. 5th ed. ASM Press, 1997:591-593; Ramanan P, Wengenack NL, Theel ES: Laboratory diagnosis for fungal infections. A review of current and future diagnostic assays. Clin Chest Med. 2017 Sep;38[3]:535-554) | 3 to 6 days | 14 days | This test has been cleared, approved, or is exempt by the US Food and Drug Administration and is used per manufacturer's instructions. Performance characteristics were verified by Mayo Clinic in a manner consistent with CLIA requirements. | 86635 x 3 | Coccidioides Ab, CompF/ImmDiff, CSF | 88745-5 | 21001 | Coccidioides, IgM, ImmDiff, CSF | 94663-2
CIMT | Coccidioides immitis/posadasii, Molecular Detection, PCR, Paraffin, Tissue | Rapid detection ofCoccidioidesDNA Aiding in the diagnosis of coccidioidomycosis using paraffin-embedded tissue specimens | Real-Time Polymerase Chain Reaction (PCR) | Yes | Coccidioides PCR, FFPE | Tissue, Paraffin | Preferred Paraffin-embedded tissue block: Supplies:Tissue Block Container (T553) Specimen Type:Formalin-fixed, paraffin-embedded tissue block (FFPE) Sources:Body tissue Container/Tube:Tissue block Collection Instructions:Submit a formalin-fixed, paraffin-embedded tissue block to be cut and returned. Acceptable Paraffin-embedded tissue block: Specimen Type:Formalin-fixed, paraffin-embedded tissue block (FFPE) Sources:Body tissue Container/Tube:Sterile container for each individual cut section (scroll). Collection Instructions:Perform microtomy and prepare five separate 10-micron sections.Each section (scroll) must be placed in a separate sterile container for submission. | See Specimen Required. | Coccidioidomycosis is caused by the dimorphic fungi,Coccidioides immitisandCoccidioides posadasii.These organisms are endemic to the southwestern regions of the United States, northern Mexico, and areas of Central and South America, with recent literature suggests the geographic area of endemicity may be expanding over time. The gold standard for the diagnosis of coccidioidomycosis is culture of the organism from clinical specimens due to its high sensitivity. However, growth in culture may take up to several weeks, which can delay diagnosis and treatment. In addition, the propagation ofCoccidioidesspecies in the clinical laboratory is a significant safety hazard to laboratory personnel. This polymerase chain reaction method can identifyCoccidioidesspecies directly from clinical specimens, allowing for a rapid diagnosis, and should be used in conjunction with culture. For specimen types such as formalin-fixed, paraffin-embedded tissue, culture is not possible, but the molecular test may provide useful information. | Not applicable | A positive result indicates presence ofCoccidioidesDNA. A negative result indicates absence of detectableCoccidioidesDNA. An inhibition result indicates that the detection ofCoccidioidesDNA is inhibited in this specimen. A new specimen can be resubmitted under a new order, if desired. | This rapid polymerase chain reaction (PCR) assay detectsCoccidioidesnucleic acid and, therefore, does not distinguishbetween viable, disease-related organisms or nucleic acid persisting from old disease. Test results should be correlated with patient symptoms and clinical presentation before a definitive diagnosis is made. A negative result does not rule out the presence ofCoccidioidesor active disease because the organism may be present at levels below the limit of detection for this assay. This test does not distinguish betweenCoccidioides immitisandCoccidioides posadasii. Formalin fixation has been demonstrated to decrease the sensitivity of PCR. Therefore, a negative PCR result from fixed tissue should be interpreted with caution if the clinical presentation is suggestive of coccidioidomycosis. | 1. Vucicevic D, Blair JE, Binnicker MJ, et al: The utility of Coccidioides polymerase chain reaction testing in the clinical setting. Mycopathologia. 2010 Nov;170(5):345-351 2. Hartmann CA, Aye WT, Blair JE: Treatment considerations in pulmonary coccidioidomycosis. 2016 Oct;10(10):1079-1091 | Following specimen processing, nucleic acids are extracted, and the extract transferred to individual self-contained cuvettes for amplification using the LightCycler real-time polymerase chain reaction (PCR) platform (Roche Applied Sciences). The LightCycler is an automated instrument that amplifies and monitors the development of target nucleic acid (amplicon) after each cycle of PCR. The detection of amplicon is based on fluorescence resonance energy transfer, which utilizes hybridization probes. The presence of the specific organism nucleic acid is confirmed by performing a melting curve analysis of the amplicon.(Binnicker MJ, Buckwalter SP, Eisberner JJ, et al: Detection ofCoccidioidesspecies in clinical specimens by real-time PCR. J Clin Microbiol 2007;45:173-178) | 5 to 7 days | 7 days; after which time the block will be returned to the client | This test was developed and its performance characteristics determined by Mayo Clinic in a manner consistent with CLIA requirements. It has not been cleared or approved by the US Food and Drug Administration. | 87798 | Coccidioides PCR, FFPE | 95913-0 | CIRR | Coccidioides PCR, FFPE, Result | 95913-0
CIMRP | Coccidioides immitis/posadasii, Molecular Detection, PCR, Varies | Rapid detection ofCoccidioidesDNA, preferred method An aid in diagnosing coccidioidomycosis | Real-Time Polymerase Chain Reaction (PCR) | Yes | Coccidioides PCR | For more information seeMeningitis/Encephalitis Panel Algorithm. | The high sensitivity of amplification by polymerase chain reaction (PCR) requires the specimen to be processed in an environment in which contamination of the specimen byCoccidioidesspecies DNA is unlikely. Preferred Specimens:Body fluid, cerebrospinal fluid (CSF), ocular fluid, respiratory (eg, bronchoalveolar lavage [BAL], bronchial washing, sputum), fresh tissue, or bone Acceptable Specimens:If no fresh specimen is available, digested respiratory specimens treated with N-acetyl-L-cysteine-sodium hydroxide (NALC/NaOH) are acceptable (eg, BAL, bronchial washing, respiratory fluid, sputum, or tracheal secretion) Submit only 1 of the following specimens: Specimen Type:Body fluid Sources:Body, ocular, or CSF Container/Tube:Sterile container Specimen Volume:1 mL Additional Information:Only fresh, non-NALC/NaOH-digested body fluid is acceptable. Specimen Type:Respiratory Sources:BAL, bronchial washing, or sputum Container/Tube:Sterile container Specimen Volume:1 mL if only PCR ordered or 3 mL if PCR ordered with smear and culture Specimen Type:Tissue Sources:Fresh tissue or bone Container/Tube:Sterile container Specimen Volume:5 to 10 mm Collection Instructions:Keep moist with sterile water or sterile saline Additional Information:Only fresh, non-NALC/NaOH-digested tissue is acceptable. Acceptable Specimen Type:NALC/NaOH-digested respiratory specimens Sources:BAL, bronchial washing, respiratory fluid, sputum, or tracheal secretion Container/Tube:Sterile container Specimen Volume:2 mL Collection Instructions: 1. Submit digested specimen treated with NALC/NaOH. 2. Clearly indicate on container and order form that specimen is a digested specimen. | Body fluid or nondigested respiratory specimen: 0.5 mL; Fresh tissue or bone: 5 mm; NALC-NaOH-digested specimen: 1 mL | Coccidioidomycosis is caused by the dimorphic fungi,Coccidioides immitisandCoccidioides posadasii.These organisms are endemic to the southwestern regions of the United States, northern Mexico, and areas of Central and South America, with recent literature suggests the geographic area of endemicity may be expanding over time. The gold standard for the diagnosis of coccidioidomycosis is culture of the organism from clinical specimens due to its high sensitivity. However, growth in culture may take up to several weeks, which can delay diagnosis and treatment. In addition, the propagation ofCoccidioidesspecies in the clinical laboratory is a significant safety hazard to laboratory personnel. This polymerase chain reaction method can identifyCoccidioidesspecies directly from clinical specimens, allowing for a rapid diagnosis. Fungal culture should also always be performed since it may enhance detection, and the isolate may be needed for antifungal susceptibility testing. | Not applicable | A positive result indicates presence ofCoccidioidesDNA. A negative result indicates absence of detectableCoccidioidesDNA. | This test should always be performed in conjunction with fungal culture. This rapid polymerase chain reaction assay detectsCoccidioidesnucleic acid and, therefore, does not distinguishbetween viable, disease-related organisms and transient colonizing organisms or nucleic acid persisting from old disease. Test results should be correlated with patient symptoms and clinical presentation before a definitive diagnosis is made. A negative result does not rule out the presence ofCoccidioidesor active disease because the organism may be present at levels below the limit of detection for this assay. This test does not distinguish betweenCoccidioides immitisandCoccidioides posadasii. | 1.Williams SL, Chiller T: Update on the epidemiology, diagnosis, and treatment of coccidioidomycosis. J Fungi (Basel). 2022 Jun 25;8(7):666. doi: 10.3390/jof8070666 2. Thompson GR, Ampel NM, Blair JE, et al: Controversies in the management of central nervous system coccidioidomycosis. Clin Infect Dis. 2022 Sep 10;75(4):555-559. doi: 10.1093/cid/ciac478 3. Boro R, Iyer PC, Walczak MA: Current landscape of coccidioidomycosis. J Fungi (Basel). 2022 Apr 17;8(4):413. doi: 10.3390/jof8040413 | Following specimen processing, nucleic acids are extracted, and the extract transferred to individual self-contained cuvettes for amplification using the LightCycler real-time polymerase chain reaction (PCR) platform (Roche Applied Sciences). The LightCycler is an automated instrument that amplifies and monitors the development of target nucleic acid (amplicon) after each cycle of PCR. The detection of amplicon is based on fluorescence resonance energy transfer, which utilizes hybridization probes. The presence of the specific organism nucleic acid is confirmed by performing a melting curve analysis of the amplicon.(Binnicker MJ, Buckwalter SP, Eisberner JJ, et al: Detection ofCoccidioidesspecies in clinical specimens by real-time PCR. J Clin Microbiol. 2007 Jan;45(1):173-178) | 1 to 3 days | 7 days | This test was developed and its performance characteristics determined by Mayo Clinic in a manner consistent with CLIA requirements. It has not been cleared or approved by the US Food and Drug Administration. | 87798 | Coccidioides PCR | 97916-1 | 88804 | Coccidioides PCR, Result | 97916-1
FCKTF | Cockatiel Feathers IgE |  | Enzyme Immunoassay (EIA) | Yes | Cockatiel Feathers IgE | Serum | Specimen Type:Serum Container/Tube:Red or SST Specimen Volume:0.5 mL Collection Instructions:Draw blood in a plain red-top tube(s), serum gel tube(s) is acceptable. Spin down and send 0.5 mL of serum refrigerated in a plastic vial. | 0.5 mL |  | <0.35 kU/L | Class IgE (kU/L) Comment 0 <0.35 Below Detection 1 0.35-0.69 Low Positive 2 0.70-3.49 Moderate Positive 3 3.50-17.49 Positive 4 17.50-49.99 Strong Positive 5 >49.99 Very Strong Positive |  |  |  | 4 to 7 days |  | This test was developed and its performance characteristics determined by Eurofins Viracor. It has not been cleared or approved by the U.S. Food and Drug Administration. | 86003 | Cockatiel Feathers IgE | 11167-4 | Z4051 | CLASS | 102719-2
CBUR | Cocklebur, IgE, Serum | Establishing a diagnosis of an allergy to cocklebur Defining the allergen responsible for eliciting signs and symptoms Identifying allergens: -Responsible for allergic response and/or anaphylactic episode -To confirm sensitization prior to beginning immunotherapy -To investigate the specificity of allergic reactions to insect venom allergens, drugs, or chemical allergens | Fluorescence Enzyme Immunoassay (FEIA) | Yes | Cocklebur, IgE | Serum | Collection Container/Tube: Preferred:Serum gel Acceptable:Red top Submission Container/Tube:Plastic vial Specimen Volume:0.5 mL for every 5 allergens requested Collection Instructions:Centrifuge and aliquot serum into a plastic vial. | For 1 allergen: 0.3 mL For more than 1 allergen: (0.05 mL x number of allergens) + 0.25 mL deadspace | Clinical manifestations of immediate hypersensitivity (allergic) diseases are caused by the release of proinflammatory mediators (histamine, leukotrienes, and prostaglandins) from IgE-sensitized effector cells (mast cells and basophils) when cell-bound IgE antibodies interact with an allergen. In vitro serum testing for IgE antibodies provides an indication of the immune response to allergens that may be associated with allergic disease. The allergens chosen for testing often depend upon the age of the patient, history of allergen exposure, season of the year, and clinical manifestations. In individuals predisposed to develop allergic disease, the sequence of sensitization and clinical manifestations proceed as follows: eczema and respiratory disease (rhinitis and bronchospasm) in infants and children less than 5 years due to food sensitivity (milk, egg, soy, and wheat proteins) followed by respiratory disease (rhinitis and asthma) in older children and adults due to sensitivity to inhalant allergens (dust mite, mold, and pollen inhalants). | Class,IgE kU/L,Interpretation, 0,<0.10,Negative, 0/1,0.10-0.34,Borderline/equivocal, 1,0.35-0.69,Equivocal, 2,0.70-3.49,Positive, 3,3.50-17.4,Positive, 4,17.5-49.9,Strongly positive, 5,50.0-99.9,Strongly positive, 6,> or =100,Strongly positive, | Detection of IgE antibodies in serum (class 1 or greater) indicates an increased likelihood of allergic disease as opposed to other etiologies and defines the allergens that may be responsible for eliciting signs and symptoms. The level of IgE antibodies in serum varies directly with the concentration of IgE antibodies expressed as a class score or kU/L. | Testing for IgE antibodies is not useful in patients previously treated with immunotherapy to determine if residual clinical sensitivity exists or in patients in whom the medical management does not depend upon identification of allergen specificity. Some individuals with clinically insignificant sensitivity to allergens may have measurable levels of IgE antibodies in serum, and test results must be interpreted in the clinical context. False-positive results for IgE antibodies may occur in patients with markedly elevated serum IgE (>2500 kU/L) due to nonspecific binding to allergen solid phases. | Homburger HA, Hamilton RG: Allergic diseases. In: McPherson RA, Pincus MR, eds. Henry's Clinical Diagnosis and Management by Laboratory Methods. 23rd ed. Elsevier; 2017:1057-1070 | Specific IgE from the patient's serum reacts with the allergen of interest, which is covalently coupled to an ImmunoCAP. After washing away nonspecific IgE, enzyme-labeled anti-IgE antibody is added to form a complex. After incubation, unbound anti-IgE is washed away, and the bound complex incubated with a developing agent. After stopping the reaction, the fluorescence of the eluate is measured. Fluorescence is proportional to the amount of specific IgE present in the patient's sample (ie, the higher the fluorescence value, the more IgE antibody is present).(Package insert: ImmunoCAP System Specific IgE FEIA. Phadia; Rev 06/2020) | Same day/1 to 3 days | 14 days | This test has been cleared, approved, or is exempt by the US Food and Drug Administration and is used per manufacturer's instructions. Performance characteristics were verified by Mayo Clinic in a manner consistent with CLIA requirements. | 86003 | Cocklebur, IgE | 6077-2 | CBUR | Cocklebur, IgE | 6077-2
FCAIG | Cockroach American (Periplaneta americana) IgE |  | Phadia ImmunoCAP | No | Cockroach American IgE | Serum | Specimen Type: Serum Container/Tube: Red or SST Specimen Volume: 0.5 mL Collection Instructions: Draw blood in a plain red-top tube(s), serum gel tube is acceptable. Spin down and send 0.5 mL of serum refrigerated in a plastic vial. | 0.5 mL |  | <0.35 kU/L | Class IgE (kU/L) Comment 0 <0.10 Negative 0/1 0.10 - 0.34 Equivocal/Borderline 1 0.35 - 0.69 Low Positive 2 0.70 - 3.49 Moderate Positive 3 3.50 - 17.49 High Positive 4 17.50 - 49.99 Very High Positive 5 50.00 - 99.99 Very High Positive 6 >99.99 Very High Positive |  |  |  | 3 to 6 days |  | This test was developed and its performance characteristics determined by Eurofins Viracor. It has not been cleared or approved by the U.S. Food and Drug Administration. | 86003 | Cockroach American IgE | 30170-5 | Z5630 | Class | 102991-7
COCR | Cockroach, IgE, Serum | Establishing a diagnosis of an allergy to cockroach Defining the allergen responsible for eliciting signs and symptoms Identifying allergens: -Responsible for allergic response and/or anaphylactic episode -To confirm sensitization prior to beginning immunotherapy -To investigate the specificity of allergic reactions to insect venom allergens, drugs, or chemical allergens | Fluorescence Enzyme Immunoassay (FEIA) | Yes | Cockroach, IgE | Serum | Collection Container/Tube: Preferred:Serum gel Acceptable:Red top Submission Container/Tube:Plastic vial Specimen Volume:0.5 mL for every 5 allergens requested Collection Instructions:Centrifuge and aliquot serum into a plastic vial. | For 1 allergen: 0.3 mL For more than 1 allergen: (0.05 mL x number of allergens) + 0.25 mL deadspace | Clinical manifestations of immediate hypersensitivity (allergic) diseases are caused by the release of proinflammatory mediators (histamine, leukotrienes, and prostaglandins) from IgE-sensitized effector cells (mast cells and basophils) when cell-bound IgE antibodies interact with an allergen. In vitro serum testing for IgE antibodies provides an indication of the immune response to allergens that may be associated with allergic disease. The allergens chosen for testing often depend upon the age of the patient, history of allergen exposure, season of the year, and clinical manifestations. In individuals predisposed to develop allergic disease, the sequence of sensitization and clinical manifestations proceed as follows: eczema and respiratory disease (rhinitis and bronchospasm) in infants and children less than 5 years due to food sensitivity (milk, egg, soy, and wheat proteins) followed by respiratory disease (rhinitis and asthma) in older children and adults due to sensitivity to inhalant allergens (dust mite, mold, and pollen inhalants). | Class,IgE kU/L,Interpretation, 0,<0.10,Negative, 0/1,0.10-0.34,Borderline/equivocal, 1,0.35-0.69,Equivocal, 2,0.70-3.49,Positive, 3,3.50-17.4,Positive, 4,17.5-49.9,Strongly positive, 5,50.0-99.9,Strongly positive, 6,> or =100,Strongly positive, | Detection of IgE antibodies in serum (class 1 or greater) indicates an increased likelihood of allergic disease as opposed to other etiologies and defines the allergens that may be responsible for eliciting signs and symptoms. The level of IgE antibodies in serum varies directly with the concentration of IgE antibodies expressed as a class score or kU/L. | Testing for IgE antibodies is not useful in patients previously treated with immunotherapy to determine if residual clinical sensitivity exists or in patients in whom the medical management does not depend upon identification of allergen specificity. Some individuals with clinically insignificant sensitivity to allergens may have measurable levels of IgE antibodies in serum, and test results must be interpreted in the clinical context. False-positive results for IgE antibodies may occur in patients with markedly elevated serum IgE (>2500 kU/L) due to nonspecific binding to allergen solid phases. | Homburger HA, Hamilton RG: Allergic diseases. In: McPherson RA, Pincus MR, eds. Henry's Clinical Diagnosis and Management by Laboratory Methods. 23rd ed.Elsevier; 2017:1057-1070 | Specific IgE from the patient's serum reacts with the allergen of interest, which is covalently coupled to an ImmunoCAP. After washing away nonspecific IgE, enzyme-labeled anti-IgE antibody is added to form a complex. After incubation, unbound anti-IgE is washed away, and the bound complex incubated with a developing agent. After stopping the reaction, the fluorescence of the eluate is measured. Fluorescence is proportional to the amount of specific IgE present in the patient's sample (ie, the higher the fluorescence value, the more IgE antibody is present). (Package insert: ImmunoCAP System Specific IgE FEIA. Phadia; Rev 06/2020) | Same day/1 to 3 days | 14 days | This test has been cleared, approved, or is exempt by the US Food and Drug Administration and is used per manufacturer's instructions. Performance characteristics were verified by Mayo Clinic in a manner consistent with CLIA requirements. | 86003 | Cockroach, IgE | 6078-0 | COCR | Cockroach, IgE | 6078-0
FCOCN | Coconut IgG |  | Enzyme Immunoassay (FEIA) | No | Coconut IgG | Serum | Draw blood in a plain red-top tube(s), serum gel tube(s) is acceptable. Spin down and send 0.5 mL of serum refrigerated in a plastic vial. | 0.5 mL |  | Reference ranges have not been established for food-specific IgG tests. The clinical utility of food-specific IgG tests has not been established. These tests can be used in special clinical situations to select foods for evaluation by diet elimination and challenge in patients who have food-related complaints. It should be recognized that the presence of food-specific IgG alone cannot be taken as evidence of food allergy and only indicates immunologic sensitization by the food allergen in question. This test should only be ordered by physicians who recognize the limitations of the test. |  |  |  |  | 3 to 7 days |  | This test was developed and its performance characteristics determined by Viracor Eurofins. It has not been cleared or approved by the U.S. Food and Drug Administration. | 86001 | Coconut IgG | 63084-8 | FCOCN | Coconut IgG | 63084-8
CCNT | Coconut, IgE, Serum | Establishing a diagnosis of an allergy to coconut Defining the allergen responsible for eliciting signs and symptoms Identifying allergens: -Responsible for allergic response and/or anaphylactic episode -To confirm sensitization prior to beginning immunotherapy -To investigate the specificity of allergic reactions to insect venom allergens, drugs, or chemical allergens | Fluorescence Enzyme Immunoassay (FEIA) | Yes | Coconut, IgE | Serum | Collection Container/Tube: Preferred:Serum gel Acceptable:Red top Submission Container/Tube:Plastic vial Specimen Volume:0.5 mL for every 5 allergens requested Collection Instructions:Centrifuge and aliquot serum into a plastic vial. | For 1 allergen: 0.3 mL For more than 1 allergen: (0.05 mL x number of allergens) + 0.25 mL deadspace | Clinical manifestations of immediate hypersensitivity (allergic) diseases are caused by the release of proinflammatory mediators (histamine, leukotrienes, and prostaglandins) from IgE-sensitized effector cells (mast cells and basophils) when cell-bound IgE antibodies interact with an allergen. In vitro serum testing for IgE antibodies provides an indication of the immune response to allergens that may be associated with allergic disease. The allergens chosen for testing often depend upon the age of the patient, history of allergen exposure, season of the year, and clinical manifestations. In individuals predisposed to develop allergic disease, the sequence of sensitization and clinical manifestations proceed as follows: eczema and respiratory disease (rhinitis and bronchospasm) in infants and children less than 5 years due to food sensitivity (milk, egg, soy, and wheat proteins) followed by respiratory disease (rhinitis and asthma) in older children and adults due to sensitivity to inhalant allergens (dust mite, mold, and pollen inhalants). | Class,IgE kU/L,Interpretation, 0,<0.10,Negative, 0/1,0.10-0.34,Borderline/equivocal, 1,0.35-0.69,Equivocal, 2,0.70-3.49,Positive, 3,3.50-17.4,Positive, 4,17.5-49.9,Strongly positive, 5,50.0-99.9,Strongly positive, 6,> or =100,Strongly positive, | Detection of IgE antibodies in serum (class 1 or greater) indicates an increased likelihood of allergic disease as opposed to other etiologies and defines the allergens that may be responsible for eliciting signs and symptoms. The level of IgE antibodies in serum varies directly with the concentration of IgE antibodies expressed as a class score or kU/L. | Testing for IgE antibodies is not useful in patients previously treated with immunotherapy to determine if residual clinical sensitivity exists or in patients in whom the medical management does not depend upon identification of allergen specificity. Some individuals with clinically insignificant sensitivity to allergens may have measurable levels of IgE antibodies in serum, and test results must be interpreted in the clinical context. False-positive results for IgE antibodies may occur in patients with markedly elevated serum IgE (>2500 kU/L) due to nonspecific binding to allergen solid phases. | Homburger HA, Hamilton RG: Allergic diseases. In: McPherson RA, Pincus MR, eds. Henry's Clinical Diagnosis and Management by Laboratory Methods. 23rd ed. Elsevier; 2017:1057-1070 | Specific IgE from the patient's serum reacts with the allergen of interest, which is covalently coupled to an ImmunoCAP. After washing away nonspecific IgE, enzyme-labeled anti-IgE antibody is added to form a complex. After incubation, unbound anti-IgE is washed away, and the bound complex incubated with a developing agent. After stopping the reaction, the fluorescence of the eluate is measured. Fluorescence is proportional to the amount of specific IgE present in the patient's sample (ie, the higher the fluorescence value, the more IgE antibody is present).(Package insert: ImmunoCAP System Specific IgE FEIA. Phadia; Rev 06/2020) | Same day/1 to 3 days | 14 days | This test has been cleared, approved, or is exempt by the US Food and Drug Administration and is used per manufacturer's instructions. Performance characteristics were verified by Mayo Clinic in a manner consistent with CLIA requirements. | 86003 | Coconut, IgE | 6081-4 | CCNT | Coconut, IgE | 6081-4
COD | Codfish, IgE, Serum | Establishing a diagnosis of an allergy to codfish Defining the allergen responsible for eliciting signs and symptoms Identifying allergens: -Responsible for allergic response and/or anaphylactic episode -To confirm sensitization prior to beginning immunotherapy -To investigate the specificity of allergic reactions to insect venom allergens, drugs, or chemical allergens | Fluorescence Enzyme Immunoassay (FEIA) | Yes | Codfish, IgE | Serum | Collection Container/Tube: Preferred:Serum gel Acceptable:Red top Submission Container/Tube:Plastic vial Specimen Volume:0.5 mL for every 5 allergens requested Collection Instructions:Centrifuge and aliquot serum into a plastic vial. | For 1 allergen: 0.3 mL For more than 1 allergen: (0.05 mL x number of allergens) + 0.25 mL deadspace | Clinical manifestations of immediate hypersensitivity (allergic) diseases are caused by the release of proinflammatory mediators (histamine, leukotrienes, and prostaglandins) from IgE-sensitized effector cells (mast cells and basophils) when cell-bound IgE antibodies interact with an allergen. In vitro serum testing for IgE antibodies provides an indication of the immune response to allergens that may be associated with allergic disease. The allergens chosen for testing often depend upon the age of the patient, history of allergen exposure, season of the year, and clinical manifestations. In individuals predisposed to develop allergic disease, the sequence of sensitization and clinical manifestations proceed as follows: eczema and respiratory disease (rhinitis and bronchospasm) in infants and children less than 5 years due to food sensitivity (milk, egg, soy, and wheat proteins) followed by respiratory disease (rhinitis and asthma) in older children and adults due to sensitivity to inhalant allergens (dust mite, mold, and pollen inhalants). | Class,IgE kU/L,Interpretation, 0,<0.10,Negative, 0/1,0.10-0.34,Borderline/equivocal, 1,0.35-0.69,Equivocal, 2,0.70-3.49,Positive, 3,3.50-17.4,Positive, 4,17.5-49.9,Strongly positive, 5,50.0-99.9,Strongly positive, 6,> or =100,Strongly positive, | Detection of IgE antibodies in serum (class 1 or greater) indicates an increased likelihood of allergic disease as opposed to other etiologies and defines the allergens that may be responsible for eliciting signs and symptoms. The level of IgE antibodies in serum varies directly with the concentration of IgE antibodies expressed as a class score or kU/L. | Testing for IgE antibodies is not useful in patients previously treated with immunotherapy to determine if residual clinical sensitivity exists or in patients in whom the medical management does not depend upon identification of allergen specificity. Some individuals with clinically insignificant sensitivity to allergens may have measurable levels of IgE antibodies in serum, and test results must be interpreted in the clinical context. False-positive results for IgE antibodies may occur in patients with markedly elevated serum IgE (>2500 kU/L) due to nonspecific binding to allergen solid phases. | Homburger HA, Hamilton RG: Allergic diseases. In: McPherson RA, Pincus MR, eds. Henry's Clinical Diagnosis and Management by Laboratory Methods. 23rd ed.Elsevier; 2017:1057-1070 | Specific IgE from the patient's serum reacts with the allergen of interest, which is covalently coupled to an ImmunoCAP. After washing away nonspecific IgE, enzyme-labeled anti-IgE antibody is added to form a complex. After incubation, unbound anti-IgE is washed away, and the bound complex incubated with a developing agent. After stopping the reaction, the fluorescence of the eluate is measured. Fluorescence is proportional to the amount of specific IgE present in the patient's sample (ie, the higher the fluorescence value, the more IgE antibody is present). (Package insert: ImmunoCAP System Specific IgE FEIA. Phadia; Rev 06/2020) | Same day/1 to 3 days | 14 days | This test has been cleared, approved, or is exempt by the US Food and Drug Administration and is used per manufacturer's instructions. Performance characteristics were verified by Mayo Clinic in a manner consistent with CLIA requirements. | 86003 | Codfish, IgE | 6082-2 | COD | Codfish, IgE | 6082-2
Q10 | Coenzyme Q10, Reduced and Total, Plasma | Diagnosis of primary coenzyme Q10 (CoQ10) deficiencies in some patients who are not supplemented with CoQ10 Diagnosis of CoQ10 deficiency in mitochondrial disorders Monitoring CoQ10 status during treatment of various degenerative conditions, including Parkinson and Alzheimer diseases This test isnot usefulfor distinguishing primary CoQ10 deficiencies from acquired CoQ10 deficiencies. | High-Performance Liquid Chromatography (HPLC) with Electrochemical Detection | Yes | Coenzyme Q10, Reduced and Total, P | Plasma Heparin | Patient Preparation:Fasting (8 hours) Collection Container/Tube:Green top (lithium or sodium heparin) Submission Container/Tube:Plastic vial Specimen Volume:0.5 mL Collection Instructions: 1. Immediately after collection, place specimen on wet ice. Maintain on wet ice and process within 3 hours of collection. 2. Centrifuge, aliquot plasma into plastic vial, and freeze immediately. | 0.3 mL | Coenzyme Q10 (CoQ10) is an essential cofactor in the mitochondrial respiratory chain responsible for oxidative phosphorylation where it functions as an electron carrier and acts as an antioxidant. It is found in all cell membranes and is carried by lipoproteins in the circulation. Approximately 60% of CoQ10 is associated with low-density lipoprotein (LDL), 25% with high-density lipoprotein, and 15% with other lipoproteins. CoQ10 is present in the body in both the reduced and oxidized forms, with the antioxidant activity of CoQ10 dependent on both its concentration and its reduction-oxidation (redox) status. CoQ10 deficiencies, which are clinically and genetically diverse, can occur due to defects in genes involved in the biosynthesis of ubiquinone (primary CoQ10 deficiency) or due to other causes, such as mitochondrial disorders (secondary or CoQ10 deficiency). Five major clinical phenotypes of CoQ10 deficiency have been described: -Encephalomyopathy (elevated serum creatine kinase [CK], recurrent myoglobinuria, lactic acidosis) -Cerebellar ataxia and atrophy (neuropathy, hypogonadism) -Severe multisystemic infant form (nystagmus, optic atrophy, sensorineural hearing loss, dystonia, rapidly progressing nephropathy) -Nephropathy, steroid resistant nephrotic syndrome leading to end stage kidney disease -Isolated myopathy (exercise intolerance, fatigue, elevated serum CK) Treatment with CoQ10 in patients with mitochondrial cytopathies can improve mitochondrial respiration in both brain and skeletal muscle. CoQ10 has been implicated in other disease processes, including diabetes, neurodegenerative conditions such as Parkinson and Alzheimer diseases, as well as in aging and oxidative stress. CoQ10 may also play a role in hydroxymethylglutaryl-CoA reductase inhibitor (statin) therapy and may be relevant to statin-induced myalgia. Additionally, the redox status of CoQ10 may be a useful early marker for the detection of oxidative LDL modification. | COENZYME Q10 (CoQ10) REDUCED <18 years: 320-1376 mcg/L > or =18 years: 415-1480 mcg/L CoQ10 TOTAL <18 years: 320-1558 mcg/L > or =18 years: 433-1532 mcg/L CoQ10 % REDUCED <18 years: 93-100% > or =18 years: 92-98% Miles MV, Horn PS, Tang PH, et al. Age-related changes in plasma coenzyme Q10 concentrations and redox state in apparently healthy children and adults. Clin Chim Acta. 2004;34:139-144 | Abnormal results are reported with a detailed interpretation including an overview of the results and their significance, a correlation to available clinical information provided with the specimen, differential diagnosis, and recommendations for additional testing when indicated and available. | Coenzyme Q10 is sensitive to specimen handling and transport temperature. Failure to follow the specimen handling and transportation recommendations may lead to false-positive results. | 1. Salviati L, Trevisson E, Agosto C, Doimo M, Navas P. Primary coenzyme Q10 deficiency overview. In: Adam MP, Mirzaa GM, Pagon RA, et al. eds. GeneReviews [Internet]. University of Washington, Seattle; 2017. Updated June 8, 2023. Accessed November 1, 2023. Available at www.ncbi.nlm.nih.gov/books/NBK410087/ 2. Desbats MA, Lunardi G, Doimo M, Trevisson E, Salviati L. Genetic bases and clinical manifestations of coenzyme Q10 (CoQ 10) deficiency. J Inherit Metab Dis. 2015;38(1):145-56. doi:10.1007/s10545-014-9749-9 3. Littarru GP, Tiano L. Clinical aspects of coenzyme Q10: An update. Nutrition. 2010;26:250-254 4. Hargreaves I, Heaton RA, Mantle D. Disorders of human coenzyme Q10 metabolism: An overview. Int J Mol Sci. 2020;21(18):6695. doi:10.3390/ijms21186695 5. Banach M, Serban C, Ursoniu S, et al. Statin therapy and plasma coenzyme Q10 concentrations-A systematic review and meta-analysis of placebo-controlled trials. Pharmacol Res. 2015;99:329-336. doi:10.1016/j.phrs.2015.07.008 6. Emmanuele V, Lopez LC, Berardo A, et al. Heterogeneity of coenzyme Q10 deficiency: patient study and literature review. Arch Neurol. 2012;69(8):978-983. doi:10.1001/archneurol.2012.206 | Coenzyme Q10 (CoQ10) is extracted from plasma with cold 1-propanol containing coenzyme Q9 as an internal standard. An aliquot of the lipid extract is fractionated by high-performance liquid chromatography (HPLC). The separated coenzyme Q10 reduced and coenzyme Q10 oxidized are quantified by measurement of selective coulometric response emerging from the chromatographic column.(Tang PH, Miles MV, DeGrauw A, Hershey A, Pesce A. HPLC analysis of reduced and oxidized coenzyme Q[10] in human plasma. Clin Chem. 2001;47[2]:256-265; Claessens AJ, Yeung CK, Risler LJ, Phillips BR, Himmelfarb J, Shen DD. Rapid and sensitive analysis of reduced and oxidized coenzyme Q10 in human plasma by ultra performance liquid chromatography-tandem mass spectrometry and application to studies in healthy human subjects. Ann Clin Biochem. 2016;53[Pt 2]:265-273. doi:10.1177/0004563215593097) | 3 to 5 days | 1 month | This test was developed and its performance characteristics determined by Mayo Clinic in a manner consistent with CLIA requirements. It has not been cleared or approved by the US Food and Drug Administration. | 82542 | Coenzyme Q10, Reduced and Total, P | In Process | 30159 | Interpretation | 59462-2
TQ10 | Coenzyme Q10, Total, Plasma | Diagnosis of primary coenzyme Q10 (CoQ10) deficiencies in some patients who are not supplemented with CoQ10 Monitoring patients receiving statin therapy Monitoring CoQ10 status during treatment of various degenerative conditions, including Parkinson and Alzheimer diseases Providing accurate quantitation of total CoQ10 when specimens are hemolyzed This test isnot usefulfor distinguishing primary CoQ10 deficiencies from acquired CoQ10 deficiencies. | High-Performance Liquid Chromatography (HPLC) with Electrochemical Detection | Yes | Coenzyme Q10, Total, P | Plasma Heparin | Patient Preparation:Fasting (8 hours) Collection Container/Tube:Green top (lithium or sodium heparin) Submission Container/Tube:Plastic vial Specimen Volume:0.5 mL Collection Instructions: 1. Immediately after collection, place specimen on wet ice. Maintain on wet ice and process within 3 hours of collection. 2. Centrifuge, aliquot plasma into plastic vial, and freeze immediately. | 0.3 mL | Coenzyme Q10 (CoQ10) is an essential cofactor in the mitochondrial respiratory chain responsible for oxidative phosphorylation, where it functions as an electron carrier and acts as an antioxidant. It is found in all cell membranes and is carried by lipoproteins in the circulation. Approximately 60% of CoQ10 is associated with low-density lipoprotein (LDL), 25% with high-density lipoprotein, and 15% with other lipoproteins. CoQ10 is present in the body in both the reduced and oxidized forms, with the antioxidant activity of CoQ10 dependent on both its concentration and reduction-oxidation (redox) status. CoQ10 deficiencies, which are clinically and genetically diverse, can occur due to defects in genes involved in the biosynthesis of ubiquinone (primary CoQ10 deficiency) or due to other causes, such as mitochondrial disorders (secondary CoQ10 deficiency). Five major clinical phenotypes of CoQ10 deficiency have been described: -Encephalomyopathy (elevated serum creatine kinase [CK], recurrent myoglobinuria, lactic acidosis) -Cerebellar ataxia and atrophy (neuropathy, hypogonadism) -Severe multisystemic infant form (nystagmus, optic atrophy, sensorineural hearing loss, dystonia, rapidly progressing nephropathy) -Nephropathy, steroid resistant nephrotic syndrome leading to end stage kidney disease -Isolated myopathy (exercise intolerance, fatigue, elevated serum CK) Treatment with CoQ10 in patients with mitochondrial cytopathies can improve mitochondrial respiration in both brain and skeletal muscle. CoQ10 has been implicated in other disease processes, including diabetes, neurodegenerative conditions such as Parkinson and Alzheimer diseases, as well as in aging and oxidative stress. CoQ10 may also play a role in hydroxymethylglutaryl-CoA reductase inhibitor (statin) therapy and may be relevant to statin-induced myalgia. Additionally, the redox status of CoQ10 may be a useful early marker for the detection of oxidative LDL modification. | <18 years: 320-1558 mcg/L > or =18 years: 433-1532 mcg/L Miles MV, Horn PS, Tang PH, et al. Age-related changes in plasma coenzyme Q10 concentrations and redox state in apparently healthy children and adults. Clin Chim Acta. 2004;34:139-144 | Abnormal results are reported with a detailed interpretation including an overview of the results and their significance, a correlation to available clinical information provided with the specimen, differential diagnosis, and recommendations for additional testing when indicated and available. | No significant cautionary statements | 1. Salviati L, Trevisson E, Agosto C, Doimo M, Navas P. Primary coenzyme Q10 deficiency overview. In: Adam MP, Mirzaa GM, Pagon RA, et al. eds. GeneReviews [Internet]. University of Washington, Seattle; 2017. Updated June 8, 2023. Accessed November 1, 2023. Available at www.ncbi.nlm.nih.gov/books/NBK410087/ 2. Desbats MA, Lunardi G, Doimo M, Trevisson E, Salviati L. Genetic bases and clinical manifestations of coenzyme Q10 (CoQ 10) deficiency. J Inherit Metab Dis. 2015;38(1):145-56. doi:10.1007/s10545-014-9749-9 3. Littarru GP, Tiano L. Clinical aspects of coenzyme Q10: An update. Nutrition. 2010;26:250-254 4. Hargreaves I, Heaton RA, Mantle D. Disorders of human coenzyme Q10 metabolism: An overview. Int J Mol Sci. 2020;21(18):6695. doi:10.3390/ijms21186695 5. Banach M, Serban C, Ursoniu S, et al. Statin therapy and plasma coenzyme Q10 concentrations-A systematic review and meta-analysis of placebo-controlled trials. Pharmacol Res. 2015;99:329-336. doi:10.1016/j.phrs.2015.07.008 6. Emmanuele V, Lopez LC, Berardo A, et al. Heterogeneity of coenzyme Q10 deficiency: patient study and literature review. Arch Neurol. 2012;69(8):978-983. doi:10.1001/archneurol.2012.206 | Coenzyme Q10 (CoQ10) is extracted from plasma with cold 1-propanol containing coenzyme Q9 as an internal standard. An aliquot of the lipid extract is fractionated by high-performance liquid chromatography (HPLC).(Tang PH, Miles MV, DeGrauw A, Hershey A, Pesce A. HPLC analysis of reduced and oxidized coenzyme Q[10] in human plasma. Clin Chem. 2001;47[2]:256-265; Claessens AJ, Yeung CK, Risler LJ, Phillips BR, Himmelfarb J, Shen DD. Rapid and sensitive analysis of reduced and oxidized coenzyme Q10 in human plasma by ultra performance liquid chromatography-tandem mass spectrometry and application to studies in healthy human subjects. Ann Clin Biochem. 2016;53[Pt 2]:265-273. doi:10.1177/0004563215593097) | 3 to 5 days | 1 month | This test was developed and its performance characteristics determined by Mayo Clinic in a manner consistent with CLIA requirements. It has not been cleared or approved by the US Food and Drug Administration. | 82542 | Coenzyme Q10, Total, P | 27923-2 | 36777 | Reviewed By | 18771-6
FCOFE | Coffee (Coffea spp) IgE |  | ImmunoCAP FEIA | Yes | Coffee IgE | Serum | Specimen Type:Serum Container/Tube:Red or SST Specimen Volume:0.5 mL Collection Instructions:Draw blood in a plain red-top tube(s), serum gel tube(s) is acceptable. Spin down and send 0.5 mL of serum refrigerated in a plastic vial. | 0.5 mL |  | <0.35 kU/L | Class IgE (kU/L) Comment 0 <0.10 Negative 0/1 0.1-0.34 Equivocal/Borderline 1 0.35-0.69 Low Positive 2 0.70-3.49 Moderate Positive 3 3.50-17.49 High Positive 4 17.50-49.99 Very High Positive 5 50.00-99.99 Very High Positive 6 >99.99 Very High Positive |  |  |  | 3 to 6 days |  | This test was developed and its performance characteristics determined by Eurofins Viracor. It has not been cleared or approved by the U.S. Food and Drug Administration. | 86003 | Coffee IgE | 6083-0 | Z3085 | Class | 102248-2
MG25C | COG Metaphases, >25 (Bill Only) |  | This test is for billing purposes only. This is not an orderable test. | Yes | COG Metaphases, >25 | This test is for billing purposes only. | This test is for billing purposes only. This is not an orderable test. |  |  | This test is for billing purposes only. This is not an orderable test. | [6 empty] | Not Applicable | 8826488285
ML20C | COG Metaphases, 1-19 (Bill Only) |  | This test is for billing purposes only. This is not an orderable test. | Yes | COG Metaphases, 1-19 | This test is for billing purposes only. | This test is for billing purposes only. This is not an orderable test. |  |  | This test is for billing purposes only. This is not an orderable test. | [6 empty] | Not Applicable | 88264
M25C | COG Metaphases, 20-25 (Bill Only) |  | This test is for billing purposes only. This is not an orderable test. | Yes | COG Metaphases, 20-25 | This test is for billing purposes only. | This test is for billing purposes only. This is not an orderable test. |  |  | This test is for billing purposes only. This is not an orderable test. | [6 empty] | Not Applicable | 88264
CATTR | Cold Agglutinin Titer, Serum | Detection of cold agglutinins in patients with suspected cold agglutinin disease This test isnot recommendedto diagnoseMycoplasma pneumoniaeinfections. | Titration/Red Cell Agglutination | Yes | Cold Agglutinin Titer | Serum Red | Collection Container/Tube:Red top Submission Container/Tube:Plastic vial Specimen Volume:4 mL Pediatric Volume:1 mL Collections Instructions: 1. Use a warm pack to keep specimen at 37 degrees C prior to and after collecting. 2. Allow specimen to clot at 37 degrees C. 3. Centrifuge at 37 degrees C and aliquot serum into plastic vial immediately after blood clots or within one hour of collection. 4. Do not refrigerate prior to separation of serum from red cells. | 1 mL | The cold agglutinin titer test is to be used as a tool in the evaluation of suspected cold agglutinin syndrome. In this syndrome, cold agglutinins, usually IgM with anti-I specificity, attach to the patient's erythrocytes causing a variety of symptoms. Symptoms may include chronic anemia due to premature removal of the sensitized erythrocytes from circulation by hemolysis, to acrocyanosis of the ears, fingers, or toes due to local blood stasis in the skin capillaries. | Titer results: >64: Elevated >1000: May be indicative of hemolytic anemia | Titers above 64 are considered elevated, but hemolytic anemia resulting from cold-reactive autoagglutinins rarely occurs unless the titer is 1000 or above. Titers below 1000 may be obtained when the autoantibody has a different specificity (eg, anti-i) or if the cold agglutinin is of the less-common low-titer, high-thermal-amplitude type. The test is not a direct measure of clinical significance and must be used in conjunction with other in vitro and in vivoparameters. | Normal individuals may have low levels of cold agglutinins. | Cohn CS, Delaney M, Johnson ST, Katz LM, eds:Technical Manual. 20th ed. AABB; 2020 | The titer is determined by making serial doubling dilutions of the patient's serum in 0.9% saline. Group O indicator red cells are added, and the serum-cell mixture is then incubated 60 to 120 minutes at 2 to 8 degrees C. The titer end point range is determined by hemagglutination.(Cohn CS, Delaney M, Johnson ST, Katz LM, eds:Technical Manual. 20th ed. AABB; 2020) | 1 to 3 days | 14 days | This test was developed and its performance characteristics determined by Mayo Clinic in a manner consistent with CLIA requirements. It has not been cleared or approved by the US Food and Drug Administration. | 86157 | Cold Agglutinin Titer | 14658-9 | CATTR | Cold Agglutinin Titer | In Process
COLIV | Collagen IV Immunostain, Technical Component Only | A marker of the basal lamina of capillaries and basement membranes in all organs | Immunohistochemistry (IHC) | Yes | Collagen IV IHC, Tech Only | For the initial technical component only immunohistochemical (IHC) stain performed, the appropriate bill-only test ID will be reflexed and charged (IHTOI). For each additional technical component only IHC stain performed, an additional bill-only test ID will be reflexed and charged (IHTOA). | Supplies:Immunostain Technical Only Envelope (T693) Specimen Type:Tissue Container/Tube:Immunostain Technical Only Envelope Preferred:2 Unstained positively charged glass slide (25- x 75- x 1-mm) per test ordered; sections 4-microns thick Acceptable:Formalin-fixed, paraffin-embedded tissue block |  | Collagen IV stains the basal lamina of capillaries as well as basement membrane structures in all organs. In the kidney, the antibody stains the glomerular and tubular basement membranes and mesangial cells and matrix within the glomerulus. |  | This test does not include pathologist interpretation, only technical performance of the stain. If interpretation is required, order PATHC / Pathology Consultation for a full diagnostic evaluation or second opinion of the case. The positive and negative controls are verified as showing appropriate immunoreactivity. If a control tissue is not included on the slide, a scanned image of the relevant quality control tissue is available upon request; call 855-516-8404. Interpretation of this test should be performed in the context of the patient's clinical history and other diagnostic tests by a qualified pathologist. | Age of a cut paraffin section can affect immunoreactivity. Stability thresholds vary widely among published literature and are antigen dependent. Best practice is for paraffin sections to be cut within 6 weeks. | 1. Abreu-Velez AM, Howard MS. Collagen IV in normal skin and in pathological processes. N Am J Med Sci. 2012 Jan;4(1):1-8 2. Agarwal P, Ballabh R. Expression of type IV collagen in different histological grades of oral squamous cell carcinoma: an immunohistochemical study. J Cancer Res Ther. 2013;9(2):272-275 3. Girolamo F, Errede M, Longo G, et al. Defining the role of NG2-expressing cells in experimental models of multiple sclerosis. A biofunctional analysis of the neurovascular unit in wild type and NG2 null mice. PLoS One. 2019;14(3):e0213508. doi:10.1371/journal.pone.0213508 4. Magaki S, Hojat SA, Wei B, So A, Yong WH. An introduction to the performance of Immunohistochemistry. Methods Mol Biol. 2019;1897:289-298. doi:10.1007/978-1-4939-8935-5_25 | Immunohistochemistry on sections of paraffin-embedded tissue.(Unpublished Mayo method) | 1 to 3 days | Until staining is complete. | This test has been cleared, approved, or is exempt by the US Food and Drug Administration and is used per manufacturer's instructions. Performance characteristics were verified by Mayo Clinic in a manner consistent with CLIA requirements. | 88342-TC, primary88341-TC, if additional IHC | Collagen IV IHC, Tech Only | Order only;no result | 70721 | Collagen IV IHC, Tech Only | Bill only; no result
FFTYC | Collagen Type II antibody |  | Enzyme Linked Immunosorbent Assay (ELISA) | Yes | Collagen Type II Antibodies | Serum | Collection Container/Tube: Preferred: Plain Red tube Acceptable: SST tube Submission Container/Tube:Plastic vial Specimen Volume: 3 mL Collection Instructions: 1. Draw blood in a plain, red-top tube(s) or a serum-gel tube(s). 2. Centrifuge and send 3 mL of serum refrigerated in a plastic vial. | 1 mL |  | Negative:<20 EU/mL Borderline/Equivocal:20-25 EU/mL Positive:>25 EU/mL | Anti-collagen II antibodies occur in 22% of patients with idiopathicSNHL, 30% of patients with sudden deafness and 20% of patientswith Meniereâ€™s disease. Anti-collagen II antibodies also occur inpatients with relapsing polychondritis and in rheumatoid arthritis. |  |  |  | 4 to 18 days |  | This test has been developed and performance parameters have been validated by IMMCO Diagnostics, Inc. This test has not been approved by the U.S. Food and Drug Administration (FDA); however, US FDA approval is not required for clinical use. It is not intended that clinical diagnosis and patient management decisions be made using these results alone. This test has been validated using serum samples. The manufacturer has not determined the efficacy of this test when performed on CSF, plasma, joint or pleural fluid specimens. The performance characteristics of this test were determined by IMMCO Diagnostics Inc. | 83520 | Collagen Type II Antibodies | 13879-2 | Z0911 | Collagen Type II Antibodies | 13879-2
MSCG | Collagenofibrotic Glomerulopathy Confirmation, Mass Spectrometry | Aiding in the diagnosis of collagenofibrotic glomerulopathy | Liquid Chromatography Tandem Mass Spectrometry (LC-MS/MS) | Yes | CG Confirm, LC MS | Special | Supplies:Pathology Packaging Kit (T554) Specimen Type:Formalin-fixed, paraffin-embedded kidney tissue block Collection Instructions: Do not send fixed tissue slides. Testing can only be done on paraffin-embedded tissue blocks. |  | Collagenofibrotic glomerulopathy (CG), also called collagen type III glomerulopathy, is a rare kidney disease characterized by large amounts of atypical type III collagen fibrils in the mesangium and subendothelial space of renal glomeruli. Liquid chromatography tandem mass spectrometry performed on microdissected glomeruli from patients with CG demonstrates a unique proteomic profile. The presence of type III collagen, in the appropriate clinical and pathological context, can be useful to establish a diagnosis of CG. | An interpretive report will be provided. | An interpretation will be provided. | No significant cautionary statements | 1. Chen X, Wan H, Xu W, Zhu J. Collagen type III glomerulopathy: Case report and review of the literature. Clin Nephrol. 2017;1:39-46 2. Dong J, Wei H, Han M, Guan Y, Wu Y, Li H. Collagen type III glomerulopathy: A case report and review of 20 cases. Exp Ther Med. 2015;10(4):1445-1449 3. Kurien AA, Larsen CP, Cossey N. Collagenofibrotic glomerulopathy. Clin Kidney J. 2015;8(5):543-547 4. Cohen AH. Collagen type III glomerulopathies. Adv Chronic Kidney Dis. 2012;19(2):101-106 5. Duggal R, Nada R, Rayat CS, Sakhuja V, Joshi K. Collagenofibrotic glomerulopathy - a review. Clin Kidney J. 2012;5(1):7-12 | Affected areas are removed from paraffin-embedded tissues by laser microdissection. Protein digestion is performed, followed by liquid chromatography tandem mass spectrometry.(Unpublished Mayo method) | 7 to 15 days | Until reported | This test was developed and its performance characteristics determined by Mayo Clinic in a manner consistent with CLIA requirements. It has not been cleared or approved by the US Food and Drug Administration. | 8254288380 | CG Confirm, LC MS | 65757-7 | 617020 | Addendum | 35265-8
CRMTS | Collapsin Response-Mediator Protein-5 (CRMP-5) Neuronal IgG Titer, Serum | Evaluation of neurological autoimmunity particularly that associated with small-cell lung carcinoma and thymoma Reporting an end titer result from serumspecimens | Only orderable as a reflex. For more information see: -PAVAL / Paraneoplastic, Autoantibody Evaluation, Serum -DMS2 / Dementia, Autoimmune/Paraneoplastic Evaluation, Serum -ENS2 / Encephalopathy, Autoimmune/Paraneoplastic Evaluation, Serum -EPS2 / Epilepsy, Autoimmune/Paraneoplastic Evaluation, Serum -MDS2 / Movement Disorder, Autoimmune/Paraneoplastic Evaluation, Serum -MAS1 / Myelopathy, Autoimmune/Paraneoplastic Evaluation, Serum -DYS2 / Dysautonomia, Autoimmune/Paraneoplastic Evaluation, Serum -GID2 / Gastrointestinal Dysmotility, Autoimmune/Paraneoplastic Evaluation, Serum -PVLE / Paraneoplastic Vision Loss Evaluation, Serum -AIAES / Axonal Neuropathy, Autoimmune/Paraneoplastic Evaluation, Serum Indirect Immunofluorescence Assay (IFA) | Yes | CRMP-5-IgG Titer, S | If the indirect immunofluorescence pattern suggestscollapsin response-mediator protein-5 (CRMP-5) neuronal IgG, then this test will be performed at an additional charge. | Only orderable as a reflex. For more information see: -PAVAL / Paraneoplastic, Autoantibody Evaluation, Serum -DMS2 / Dementia, Autoimmune/Paraneoplastic Evaluation, Serum -ENS2 / Encephalopathy, Autoimmune/Paraneoplastic Evaluation, Serum -EPS2 / Epilepsy, Autoimmune/Paraneoplastic Evaluation, Serum -MDS2 / Movement Disorder, Autoimmune/Paraneoplastic Evaluation, Serum -MAS1 / Myelopathy, Autoimmune/Paraneoplastic Evaluation, Serum -DYS2 / Dysautonomia, Autoimmune/Paraneoplastic Evaluation, Serum -GID2 / Gastrointestinal Dysmotility, Autoimmune/Paraneoplastic Evaluation, Serum -PVLE / Paraneoplastic Vision Loss Evaluation, Serum -AIAES / Axonal Neuropathy, Autoimmune/Paraneoplastic Evaluation, Serum | 0.6 mL | Autoantibodies specific for neurons, glia, and muscle are important serological markers of neurological autoimmunity. Most arehighly predictive of specific neoplasms that are metastatic to regional lymph nodes whendiagnosed, but usually limited in spread.(1,2) The target autoantigens identified so far include cytoplasmic and nuclear proteins and plasma membrane cation channels.(3) Collapsin response-mediator protein-5 (CRMP-5)-IgG is currently the second most common autoantibody predictive of small-cell lung carcinoma and, sometimes,occurs with thymoma. The neurological presentation of CRMP-5-IgG seropositive patients isusually multifocal and can affect any level of the neuraxis. Thepresentation frequently mimics a stroke or multiple sclerosis.Syndromic manifestations encountered with lung carcinomainclude subacute chorea, blindness, other cranial neuropathies (particularly loss of taste or smell), gastrointestinaldysmotility, myelopathy, and radiculoplexopathy. Fourteen percent of patients have thromboembolicphenomena.Seropositive patients who have thymoma (6%) usually presentwith neurological manifestations other than, or including, myastheniagravis (eg, encephalopathy,disorders of continuous muscle fiberactivity). | Only orderable as a reflex. For more information see: -PAVAL / Paraneoplastic, Autoantibody Evaluation, Serum -DMS2 / Dementia, Autoimmune/Paraneoplastic Evaluation, Serum -ENS2 / Encephalopathy, Autoimmune/Paraneoplastic Evaluation, Serum -EPS2 / Epilepsy, Autoimmune/Paraneoplastic Evaluation, Serum -MDS2 / Movement Disorder, Autoimmune/Paraneoplastic Evaluation, Serum -MAS1 / Myelopathy, Autoimmune/Paraneoplastic Evaluation, Serum -DYS2 / Dysautonomia, Autoimmune/Paraneoplastic Evaluation, Serum -GID2 / Gastrointestinal Dysmotility, Autoimmune/Paraneoplastic Evaluation, Serum -PVLE / Paraneoplastic Vision Loss Evaluation, Serum -AIAES / Axonal Neuropathy, Autoimmune/Paraneoplastic Evaluation, Serum <1:240 Note:Titers lower than 1:240 are detectable by recombinantcollapsin response-mediator protein-5 (CRMP-5) Western blot analysis. CRMP-5 Western blot analysis will be done on request on stored serum (held 4 weeks). This supplemental testing is recommended in cases of chorea, vision loss, cranial neuropathy, and myelopathy. Call 1-800-533-1710 to request CRMP-5 Western blot. Neuron-restricted patterns of IgG staining that do not fulfill criteria for CRMP-5-IgG may be reported as "unclassified antineuronal IgG." Complex patterns that include non-neuronal elements may be reported as "uninterpretable." | Detection of IgG autoantibody specific for the neuronal cytoplasmic antigen collapsin response-mediator protein-5 (CRMP-5) in a patient's serum or spinal fluid confirms that the patient's subacute neurological disorder has an autoimmune basis and predicts a small-cell lung carcinoma or thymoma with 75% to 80% certainty.(1) CRMP-5-IgG titers generally fall after the neoplasm is treated, and a rising titer is indicative of tumor persistence or recurrence. | Seronegativity does not exclude the presence of a neoplasm. Testing for a single paraneoplastic autoantibody is not a sufficient screening test for neurological autoimmunity. Collapsin response-mediator protein-5 (CRMP-5)-IgG is not detectable by immunofluorescence screening if the serum titer is low (<1:120) or if coexisting autoantibodies (either neuron-specific or nonorgan-specific such as antinuclear and antimitochondrial antibodies) are present, which precludes identification of CRMP-5-IgGwith certainty. Interfering antibodies can usually be eliminated byabsorption with liver antigens. Western blot analysis using full lengthrecombinant human CRMP-5 protein can detect CRMP-5-IgGat 1:30 dilution. An autoantibody independently named anti-CV2 is the same entity as CRMP-5-IgG. Its antigen in adult brain was erroneously reported to be oligodendrocyte-restricted and was misidentified in 1999 as CRMP-3. | 1. Yu Z, Kryzer TJ, Griesmann GE, et al: CRMP-5 neuronal autoantibody: marker of lung cancer and thymoma-related autoimmunity. Ann Neurol. 2001 Feb;49(2):146-154 2. Cross SA, Salomao DR, Parisi JE, et al: Paraneoplastic autoimmune optic neuritis with retinitis defined by CRMP-5-IgG. Ann Neurol. 2003 Jul;54(1):38-50 3. Galanis E, Frytak S, Rowland KM, et al: Neuronal autoantibody titers in the course of small-cell lung carcinoma and platinum associated neuropathy. Cancer Immunol Immunother. 1999 May-June;48(2-3):85-90 4. Vernino S, Tuite P, Adler CH, et al: Paraneoplastic chorea associated with CRMP-5 neuronal antibody and lung carcinoma. Ann Neurol. 2002 May;51(5):625-630 5. Pittock SJ, Kryzer TJ, Lennon VA: Paraneoplastic antibodies coexist and predict cancer, not neurological syndrome. Ann Neurol. 2004 Nov;56(5):715-719 6.Horta ES, Lennon VA, Lachance DH, et al: Neural autoantibody clusters aid diagnosis of cancer. Clin Cancer Res. 2014 Jul 15;20(14):3862-3869 | The patient's sample is tested by a standardized immunofluorescence assay that uses a composite frozen section of mouse cerebellum, kidney, and gut tissues. After incubation with sample and washing, fluorescein-conjugated goat-antihuman IgG is applied. Neuron-specific autoantibodies are identified by their characteristic fluorescence staining patterns. Samples that are scored positive for any neuronal nuclear or cytoplasmic autoantibody are titrated to an endpoint. Interference by coexisting non-neuron-specific autoantibodies can usually be eliminated by serologic absorption.(Honorat JA, Komorowski L, Josephs KA, et al: IgLON5 antibody: neurological accompaniments and outcomes in 20 patients. Neurol Neuroimmunol Neuroinflamm 2017 Jul 18;4(5):e385. doi: 10.1212/NXI.0000000000000385) Western blot analysis with recombinant CRMP-5 (done by specific request) may be required to confirm positive results if interfering autoantibodies are present or when the titer is below 1:120. Western blot testing will also be done by specific request. | 5 to 8 days | 28 days | This test was developed and its performance characteristics determined by Mayo Clinic in a manner consistent with CLIA requirements. It has not been cleared or approved by the US Food and Drug Administration. | 86256 | CRMP-5-IgG Titer, S | 94815-8 | 43436 | CRMP-5-IgG Titer, S | 94815-8
CRMTC | Collapsin Response-Mediator Protein-5 (CRMP-5) Neuronal IgG Titer, Spinal Fluid | Evaluation of neuroautoimmunity, particularly small-cell lung carcinoma and thymoma, in conjunction with other antineuronal antibodies Reporting an end titer result from cerebrospinal fluidspecimens | Only orderable as a reflex. For more information see: -DMC2 / Dementia, Autoimmune/Paraneoplastic Evaluation, Spinal Fluid -ENC2 / Encephalopathy, Autoimmune/Paraneoplastic Evaluation, Spinal Fluid -EPC2 / Epilepsy, Autoimmune/Paraneoplastic Evaluation, Spinal Fluid -MDC2 / Movement Disorder, Autoimmune/Paraneoplastic Evaluation, Spinal Fluid -MAC1 / Myelopathy, Autoimmune/Paraneoplastic Evaluation, Spinal Fluid Indirect Immunofluorescence Assay (IFA) | Yes | CRMP-5-IgG Titer, CSF | If the indirect immunofluorescence (IFA) pattern suggestscollapsin response-mediator protein-5 (CRMP-5) neuronal IgG, thenthis test will beperformed at an additional charge. | Only orderable as a reflex. For more information see: -DMC2 / Dementia, Autoimmune/Paraneoplastic Evaluation, Spinal Fluid -ENC2 / Encephalopathy, Autoimmune/Paraneoplastic Evaluation, Spinal Fluid -EPC2 / Epilepsy, Autoimmune/Paraneoplastic Evaluation, Spinal Fluid -MDC2 / Movement Disorder, Autoimmune/Paraneoplastic Evaluation, Spinal Fluid -MAC1 / Myelopathy, Autoimmune/Paraneoplastic Evaluation, Spinal Fluid Container/Tube:Sterile vial Specimen Volume:4 mL | 2 mL | Autoantibodies specific for neurons, glia, and muscle are important serological markers of neurological autoimmunity. Most arehighly predictive of specific neoplasms that are metastatic to regional lymph nodes whendiagnosed but usually limited in spread.(1,2) The target auto-antigens identified so far include cytoplasmic and nuclear proteinsand plasma membrane cation channels.(3) Collapsin response-mediator protein-5 (CRMP-5)-IgG is currently the second most common autoantibody predictive of small-cell lung carcinoma and, sometimes,occurs with thymoma. The neurological presentation of CRMP-5-IgG seropositive patients is usually multifocal and can affect any level of the neuraxis. The presentation frequently mimics a stroke or multiple sclerosis. Syndromic manifestations encountered with lung carcinoma include subacute chorea, blindness, other cranial neuropathies (particularly loss of taste or smell), gastrointestinaldysmotility, myelopathy, and radiculoplexopathy. Fourteen percent of patients have thromboembolicphenomena. Seropositive patients who have thymoma (6%) usuallypresent with neurological manifestations other than, or including, myasthenia gravis (eg, encephalopathy, disorders of continuousmuscle fiber activity). | Only orderable as a reflex. For more information see: -DMC2 / Dementia, Autoimmune/Paraneoplastic Evaluation, Spinal Fluid -ENC2 / Encephalopathy, Autoimmune/Paraneoplastic Evaluation, Spinal Fluid -EPC2 / Epilepsy, Autoimmune/Paraneoplastic Evaluation, Spinal Fluid -MDC2 / Movement Disorder, Autoimmune/Paraneoplastic Evaluation, Spinal Fluid -MAC1 / Myelopathy, Autoimmune/Paraneoplastic Evaluation, Spinal Fluid <1:2 Note:Titers lower than 1:2 are detectable by recombinantcollapsin response-mediator protein-5 (CRMP-5) Western blot analysis. CRMP-5 Western blot analysis will be done on request on stored spinal fluid (held 4weeks). This supplemental testing is recommended incases of chorea, vision loss, cranial neuropathy, and myelopathy. Call the Neuroimmunology Laboratory at 800-533-1710 to request CRMP-5 Western blot. Neuron-restricted patterns of IgG staining that do not fulfill criteria for CRMP-5-IgG may be reported as "unclassified anti-neuronal IgG." Complex patterns that include nonneuronal elements may be reported as "uninterpretable." | Detection of IgG autoantibody specific for the neuronal cytoplasmic antigen collapsin response-mediator protein-5 (CRMP-5) in a patient's serum or spinal fluid confirms that the patient's subacute neurological disorder has an autoimmune basis and predicts asmall-cell lung carcinoma or thymoma with 75% to 80% certainty.(1) CRMP-5-IgG titers generally fall after the neoplasm is treated, and a rising titer is indicative of tumor persistence or recurrence. | Seronegativity does not exclude the presence of a neoplasm. Testing for a single paraneoplastic autoantibody is not a sufficient screening test for neuroautoimmunity. Collapsin response-mediator protein-5 (CRMP-5)-IgG is not detectable by immunofluorescence screening if the spinal fluid titer is low (<1:2) or if coexisting autoantibodies (either neuron-specific or nonorgan-specific such as antinuclear and antimitochondrial antibodies) are present, which precludes identification of CRMP-5-IgGwith certainty. Interfering antibodies can usually be eliminated byabsorption with liver antigens. Western blot analysis using full-lengthrecombinant human CRMP-5 protein can detect CRMP-5-IgGat 1:10 dilution. An autoantibody independently named anti-CV2 is the same entity as CRMP-5-IgG. Its antigen in adult brain was erroneously reported to be oligodendrocyte-restricted and was misidentified in 1999 as CRMP-3. | 1. Yu Z, Kryzer TJ, Griesmann GE, et al: CRMP-5 neuronal autoantibody: marker of lung cancer and thymoma-related autoimmunity. Ann Neurol. 2001 Feb;49(2):146-154 2. Galanis E, Frytak S, Rowland KM, et al: Neuronal autoantibody titers in the course of small-cell lung carcinoma and platinum associated neuropathy. Cancer Immunol Immunother. 1999 May-June;48(2-3):85-90 3. Lennon VA: Calcium channel and related paraneoplastic disease autoantibodies. In: Peter JB, Schoenfeld Y, eds. Textbook of Autoantibodies. Elsevier Science Publishers, BV, The Netherlands, 1996;139-147 4. Vernino S, Tuite P, Adler CH, et al: Paraneoplastic chorea associated with CRMP-5 neuronal antibody and lung carcinoma. Ann Neuro. 2002 May;51(5):625-630 5.Pittock SJ, Kryzer TJ, Lennon VA: Paraneoplastic antibodies coexist and predict cancer, not neurological syndrome. Ann Neurol. 2004 Nov;56(5):715-719 6.Horta ES, Lennon VA, Lachance DH, et al: Neural autoantibody clusters aid diagnosis of cancer. Clin Cancer Res. 2014 Jul 15;20(14):3862-3869 | The patient's sample is tested by a standardized immunofluorescence assay that uses a composite frozen section of mouse cerebellum, kidney, and gut tissues. After incubation with sample and washing, fluorescein-conjugated goat-antihuman IgG is applied. Neuron-specific autoantibodies are identified by their characteristic fluorescence staining patterns. Samples that are scored positive for any neuronal nuclear or cytoplasmic autoantibody are titrated to an endpoint. Interference by coexisting non-neuron-specific autoantibodies can usually be eliminated by serologic absorption.(Honorat JA, Komorowski L, Josephs KA, et al: IgLON5 antibody: neurological accompaniments and outcomes in 20 patients. Neurol Neuroimmunol Neuroinflamm 2017 Jul 18;4(5):e385. doi: 10.1212/NXI.0000000000000385) Western blot analysis with recombinant CRMP-5 (done by specific request) may be required to confirm positive results if interfering autoantibodies are present or when the titer is below 1:2. | 5 to 8 days | 28 days | This test was developed and its performance characteristics determined by Mayo Clinic in a manner consistent with CLIA requirements. It has not been cleared or approved by the US Food and Drug Administration. | 86256 | CRMP-5-IgG Titer, CSF | 94706-9 | 43445 | CRMP-5-IgG Titer, CSF | 94706-9
CRMWS | Collapsin Response-Mediator Protein-5-IgG, Western Blot, Serum | Evaluation of cases of chorea, vision loss, cranial neuropathy and myelopathy | Western Blot | Yes | CRMP-5-IgG Western Blot, S | Serum | Collection Container/Tube: Preferred:Red top Acceptable:Serum gel Submission Container/Tube:Plastic vial Specimen Volume:1.5 mL Collection Instructions:Centrifuge and aliquot serum into a plastic vial. | 1 mL | Autoantibodies specific for neurons and muscle are important serological markers of neurological autoimmunity. Most are highly predictive of specific neoplasms that are metastatic when diagnosed,but usually limited in spread to regional lymph nodes and adjacent structures.(1-4) Collapsin response-mediator protein-5 (CRMP-5) is highly expressed in small-cell lung carcinomas (SCLC), in neurons throughout the adult central and peripheral nervous systems, and in a subset of glial cells.(1) In Western blot analyses the native antigen is a 62-kDa protein (recombinant human CRMP-5 is 68-kDa).(1) CRMP-5-IgG(also known as anti-CV-2)(4,5) is a more common autoantibody accompaniment of SCLC than antineuronal nuclear antibodies-1 (ANNA-1; anti-Hu) and sometimes occurs with thymoma. The neurological presentation of CRMP-5 seropositive patients is usually multifocal, and can affect any level of the neuraxis. Neurological presentations that suggest a CRMP-5-IgG-related syndrome include subacute chorea or cranial neuropathy (particularly loss of vision, taste, or smell), dementia, myelopathy and gastrointestinal dysmotility in a patient with risk factors for lung cancer, or encephalopathy or neuromuscular hyperexcitability in a patient with serological or clinical evidence of myasthenia gravis.(1) Fourteen percent of patients havethromboembolic phenomena. Seropositive patients who have thymoma usually present with other myasthenia gravis neurological manifestations (eg, encephalopathy, disorders of continuous muscle fiber activity).(3) CRMP-5-IgG is defined in serum or spinal fluid (CSF) by its characteristic immunofluorescence (IF) staining pattern on a mixed tissue substrate of adult mouse central and peripheral neurons. However, CRMP-5-IgG is not detectable by standard IF screening if the titer is low (serum <1:240; CSF <1:2) or if coexisting autoantibodies, either neuron-specific or nonorgan-specific antinuclear and antimitochondrial antibodies, preclude identification of CRMP-5-IgG with certainty. In these situations, CRMP-5-IgG may be detected by Western blot analysis. | Negative | A positive result confirms that a patient's subacute neurological disorder has an autoimmune basis, and is likely to be associated with a small-cell lung carcinoma (SCLC) or thymoma, which may be occult.(1,2) A positive result has a predictive value of 90% for neoplasm (77% SCLC, 6% thymoma).(1) Seropositivity is found in approximately 3% of patients who have SCLC with limited metastasis without evidence of neurological autoimmunity.(6) Clinical-serological correlations have not yet been established for children. Western blot analysis is indicated when interfering nonorgan-specific or coexisting neuron-specific autoantibodies in serum or spinal fluid preclude unambiguous detection of CRMP-5-IgG by indirect immunofluorescence assay, or when the immunofluorescence assay is negative in a patient whose neurological presentation suggests a CRMP-5-IgG-related syndrome. | Seronegativity does not exclude the presence of a neoplasm. | 1. Yu Z, Kryzer TJ, Griesmann GE, et al: CRMP-5 neuronal autoantibody: marker of lung cancer and thymoma-related autoimmunity. Ann Neurol 2001 February;49(2):146-154 2. Vernino S, Tuite P, Adler CH, et al: Paraneoplastic chorea associated with CRMP-5 neuronal antibody and lung carcinoma. Ann Neurol 2002 May;51(5):625-630 3.Vernino S, Lennon VA: Autoantibody profiles and neurological correlations of thymoma. Clin Cancer Res 2004;10(21):7270-7275 4.Galanis E, Frytak S, Rowland KM Jr, et al: Neuronal autoantibody titers in the course of small cell lung carcinoma and platinum associated neuropathy. Cancer Immunol Immunother 1999 May-June;48(2-3):85 5.Klein CJ: Autoimmune-mediated peripheral neuropathies and autoimmune painInHandbook of Clinical Neurology; Autoimmune Neurology. Edited by SJ Pittock, A Vincent.Elsevier; 2016 pp 417-446 | Western blot is performed on denatured full-length recombinant human collapsin response-mediator protein-5 (CRMP-5), reduced and subjected to electrophoresis on10%polyacrylamide gel. IgG is detected autoradiographically by enhanced chemiluminescence.(Yu Z, Kryzer TJ, Griesmann GE, et al: CRMP-5 neuronal autoantibody: marker of lung cancer and thymoma-related autoimmunity. Ann Neurol 2001 February;49[2]:146-154; Dubey D, Jitprapaikulsan J, Bi H, et al: Amphiphysin-IgG autoimmune neuropathy: A recognizable clinicopathologic syndrome. Neurology 2019 Oct 17 pii: 10.1212/WNL.0000000000008472. doi: 10.1212/WNL.0000000000008472) | 5 to 10 days | 28 days | This test was developed and its performance characteristics determined by Mayo Clinic in a manner consistent with CLIA requirements. It has not been cleared or approved by the US Food and Drug Administration. | 84182 | CRMP-5-IgG Western Blot, S | 47401-5 | 83107 | CRMP-5-IgG Western Blot, S | 47401-5
CRMWC | Collapsin Response-Mediator Protein-5-IgG, Western Blot, Spinal Fluid |  | Western Blot | Yes | CRMP-5-IgG Western Blot, CSF | CSF | Container/Tube:Sterile vial Specimen Volume:3 mL | 2 mL | Autoantibodies specific for neurons and muscle are important serological markers of neurological autoimmunity. Most are highly predictive of specific neoplasms that are metastatic when diagnosed, but usually limited in spread to regional lymph nodes and adjacent structures.(1-4) Collapsin response-mediator protein-5 (CRMP-5) is highly expressed in small-cell lung carcinomas (SCLC), in neurons throughout the adult central and peripheral nervous systems, and in a subset of glial cells.(1) In Western blot analyses, the native antigen is a 62-kDa protein (recombinant human CRMP-5 is 68 kDa).(1) CRMP-5-IgG(also known as "anti-CV-2")(4,5) is a more common autoantibody accompaniment of SCLC than antineuronal nuclear antibodies-1 (ANNA-1; anti-Hu) and sometimes occurs with thymoma. The neurological presentation of CRMP-5 seropositive patients is usually multifocal, and can affect any level of the neuraxis. Neurological presentations that suggest a CRMP-5-IgG-related syndrome include subacute chorea or cranial neuropathy (particularly loss of vision, taste, or smell), dementia, myelopathy and gastrointestinal dysmotility in a patient with risk factors for lung cancer, or encephalopathy or neuromuscular hyperexcitability in a patient with serological or clinical evidence of myasthenia gravis.(1) Fourteen percent of patients havethromboembolic phenomena. Seropositive patients who have thymoma usually present with other myasthenia gravis neurological manifestations (eg, encephalopathy, disorders of continuous muscle fiber activity).(3) CRMP-5-IgG is defined in serum or spinal fluid (CSF) by its characteristic immunofluorescence (IF) staining pattern on a mixed tissue substrate of adult mouse central and peripheral neurons. However, CRMP-5-IgG is not detectable by standard IF screening if the titer is low (serum <1:240; CSF <1:2) or if coexisting autoantibodies, either neuron-specific or nonorgan-specific antinuclear and antimitochondrial antibodies, preclude identification of CRMP-5-IgG with certainty. In these situations, CRMP-5-IgG may be detected by Western blot analysis. | Negative | A positive result confirms that a patient's subacute neurological disorder has an autoimmune basis and is likely to be associated with a small-cell lung carcinoma (SCLC) or thymoma, which may be occult.(1,2) A positive result has a predictive value of 90% for neoplasm (77% SCLC, 6% thymoma).(1) Seropositivity is found in approximately 3% of patients who have SCLC with limited metastasis without evidence of neurological autoimmunity.(6) Clinical-serological correlations have not yet been established for children. | Seronegativity does not exclude the presence of a neoplasm. | 1. Yu Z, Kryzer TJ, Griesmann GE, et al: CRMP-5 neuronal autoantibody: marker of lung cancer and thymoma-related autoimmunity. Ann Neurol 2001 February;49(2):146-154 2. Vernino S, Tuite P, Adler CH, et al: Paraneoplastic chorea associated with CRMP-5 neuronal antibody and lung carcinoma. Ann Neurol 2002 May;51(5):625-630 3. Vernino S, Lennon VA: Autoantibody profiles and neurological correlations of thymoma. Clin Cancer Res 2004;10(21):7270-7275 4.Galanis E, Frytak S, Rowland KM Jr, et al: Neuronal autoantibody titers in the course of small cell lung carcinoma and platinum associated neuropathy. Cancer Immunol Immunother 1999 May-June;48(2-3):85-90 5.Klein CJ: Autoimmune-mediated peripheral neuropathies and autoimmune painInHandbook of Clinical Neurology; Autoimmune Neurology. Edited by SJ Pittock, A Vincent. Elsevier; 2016 pp 417-446 | Western blot is performed on denatured full-length recombinant human collapsin response-mediator protein-5 (CRMP-5), reduced and subjected to electrophoresis on 10% polyacrylamide gel. IgG is detected autoradiographically by enhanced chemiluminescence.(Yu Z, Kryzer TJ, Griesmann GE, et al: CRMP-5 neuronal autoantibody: marker of lung cancer and thymoma-related autoimmunity. Ann Neurol 2001 February;49[2]:146-154; Dubey D, Jitprapaikulsan J, Bi H, et al: Amphiphysin-IgG autoimmune neuropathy: A recognizable clinicopathologic syndrome. Neurology 2019 Oct 17 pii: 10.1212/WNL.0000000000008472. doi: 10.1212/WNL.0000000000008472) | 5 to 10 days | 28 days | This test was developed and its performance characteristics determined by Mayo Clinic in a manner consistent with CLIA requirements. It has not been cleared or approved by the US Food and Drug Administration. | 84182 | CRMP-5-IgG Western Blot, CSF | 53707-6 | 21747 | CRMP-5-IgG Western Blot, CSF | 53707-6
CMITO | Combined Mitochondrial Full Genome and Nuclear Gene Panel, Varies | Diagnosing mitochondrial disease that results from variants in either nuclear-encoded genes or the mitochondrial genome A second-tier test for patients in whom previous targeted gene variant analyses for specific mitochondrial disease-related genes were negative Identifying variants known to be associated with mitochondrial disease, allowing for predictive testing of at-risk family members | Sequence Capture and Targeted Next-Generation Sequencing (NGS) followed by Polymerase Chain Reaction (PCR) and Sanger Sequencing | Yes | Combined mtDNA+Nuclear Gene Panel | If skin biopsy is received, fibroblast culture will be added at an additional charge. If viable cells are not obtained, the client will be notified. | Patient Preparation:A previous bone marrow transplant from an allogenic donor will interfere with whole blood or dried blood spot testing. For instructions for testing patients who have received a bone marrow transplant, call 800-533-1710 Submit only 1 of the following specimens: Specimen Type:Whole blood Container/Tube:Lavender top (EDTA) or yellow top (ACD) Specimen Volume:3 mL Collection Instructions: 1. Invert several times to mix blood. 2. Send whole blood specimen in original tube.Do not aliquot. Specimen Stability Information:Ambient (preferred) 4 days/Refrigerated 4 days Specimen Type: Skin biopsy Supplies: Fibroblast Biopsy Transport Media (T115) Container/Tube: Sterile container with any standard cell culture media (eg, minimal essential media, RPMI 1640). The solution should be supplemented with 1% penicillin and streptomycin. Specimen Volume: 4-mm punch Specimen Stability Information: Refrigerated (preferred)/Ambient Additional Information:A separate culture charge will be assessed under CULFB / Fibroblast Culture for Biochemical or Molecular Testing. An additional 3 to 4 weeks is required to culture fibroblasts before genetic testing can occur. SpecimenType: Cultured fibroblast Container/Tube: T-25 flask SpecimenVolume: 2 Flasks CollectionInstructions: Submit confluent cultured fibroblast cells from a skin biopsy from another laboratory. Cultured cells from a prenatal specimen will not be accepted. Specimen Stability Information: Ambient (preferred)/Refrigerated (<24 hours) Additional Information:A separate culture charge will be assessed under CULFB / Fibroblast Culture for Biochemical or Molecular Testing. An additional 3 to 4 weeks is required to culture fibroblasts before genetic testing can occur. | Whole blood: 1 mL; Skin biopsy or cultured fibroblasts: See Specimen Required | The mitochondrion occupies a unique position in eukaryotic biology. It is the site of energy metabolism, and it is the sole subcellular organelle that is composed of proteins derived from 2 genomes, mitochondrial and nuclear. A group of hereditary disorders due to variants in either the mitochondrial genome or nuclear mitochondrial genes have been well characterized. The diagnosis of mitochondrial disease can be particularly challenging as the presentation can occur at any age, involve virtually any organ system, and be associated with widely varying severities. Due to the considerable overlap in the clinical phenotypes of various mitochondrial disorders, it is often difficult to distinguish these specific inherited disorders without genetic testing. This test utilizes massively parallel sequencing, also termed next-generation sequencing (NGS), to analyze 221 nuclear-encoded genes implicated in mitochondrial disease and to determine the exact sequence of the entire 16,569 base-pair mitochondrial genome. The utility of this test is to assist in the diagnosis of mitochondrial diseases that result from variants in both nuclear encoded genes and in the mitochondrial genome. Those diseases involving nuclear genes include disorders of mitochondrial protein synthesis, coenzyme Q10 biosynthesis, respiratory chain complexes, and mitochondrial DNA (mtDNA) maintenance (ie, mtDNA depletion disorders). Disorders of the mitochondrial genome include those caused by point alterations, such as mitochondrial encephalomyopathy, lactic acidosis, stroke-like episodes (MELAS), myoclonic epilepsy with ragged red fibers (MERRF), mitochondrial myopathy (MM), neurogenic muscle weakness, ataxia, and retinitis pigmentosa (NARP), Leigh syndrome, Leber hereditary optic neuropathy (LHON), and chronic progressive external ophthalmoplegia (CPEO). In addition to the detection of single base changes with these disorders, large deletions, such as those associated with Kearns-Sayre or Pearson syndromes, are also detected. In contrast to variants in nuclear genes, which are present in either 0, 1, or 2 copies, mitochondrial variants can be present in any fraction of the total organelles, a phenomenon known as heteroplasmy. Typically, the severity of disease presentation is a function of the degree of heteroplasmy. Individuals with a higher fraction of altered mitochondria present with more severe disease than those with lower percentages of altered alleles. The sensitivity for the detection of altered alleles in a background of wild-type (or normal) mitochondrial sequences by NGS is approximately 10%. | An interpretive report will be provided. | All detected variants are evaluated according to American College of Medical Genetics and Genomics recommendations.(1-2) Variants are classified based on known, predicted, or possible pathogenicity and reported with interpretive comments detailing their potential or known significance. | Clinical Correlations: Test results should be interpreted in the context of clinical findings, family history, and other laboratory data. Misinterpretation of results may occur if the information provided is inaccurate or incomplete. If testing was performed because of a clinically significant family history, it is often useful to first test an affected family member. Detection of a reportable variant in an affected family member would allow for more informative testing of at-risk individuals. To discuss the availability of additional testing options or for assistance in the interpretation of these results, contact the Mayo Clinic Laboratories genetic counselors at 800-533-1710. Technical Limitations: Next-generation sequencing may not detect all types of genomic variants. In rare cases, false-negative or false-positive results may occur. The depth of coverage may be variable for some target regions; assay performance below the minimum acceptable criteria or for failed regions will be noted. Given these limitations, negative results do not rule out the diagnosis of a genetic disorder. If a specific clinical disorder is suspected, evaluation by alternative methods can be considered. There may be regions of genes that cannot be effectively evaluated by sequencing or deletion and duplication analysis as a result of technical limitations of the assay, including regions of homology, high guanine-cytosine (GC) content, and repetitive sequences. Confirmation of select reportable variants will be performed by alternate methodologies based on internal laboratory criteria. This test is validated to detect 95% of deletions up to 75 base pairs (bp) and insertions up to 47 bp. Deletions-insertions (delins) of 40 or more bp, including mobile element insertions, may be less reliably detected than smaller delins. Deletion/Duplication Analysis: This analysis targets single and multi-exon deletions/duplications; however, in some instances single exon resolution cannot be achieved due to isolated reduction in sequence coverage or inherent genomic complexity. Balanced structural rearrangements (such as translocations and inversions) may not be detected. This test is not designed to detect low levels of mosaicism or to differentiate between somatic and germline variants. If there is a possibility that any detected variant is somatic, additional testing may be necessary to clarify the significance of results. Genes may be added or removed based on updated clinical relevance. For detailed information regarding gene-specific performance and technical limitations, see Method Description or contact a laboratory genetic counselor. If the patient has had an allogeneic hematopoietic stem cell transplant or a recent heterologous blood transfusion, results may be inaccurate due to the presence of donor DNA. Call Mayo Clinic Laboratories for instructions for testing patients who have received a bone marrow transplant. Reclassification of Variants: Currently, it is not standard practice for the laboratory to systematically review previously classified variants on a regular basis. The laboratory encourages healthcare providers to contact the laboratory at any time to learn how the classification of a particular variant may have changed over time. Due to broadening genetic knowledge, it is possible that the laboratory may discover new information of relevance to the patient. Should that occur, the laboratory may issue an amended report. Variant Evaluation: Evaluation and categorization of variants are performed using published American College of Medical Genetics and Genomics and the Association for Molecular Pathology recommendations as a guideline.(1) Other gene-specific guidelines may also be considered. Variants are classified based on known, predicted, or possible pathogenicity and reported with interpretive comments detailing their potential or known significance. Variants classified as benign or likely benign are not reported. Multiple in silico evaluation tools may be used to assist in the interpretation of these results. The accuracy of predictions made by in silico evaluation tools is highly dependent upon the data available for a given gene, and periodic updates to these tools may cause predictions to change over time. Results from in silico evaluation tools should be interpreted with caution and professional clinical judgment. Rarely, incidental or secondary findings may implicate another predisposition or presence of active disease. These findings will be carefully reviewed to determine whether they will be reported. | 1. Richards S, Aziz N, Bale S, et al. Standards and guidelines for the interpretation of sequence variants: a joint consensus recommendation of the American College of Medical Genetics and Genomics and the Association for Molecular Pathology. Genet Med. 2015;17(5):405-424 2. McCormick EM, Lott MT, Dulik MC, et al. Specifications of the ACMG/AMP standards and guidelines for mitochondrial DNA variant interpretation. Hum Mutat. 2020;41(12):2028-2057 3. Munnich A, Rotig A, Cormier-Daire V, Rustin P. Clinical presentation of respiratory chain deficiency. In: Valle D, Antonarakis S, Ballabio A, Beaudet AL, Mitchell GA, eds. The Online Metabolic and Molecular Basis of Inherited Disease. McGraw-Hill; 2019. Accessed March 8, 2024. Available at https://ommbid.mhmedical.com/content.aspx?bookid=2709&sectionid=225086827 4. Wallace DC, Lott MT, Brown MD, Kerstann K. Mitochondria and neuro-ophthalmologic diseases. In: Valle D, Antonarakis S, Ballabio A, Beaudet AL, Mitchell GA, eds. The Online Metabolic and Molecular Basis of Inherited Disease. McGraw-Hill; 2019. Accessed March 8, 2024. Available at https://ommbid.mhmedical.com/content.aspx?bookid=2709&sectionid=225088522 5. Wong LJ. Molecular genetics of mitochondrial disorders. Dev Disabil Res Rev. 2010;16(2):154-162 6. Barca E, Long Y, Cooley V, et al. Mitochondrial disease in North America: An analysis of the NAMDC Registry. Neurol Genet. 2020;6(2):e402 | Next-generation sequencing (NGS) and/or Sanger sequencing are performed to test for the presence of variants in coding regions and intron/exon boundaries of the genes analyzed, as well as some other regions that have known disease-causing variants. The human genome reference GRCh37/hg19 build was used for sequence read alignment. At least 99% of the bases are covered at a read depth over 30X. Sensitivity is estimated to be over 99% for single nucleotide variants, over 94% for deletions-insertions (delins) less than 40 base pairs (bp), and over 95% for deletions up to 75 bp and insertions up to 47 bp. NGS and/or a polymerase chain reaction-based quantitative method is performed to test for the presence of deletions and duplications in the genes analyzed. There may be regions of genes that cannot be effectively evaluated by sequencing or deletion and duplication analysis as a result of technical limitations of the assay, including regions of homology, high guanine-cytosine (GC) content, and repetitive sequences. SeeTargeted Genes and Methodology Details for Combined Mitochondrial Full Genome and Nuclear Gene Panel, Variesfor details regarding the targeted genes analyzed for each test and specific gene regions not routinely covered.(Unpublished Mayo method) Confirmation of select reportable variants may be performed by alternate methodologies based on internal laboratory criteria. NGS is also used to test for the presence of variants within the mitochondrial genome (includes 13 protein coding genes, 22 transfer RNA genes and 2 ribosomal RNA genes) and to determine the mitochondrial haplogroup of the patient. Large deletions within the mitochondrial genome are first detected by gel electrophoresis (as size-shifted polymerase chain reaction bands), and the locations of the deletions in the mitochondrial DNA are then determined from the NGS data. The haplogroup is computed using the software package HaploGrep and PhyloTree.(Kloss-Brandstatter A, Pacher D, Schonherr S, et al. HaploGrep: a fast and reliable algorithm for automatic classification of mitochondrial DNA haplogroups. Hum Mutat. 2011;32[1]:25-32; van Oven M, Kayser M. Updated comprehensive phylogenetic tree of global human mitochondrial DNA variation. Hum Mutat. 2009;30[2]:E386-E394. Available at www.phylotree.org) Genes analyzed:AARS2, ABAT, ABCB7, ACACA, ACAD9, ACO2, AFG3L2, AGK, AIFM1, ALDH3A2, APOPT1(COA8), APTX, ATP5F1A, ATP5F1E, ATPAF2, AUH, BCS1L, BOLA3, C12orf65(MTRFR), CA5A, CARS2, CHAT, CHCHD10, CLPP, COA5, COA6, COA8(APOPT1), COASY, COQ2, COQ4, COQ6, COQ7, COQ8A, COQ8B, COQ9, COX10, COX14, COX15, COX20, COX4I1, COX4I2, COX6A1, COX6A2, COX6B1, COX7B, COX8A, CPT1C, CYC1, D2HGDH, DARS2, DGUOK, DLAT, DLD, DNA2, DNAJC19, DNM1L, EARS2, ELAC2, ETFA, ETFB, ETFDH, ETHE1, FARS2, FASTKD2, FBXL4, FDX2, FDXR, FH, FOXRED1, FXN, GAMT, GARS1, GCDH, GDAP1, GFER, GFM1, GFM2, GLYCTK, GPT2, GTPBP3, HARS2, HIBCH, HK1, HSPD1, IARS2, IBA57, IDH2, INF2, ISCU, L2HGDH, LARS2, LIAS, LRPPRC, LYRM4, LYRM7, MARS2, MFF, MGME1, MICU1, MPC1, MPV17, MRPL3, MRPL44, MRPS16, MRPS2, MRPS22, MRPS7, MSTO1, MTFMT, MTO1, MTPAP, MTRFR(C12orf65), NARS2, NBAS, NDUFA1, NDUFA10, NDUFA11, NDUFA12, NDUFA13, NDUFA2, NDUFA4, NDUFA9, NDUFAF1, NDUFAF2, NDUFAF3, NDUFAF4, NDUFAF5, NDUFAF6, NDUFB3, NDUFB9, NDUFS1, NDUFS2, NDUFS3, NDUFS4, NDUFS6, NDUFS7, NDUFS8, NDUFV1, NDUFV2, NFU1, NR2F1, NUBPL, OGDH, OPA1, OPA3, OXCT1, PANK2, PARS2, PC, PCK2, PDHA1, PDHB, PDHX, PDP1, PDSS1, PDSS2, PET100, PNKD, PNPT1, POLG, POLG2, PTRH2, PUS1, QARS1, RARS1, RARS2, RMND1, RNASEH1, RRM2B, RTN4IP1, SACS, SARS2, SCO1, SCO2, SDHAF1, SERAC1, SFXN4, SLC19A3, SLC25A1, SLC25A12, SLC25A19, SLC25A22, SLC25A26, SLC25A3, SLC25A4, SLC25A42, SLC25A46, SLC52A2, SLC9A6, SOD1, SPG7, SUCLA2, SUCLG1, SUGCT, SURF1, TACO1, TAFAZZIN(TAZ), TARS2, TAZ (TAFAZZIN), TFAM, TIMM8A, TK2, TMEM126A, TMEM126B, TMEM70, TOP3A, TPK1, TRIT1, TRMT10C, TRMU, TRNT1, TSFM, TTC19, TUFM, TWNK, TYMP, UQCC2, UQCRB, UQCRC2, UQCRQ, VARS2, WDR45, XPNPEP3, YARS2and mitochondrial genome | 28 to 42 days | Whole blood: 2 weeks (if available); Extracted DNA: 3 months; Cultured fibroblasts: 1 month | This test was developed and its performance characteristics determined by Mayo Clinic in a manner consistent with CLIA requirements. It has not been cleared or approved by the US Food and Drug Administration. | 814608144081465 | Combined mtDNA+Nuclear Gene Panel | 86206-0 | 617114 | Disclaimer | 62364-5
CMIL | Common Millet, IgE, Serum | Establishing a diagnosis of an allergy to common millet Defining the allergen responsible for eliciting signs and symptoms Identifying allergens: -Responsible for allergic response and/or anaphylactic episode -To confirm sensitization prior to beginning immunotherapy -To investigate the specificity of allergic reactions to insect venom allergens, drugs, or chemical allergens | Fluorescence Enzyme Immunoassay (FEIA) | Yes | Common Millet, IgE | Serum | Collection Container/Tube: Preferred:Serum gel Acceptable:Red top Submission Container/Tube:Plastic vial Specimen Volume:0.5 mL for every 5 allergens requested Collection Instructions:Centrifuge and aliquot serum into a plastic vial. | For 1 allergen: 0.3 mL For more than 1 allergen: (0.05 mL x number of allergens) + 0.25 mL deadspace | Clinical manifestations of immediate hypersensitivity (allergic) diseases are caused by the release of proinflammatory mediators (histamine, leukotrienes, and prostaglandins) from IgE-sensitized effector cells (mast cells and basophils) when cell-bound IgE antibodies interact with an allergen. In vitro serum testing for IgE antibodies provides an indication of the immune response to allergens that may be associated with allergic disease. The allergens chosen for testing often depend upon the age of the patient, history of allergen exposure, season of the year, and clinical manifestations. In individuals predisposed to develop allergic disease, the sequence of sensitization and clinical manifestations proceed as follows: eczema and respiratory disease (rhinitis and bronchospasm) in infants and children less than 5 years due to food sensitivity (milk, egg, soy, and wheat proteins) followed by respiratory disease (rhinitis and asthma) in older children and adults due to sensitivity to inhalant allergens (dust mite, mold, and pollen inhalants). | Class,IgE kU/L,Interpretation, 0,<0.10,Negative, 0/1,0.10-0.34,Borderline/equivocal, 1,0.35-0.69,Equivocal, 2,0.70-3.49,Positive, 3,3.50-17.4,Positive, 4,17.5-49.9,Strongly positive, 5,50.0-99.9,Strongly positive, 6,> or =100,Strongly positive, | Detection of IgE antibodies in serum (class 1 or greater) indicates an increased likelihood of allergic disease as opposed to other etiologies and defines the allergens that may be responsible for eliciting signs and symptoms. The level of IgE antibodies in serum varies directly with the concentration of IgE antibodies expressed as a class score or kU/L. | Testing for IgE antibodies is not useful in patients previously treated with immunotherapy to determine if residual clinical sensitivity exists or in patients in whom the medical management does not depend upon identification of allergen specificity. Some individuals with clinically insignificant sensitivity to allergens may have measurable levels of IgE antibodies in serum, and test results must be interpreted in the clinical context. False-positive results for IgE antibodies may occur in patients with markedly elevated serum IgE (>2500 kU/L) due to nonspecific binding to allergen solid phases. | Homburger HA, Hamilton RG: Allergic diseases. In: McPherson RA, Pincus MR, eds. Henry's Clinical Diagnosis and Management by Laboratory Methods. 23rd ed.Elsevier; 2017:1057-1070 | Specific IgE from the patient's serum reacts with the allergen of interest, which is covalently coupled to an ImmunoCAP. After washing away nonspecific IgE, enzyme-labeled anti-IgE antibody is added to form a complex. After incubation, unbound anti-IgE is washed away, and the bound complex incubated with a developing agent. After stopping the reaction, the fluorescence of the eluate is measured. Fluorescence is proportional to the amount of specific IgE present in the patient's sample (ie, the higher the fluorescence value, the more IgE antibody is present). (Package insert: ImmunoCAP System Specific IgE FEIA. Phadia; Rev 06/2020) | Same day/1 to 3 days | 14 days | This test has been cleared, approved, or is exempt by the US Food and Drug Administration and is used per manufacturer's instructions. Performance characteristics were verified by Mayo Clinic in a manner consistent with CLIA requirements. | 86003 | Common Millet, IgE | 6175-4 | CMIL | Common Millet, IgE | 6175-4
REED | Common Reed, IgE, Serum | Establishing a diagnosis of an allergy to common reed Defining the allergen responsible for eliciting signs and symptoms Identifying allergens: -Responsible for allergic response and/or anaphylactic episode -To confirm sensitization prior to beginning immunotherapy -To investigate the specificity of allergic reactions to insect venom allergens, drugs, or chemical allergens | Fluorescence Enzyme Immunoassay (FEIA) | Yes | Common Reed, IgE | Serum | Collection Container/Tube: Preferred:Serum gel Acceptable:Red top Submission Container/Tube:Plastic vial Specimen Volume:0.5 mL for every 5 allergens requested Collection Instructions:Centrifuge and aliquot serum into a plastic vial. | For 1 allergen: 0.3 mL For more than 1 allergen: (0.05 mL x number of allergens) + 0.25 mL deadspace | Clinical manifestations of immediate hypersensitivity (allergic) diseases are caused by the release of proinflammatory mediators (histamine, leukotrienes, and prostaglandins) from IgE-sensitized effector cells (mast cells and basophils) when cell-bound IgE antibodies interact with an allergen. In vitro serum testing for IgE antibodies provides an indication of the immune response to allergens that may be associated with allergic disease. The allergens chosen for testing often depend upon the age of the patient, history of allergen exposure, season of the year, and clinical manifestations. In individuals predisposed to develop allergic disease, the sequence of sensitization and clinical manifestations proceed as follows: eczema and respiratory disease (rhinitis and bronchospasm) in infants and children less than 5 years due to food sensitivity (milk, egg, soy, and wheat proteins) followed by respiratory disease (rhinitis and asthma) in older children and adults due to sensitivity to inhalant allergens (dust mite, mold, and pollen inhalants). | Class,IgE kU/L,Interpretation, 0,<0.10,Negative, 0/1,0.10-0.34,Borderline/equivocal, 1,0.35-0.69,Equivocal, 2,0.70-3.49,Positive, 3,3.50-17.4,Positive, 4,17.5-49.9,Strongly positive, 5,50.0-99.9,Strongly positive, 6,> or =100,Strongly positive, | Detection of IgE antibodies in serum (class 1 or greater) indicates an increased likelihood of allergic disease as opposed to other etiologies and defines the allergens that may be responsible for eliciting signs and symptoms. The level of IgE antibodies in serum varies directly with the concentration of IgE antibodies expressed as a class score or kU/L. | Testing for IgE antibodies is not useful in patients previously treated with immunotherapy to determine if residual clinical sensitivity exists or in patients in whom the medical management does not depend upon identification of allergen specificity. Some individuals with clinically insignificant sensitivity to allergens may have measurable levels of IgE antibodies in serum, and test results must be interpreted in the clinical context. False-positive results for IgE antibodies may occur in patients with markedly elevated serum IgE (>2500 kU/L) due to nonspecific binding to allergen solid phases. | Homburger HA, Hamilton RG: Allergic diseases. In: McPherson RA, Pincus MR, eds. Henry's Clinical Diagnosis and Management by Laboratory Methods. 23rd ed. Elsevier; 2017:1057-1070 | Specific IgE from the patient's serum reacts with the allergen of interest, which is covalently coupled to an ImmunoCAP. After washing away nonspecific IgE, enzyme-labeled anti-IgE antibody is added to form a complex. After incubation, unbound anti-IgE is washed away, and the bound complex incubated with a developing agent. After stopping the reaction, the fluorescence of the eluate is measured. Fluorescence is proportional to the amount of specific IgE present in the patient's sample (ie, the higher the fluorescence value, the more IgE antibody is present).(Package insert: ImmunoCAP System Specific IgE FEIA. Phadia; Rev 06/2020) | Same day/1 to 3 days | 14 days | This test has been cleared, approved, or is exempt by the US Food and Drug Administration and is used per manufacturer's instructions. Performance characteristics were verified by Mayo Clinic in a manner consistent with CLIA requirements. | 86003 | Common Reed, IgE | 6855-1 | REED | Common Reed, IgE | 6855-1
CO4D | Complement 4d Immunostain, Technical Component Only | Identification of antibody-mediated transplant rejection | Immunohistochemistry (IHC) | Yes | Complement 4d IHC, Tech Only | For the initial technical component only immunohistochemical (IHC) stain performed, the appropriate bill-only test ID will be reflexed and charged (IHTOI). For each additional technical component only IHC stain performed, an additional bill-only test ID will be reflexed and charged (IHTOA). | Supplies:Immunostain Technical Only Envelope (T693) Specimen Type:Tissue Container/Tube:Immunostain Technical Only Envelope Preferred:2 Unstained positively charged glass slide (25- x 75- x 1-mm) per test ordered; sections 4-microns thick. Acceptable:Formalin-fixed, paraffin-embedded tissue block |  | Complement 4d (C4d) is a split product resulting from complement activation. The deposition of C4d on the walls of peritubular capillaries in kidney allografts or capillaries in cardiac allografts has been associated with antibody-mediated transplant rejection. |  | This test does not include pathologist interpretation, only technical performance of the stain. If interpretation is required, order PATHC / Pathology Consultation for a full diagnostic evaluation or second opinion of the case. The positive and negative controls are verified as showing appropriate immunoreactivity. If a control tissue is not included on the slide, a scanned image of the relevant quality control tissue is available upon request; call 855-516-8404. Interpretation of this test should be performed in the context of the patient's clinical history and other diagnostic tests by a qualified pathologist. | Age of a cut paraffin section can affect immunoreactivity. Stability thresholds vary widely among published literature and are antigen-dependent. Best practice is for paraffin sections to be cut within 6 weeks. | 1. Roden AC, Maleszewski JJ, Yi ES, et al. Reproducibility of complement 4d deposition by immunofluorescence and immunohistochemistry in lung allograft biopsies.J Heart Lung Transplant. 2014;33(12):1223-1232. doi:10.1016/j.healun.2014.06.006 2. Miller DV, Roden AC, Gamez JD, Tazelaar HD. Detection of C4d deposition in cardiac allografts: a comparative study of immunofluorescence and immunoperoxidase methods.Arch Pathol Lab Med. 2010;134(11):1679-1684. doi:10.1043/2009-0511-OAR1.1 3. Troxell ML, Lanciault C: Practical applications in immunohistochemistry: Evaluation of rejection and infection in organ transplantation.Arch Pathol Lab Med. 2016;140(9):910-925. doi:10.5858/arpa.2015-0275-CP 4. Magaki S, Hojat SA, Wei B, So A, Yong WH. An introduction to the performance of Immunohistochemistry. Methods Mol Biol. 2019;1897:289-298. doi:10.1007/978-1-4939-8935-5_25 | Immunohistochemistry on sections of paraffin-embedded tissue.(Unpublished Mayo method) | 1 to 3 days | Until staining is complete. | This test has been cleared, approved, or is exempt by the US Food and Drug Administration and is used per manufacturer's instructions. Performance characteristics were verified by Mayo Clinic in a manner consistent with CLIA requirements. | 88342-TC, primary88341-TC, if additional IHC | Complement 4d IHC, Tech Only | Order only;no result | 70720 | Complement 4d IHC, Tech Only | Bill only; no result
C1Q | Complement C1q, Serum | Assessment of an undetectable total complement (CH50) level Diagnosing congenital C1 (first component of complement) deficiency Diagnosing acquired deficiency of C1 inhibitor | Nephelometry | Yes | Complement C1q, S | Serum | Patient Preparation:Fasting for 12 hours Container/Tube: Preferred:Red top Acceptable:Serum gel Submission Container/Tube:Plastic vial Specimen Volume:1 mL Collection Instructions:Centrifuge and aliquot serum into plastic vial | 0.5 mL | The first component of complement (C1) is composed of 3 subunits designated as C1q, C1r, and C1s. C1q recognizes and binds to immunoglobulin complexed to antigen and initiates the complement cascade. Congenital deficiencies of any of the early complement components (C1, C2, C4) results in an inability to clear immune complexes. Inherited deficiency of C1 is rare. Like the more common C2 deficiency, C1 deficiency is associated with increased incidence of immune complex disease (systemic lupus erythematosus, polymyositis, glomerulonephritis, and Henoch-Schonlein purpura). Low C1 levels have also been reported in patients with abnormal immunoglobulin levels (Bruton and common variable hypogammaglobulinemia and severe combined immunodeficiency). This is most likely due to increased catabolism. The measurement of C1q is an indicator of the amount of C1 present. | 12-22 mg/dL | An undetectable C1q in the presence of an absent total complement (CH50) and normal C2, C3, and C4 suggests a congenital C1 (first component of complement) deficiency. A low C1q in combination with a low C1 inhibitor and low C4 suggests an acquired C1 inhibitor deficiency. | This is a different assay than C1q binding, which is an assay forcirculating immune complexes. | 1. Stegert M, Bock M, Trendelenburg M: Clinical presentation of human C1q deficiency: How much of a lupus? Mol Immunol. 2015 Sep;67(1):3-11 2. Tangye SG, Al-Herz W, Bousfiha A, et al: Human inborn errors of immunity: 2022 update on the classification from the International Union of Immunological Societies Expert Committee. J Clin Immunol. 2022 Oct;42(7):1473-1507 3. Beurskens FJ, van Schaarenburg RA, Trouw LA: C1q, antibodies and anti-C1q autoantibodies. Mol Immunol. 2015 Nov;68(1):6-13 | Nephelometry and anti- C1q antiserum are used to quantitate the C1q antigen level.(Instruction manual: Siemens Nephelometer II. Siemens, Inc; Version 2.3, 2008; Addendum to the Instruction Manual 2.3, 08/2017) | 2 to 5 days | 14 days | This test was developed and its performance characteristics determined by Mayo Clinic in a manner consistent with CLIA requirements. It has not been cleared or approved by the US Food and Drug Administration. | 86160 | Complement C1q, S | 4478-4 | C1Q | Complement C1q, S | 4478-4
C3 | Complement C3, Serum | Assessing disease activity in systemic lupus erythematosus Investigating an undetectable total complement (CH50) level | Nephelometry | Yes | Complement C3, S | Serum | Collection Container/Tube: Preferred:Serum gel Acceptable:Red top Submission Container/Tube:Plastic vial Specimen Volume:1 mL Collection Instructions:Centrifuge and aliquot serum into a plastic vial. | 0.5 mL | The complement system is an integral part of the body's immune defenses. It can be activated via immune complexes (classic pathway) or by bacterial polysaccharides (alternative pathway).The primary complement pathway consists of recognition (Clq, Clr, Cls), activation (C4, C2, C3), and attack (C5, C6, C7, C8, C9) mechanisms with respect to their role in antibody-mediated cytolysis. C3 activation involves cleavage by C3 convertase into C3a and C3b. When immune complexes are not involved, the alternate method of complement activation initiates the reactant sequence at C3, bypassing C1, C4, and C2. Severe recurrent bacterial infections occur in patients with homozygous C3 deficiency and in those patients with low levels of C3 secondary to the absence of C3b activator. Decreased C3 may be associated with acute glomerulonephritis, membranoproliferative glomerulonephritis, immune complex disease, active systemic lupus erythematosus, septic shock, and end-stage liver disease. | 75-175 mg/dL | A decrease in C3 levels to the abnormal range is consistent with disease activation in systemic lupus erythematosus. | The results are dependent on appropriate specimen transport andstorage. | 1.Willrich MAV, Braun KMP, Moyer AM, Jeffrey DH, Frazer-Abel A: Complement testing in the clinical laboratory. Crit Rev Clin Lab Sci. 2021 Nov;58(7):447-478. doi: 10.1080/10408363.2021.19072972 2. Wong EKS, Kavanagh D: Diseases of complement dysregulation-an overview. Semin Immunopathol. 2018 Jan;40(1):49-64. doi: 10.1007/s00281-017-0663-8 3. Prohaszka Z, Kirschfink M, Frazer-Abel A: Complement analysis in the era of targeted therapeutics. Mol Immunol. 2018 Oct;102:84-88. doi: 10.1016/j.molimm.2018.06.001 4. Brodszki N, Frazer-Abel A, Grumach AS, et al: European Society for Immunodeficiencies (ESID) and European Reference Network on Rare Primary Immunodeficiency, Autoinflammatory and Autoimmune Diseases (ERN RITA) Complement Guideline: Deficiencies, Diagnosis, and Management. J Clin Immunol. 2020 May;40(4):576-591. doi: 10.1007/s10875-020-00754-1 | C3 is measured by immunonephelometry. Antiserum to C3 is mixed with patient serum, the light scatter resulting from the antibody interaction with C3 is measured, and the signal is compared to standard concentrations of C3.(Instruction manual: Siemens Nephelometer II Operations. Siemens, Inc; Version 2.4, 07/2019; Addendum to the Instruction Manual 2.3, 08/2017) | Same day/1 to 2 days | 14 days | This test has been cleared, approved, or is exempt by the US Food and Drug Administration and is used per manufacturer's instructions. Performance characteristics were verified by Mayo Clinic in a manner consistent with CLIA requirements. | 86160 | Complement C3, S | 4485-9 | C3 | Complement C3, S | 4485-9
C4 | Complement C4, Serum | Investigating an undetectable total complement (CH50) Confirming hereditary angioedema (with low C1 inhibitor) Assessing disease activity in systemic lupus erythematosus, proliferative glomerulonephritis, rheumatoid arthritis, and autoimmune hemolytic anemia | Nephelometry | Yes | Complement C4, S | Serum | Collection Container/Tube: Preferred:Serum gel Acceptable:Red top Submission Container/Tube:Plastic vial Specimen Volume:1 mL Collection Instructions:Centrifuge and aliquot serum into a plastic vial. | 0.5 mL | The complement system is an integral part of the immune defenses. It can be activated via immune complexes (classic pathway) or by bacterial polysaccharides (alternative pathway). The classic complement pathway consists of recognition, (C1q, C1r, C1s), activation (C2, C3, C4), and attack (C5, C6, C7, C8, C9) mechanisms with respect to their role in antibody-mediated cytolysis. C4 is one of the activation proteins of the classic pathway. In the absence of C4, immune complexes will not be cleared by C3 activation peptides, but bacterial infections can still be defended via the alternative pathway. C4 may be decreased in systemic lupus erythematosus, early glomerulonephritis, immune complex disease, cryoglobulinemia, hereditary angioedema, and congenital C4 deficiency. | 14-40 mg/dL | C4 levels will be decreased in acquired autoimmune disorders, in the active phase of lupus erythematosus, and in rheumatoid arthritis. An undetectable C4 level (with normal C3) suggests a congenital C4 deficiency. Levels will be increased in patients with autoimmune hemolytic anemia. | The results are dependent on appropriate specimen transport. | 1.Willrich MAV, Braun KMP, Moyer AM, Jeffrey DH, Frazer-Abel A: Complement testing in the clinical laboratory. Crit Rev Clin Lab Sci. 2021 Nov;58(7):447-478. doi: 10.1080/10408363.2021.19072972 2. Wong EKS, Kavanagh D: Diseases of complement dysregulation-an overview. Semin Immunopathol. 2018 Jan;40(1):49-64. doi: 10.1007/s00281-017-0663-8 3. Prohaszka Z, Kirschfink M, Frazer-Abel A: Complement analysis in the era of targeted therapeutics. Mol Immunol. 2018 Oct;102:84-88. doi: 10.1016/j.molimm.2018.06.001 4. Brodszki N, Frazer-Abel A, Grumach AS, et al: European Society for Immunodeficiencies (ESID) and European Reference Network on Rare Primary Immunodeficiency, Autoinflammatory and Autoimmune Diseases (ERN RITA) Complement Guideline: Deficiencies, Diagnosis, and Management. J Clin Immunol. 2020 May;40(4):576-591. doi: 10.1007/s10875-020-00754-1 | C4 is measured by immunonephelometry. Antiserum to C4 is mixed with patient serum, the light scatter resulting from the antibody interaction with C4 is measured, and the signal is compared to standard concentrations of C4.(Instruction manual: Siemens Nephelometer II Operations. Siemens, Inc; Version 2.4, 07/2019; Addendum to the Instruction Manual 2.3, 08/2017) | 1 to 2 days | 14 days | This test has been cleared, approved, or is exempt by the US Food and Drug Administration and is used per manufacturer's instructions. Performance characteristics were verified by Mayo Clinic in a manner consistent with CLIA requirements. | 86160 | Complement C4, S | 4498-2 | C4 | Complement C4, S | 4498-2
COM | Complement, Total, Serum | Detection of individuals with an ongoing immune process First-tier screening test for congenital complement deficiencies | Automated Liposome Lysis Assay | Yes | Complement, Total, S | Serum Red | Patient Preparation:Fasting preferred. Supplies:Sarstedt Aliquot Tube, 5 mL (T914) Collection Container/Tube:Red top (serum gel/SST arenotacceptable) Submission Container/Tube:Plastic vial Specimen Volume:1 mL Collection Instructions: 1. Immediately after specimen collection, place the tube on wet ice. 2. After sample has clotted on wet ice, centrifuge at 4 degrees C and aliquot serum into 5 mL plastic vial. 3. Within 30 minutes of centrifugation, freeze specimen. Sample must be placed on dry ice if not frozen immediately. | 0.5 mL | Complement (C) proteins are components of the innate immune system. There are 3 pathways to complement activation: the classical pathway, the alternative (or properdin) pathway, and the lectin (or mannan-binding lectin) pathway. The classical pathway of the complement system is composed of a series of proteins that are activated in response to the presence of immune complexes. A single IgM molecule or two IgG molecules are sufficient to trigger activation of the recognition complex initiated by C1q. The activation process triggers a cascade that includes an amplification loop. The amplification loop is mediated by C3, with cleavage of a series of proteins, and results in three main end products: anaphylatoxins which promote inflammation (C3a, C5a); opsonization peptides that are chemotactic for neutrophils (C3b) and facilitate phagocytosis; and the membrane attack complex (MAC), which promotes cell lysis. The absence of early components (C1, C2, C3, C4) of the complement cascade results in the inability of immune complexes to activate the cascade. Patients with deficiencies of the early complement proteins are unable to generate the peptides that are necessary to clear immune complexes and to attract neutrophils or to generate lytic activity. These patients have increased susceptibility to infections with encapsulated microorganisms. They may also have symptoms that suggest autoimmune disease; complement deficiency may be an etiologic factor in the development of autoimmune disease. Patients with deficiencies of the late complement proteins (C5, C6, C7, C8, and C9) are unable to form the MAC and may have increased susceptibility to neisserial infections. Undetectable complement levels are found in patients with specific component deficiencies. Decreased complement levels are found in infectious and autoimmune diseases due to fixation and consumption of complement. | 30-75 U/mL | Low levels of total complement (total hemolytic complement) may occur during infections, disease exacerbation in patients with systemic lupus erythematosus, and in patients with immune complex diseases such as glomerulonephritis. Undetectable levels suggest the possibility of a complement component deficiency. Individual complement component assays are useful to identify the specific deficiency. | Because this is a functional assay, the results are dependent onappropriate specimen transport and storage. | 1. Daha MR. Role of complement in innate immunity and infections. Crit Rev Immunol. 2010;30(1):47-52. doi:10.1615/critrevimmunol.v30.i1.30 2. Prohaszka Z, Varga L, Fust G. The use of 'real-time' complement analysis to differentiate atypical haemolytic uraemic syndrome from other forms of thrombotic microangiopathies. Br J Haematol. 2012;158(3):424-425. doi:10.1111/j.1365-2141.2012.09168.x 3. Cataland SR, Holers VM, Geyer S, Yang S, Wu HM. Biomarkers of terminal complement activation confirm the diagnosis of aHUS and differentiate aHUS from TTP. Blood. 2014;123(24):3733-3738. doi:10.1182/blood-2013-12-547067 4. Frazer-Abel A, Sepiashvili L, Mbughuni MM, Willrich MA. Overview of laboratory testing and clinical presentations of complement deficiencies and dysregulation. Adv Clin Chem. 2016;77:1-75. doi:10.1016/bs.acc.2016.06.001 | An automated method is performed using liposomes as the target for the serum complement system. Dinitrophenyl (DNP)-labeled liposomes are sensitized with antibody to DNP. Serum complement causes lysis and release of entrapped glucose-6-phosphate dehydrogenase. Glucose-6-phosphate dehydrogenase reacts with glucose-6-phosphate and nicotinamide adenine dinucleotide (NAD[+]). NAD(+) is then reduced to NADH, and the conversion is measured at 340 nm. The assay correlates with the total complement assay based on sheep red blood cell lysis, has lower variability, and is simpler to perform.(Package insert: Fujifilm Autokit CH50. Fujifilm Wako Pure Chemical Corporation; 04/2018; Yamamoto S, Kubotsu K, Kida M, et al. Automated homogeneous liposome-based assay system for total complement activity. Clin Chem. 1995;41(4):586-590) | 1 to 2 days | 14 days | This test has been cleared, approved, or is exempt by the US Food and Drug Administration and is used per manufacturer's instructions. Performance characteristics were verified by Mayo Clinic in a manner consistent with CLIA requirements. | 86162 | Complement, Total, S | 4532-8 | COM | Complement, Total, S | 4532-8
CBC | Complete Blood Cell Count (CBC) with Differential, Blood | Screening tool to confirm a hematologic disorder, to establish or rule out a diagnosis, to detect an unsuspected hematologic disorder, or to monitor effects of radiation or chemotherapy | RF/DC (Radio Frequency/Direct Current) Detection/Hydrodynamic Focusing (DC Detection), Flow Cytometry (Using a Semiconductor Laser)/Sodium Lauryl Sulfate (SLS) Hemoglobin | Yes | CBC with Differential, B | A morphology evaluation is performed at an additional charge when the automated 5-part differential is invalid or when abnormal results are identified upon microscopic examination. | Container/Tube:Lavender top (EDTA) Specimen Volume:3 mL | 1.5 mL | RBCs, WBCs, and platelets are produced in the bone marrow and released into the peripheral blood. The primary function of the RBC is to deliver oxygen to tissues. WBCs are key components of the immune system. Platelets play a vital role in blood clotting. Mean corpuscular volume (MCV) is a measure of the size of the average RBC. Anemias are characterized as microcytic (MCV <80), macrocytic (MCV >100), or normocytic. The red cell distribution width (RDW) is a measure of the degree of variation in RBC size (anisocytosis). RDW may be helpful in distinguishing between some anemias. For example, iron deficiency anemia is characterized by a high RDW, while thalassemia is characterized by a low RDW. These counts are used as clinical guides in the diagnosis or monitoring of many diseases. | RED BLOOD CELL COUNT (RBC) Males: 0-14 days: 4.10-5.55 x 10(12)/L 15 days-4 weeks: 3.16-4.63 x 10(12)/L 5 weeks-7 weeks: 3.02-4.22 x 10(12)/L 8 weeks-5 months: 3.43-4.80 x 10(12)/L 6 months-23 months: 4.03-5.07 x 10(12)/L 24 months-35 months: 3.89-4.97 x 10(12)/L 3-5 years: 4.00-5.10 x 10(12)/L 6-10 years: 4.10-5.20 x 10(12)/L 11-14 years: 4.20-5.30 x 10(12)/L 15-17 years: 4.30-5.70 x 10(12)/L Adults: 4.35-5.65 x 10(12)/L Females: 0-14 days: 4.12-5.74 x 10(12)/L 15 days-4 weeks: 3.32-4.80 x 10(12)/L 5 weeks-7 weeks: 2.93-3.87 x 10(12)/L 8 weeks-5 months: 3.45-4.75 x 10(12)/L 6 months-23 months: 3.97-5.01 x 10(12)/L 24 months-35 months: 3.84-4.92 x 10(12)/L 3-5 years: 4.00-5.10 x 10(12)/L 6-10 years: 4.10-5.20 x 10(12)/L 11-14 years: 4.10-5.10 x 10(12)/L 15-17 years: 3.80-5.00 x 10(12)/L Adults: 3.92-5.13 x 10(12)/L HEMOGLOBIN Males: 0-14 days: 13.9-19.1 g/dL 15 days-4 weeks: 10.0-15.3 g/dL 5 weeks-7 weeks: 8.9-12.7 g/dL 8 weeks-5 months: 9.6-12.4 g/dL 6 months-23 months: 10.1-12.5 g/dL 24 months-35 months: 10.2-12.7 g/dL 3-5 years: 11.4-14.3 g/dL 6-8 years: 11.5-14.3 g/dL 9-10 years: 11.8-14.7 g/dL 11-14 years: 12.4-15.7 g/dL 15-17 years: 13.3-16.9 g/dL Adults: 13.2-16.6 g/dL Females: 0-14 days: 13.4-20.0 g/dL 15 days-4 weeks: 10.8-14.6 g/dL 5 weeks-7 weeks: 9.2-11.4 g/dL 8 weeks-5 months: 9.9-12.4 g/dL 6 months-35 months: 10.2-12.7 g/dL 3-5 years: 11.4-14.3 g/dL 6-8 years: 11.5-14.3 g/dL 9-10 years: 11.8-14.7 g/dL 11-17 years: 11.9-14.8 g/dL Adults: 11.6-15.0 g/dL HEMATOCRIT Males: 0-14 days: 39.8-53.6% 15 days-4 weeks: 30.5-45.0% 5 weeks-7 weeks: 26.8-37.5% 8 weeks-5 months: 28.6-37.2% 6 months-23 months: 30.8-37.8% 24 months-35 months: 31.0-37.7% 3-7 years: 34-42% 8-11 years: 35-43% 12-15 years: 38-47% 16-17 years: 40-50% Adults: 38.3-48.6% Females: 0-14 days: 39.6-57.2% 15 days-4 weeks: 32.0-44.5% 5 weeks-7 weeks: 27.7-35.1% 8 weeks-5 months: 29.5-37.1% 6 months-23 months: 30.9-37.9% 24 months-35 months: 31.2-37.8% 3-7 years: 34-42% 8-17 years: 35-43% Adults: 35.5-44.9% MEAN CORPUSCULAR VOLUME (MCV) Males: 0-14 days: 91.3-103.1 fL 15 days-4 weeks: 89.4-99.7 fL 5 weeks-7 weeks: 84.3-94.2 fL 8 weeks-5 months: 74.1-87.5 fL 6 months-23 months: 69.5-81.7 fL 24 months-35 months: 71.3-84.0 fL 3-5 years: 77.2-89.5 fL 6-11 years: 77.8-91.1 fL 12-14 years: 79.9-93.0 fL 15-17 years: 82.5-98.0 fL Adults: 78.2-97.9 fL Females: 0-14 days: 92.7-106.4 fL 15 days-4 weeks: 90.1-103.0 fL 5 weeks-7 weeks: 83.4-96.4 fL 8 weeks-5 months: 74.8-88.3 fL 6 months-23 months: 71.3-82.6 fL 24 months-35 months: 72.3-85.0 fL 3-5 years: 77.2-89.5 fL 6-11 years: 77.8-91.1 fL 12-14 years: 79.9-93.0 fL 15-17 years: 82.5-98.0 fL Adults: 78.2-97.93 fL RED CELL DISTRIBUTION WIDTH (RDW) Males: 0-14 days: 14.8-17.0% 15 days-4 weeks: 14.3-16.8% 5 weeks-7 weeks: 13.8-16.1% 8 weeks-5 months: 12.4-15.3% 6 months-23 months: 12.9-15.6% 24 months-35 months: 12.5-14.9% 3-5 years: 11.3-13.4% 6-17 years: 11.4-13.5% Adults: 11.8-14.5% Females: 0-14 days: 14.6-17.3% 15 days-4 weeks: 14.4-16.2% 5 weeks-7 weeks: 13.6-15.8% 8 weeks-5 months: 12.2-14.3% 6 months-23 months: 12.7-15.1% 24 months-35 months: 12.4-14.9% 3-5 years: 11.3-13.4% 6-17 years: 11.4-13.5% Adults: 12.2-16.1% WHITE BLOOD CELL COUNT (WBC) Males: 0-14 days: 8.0-15.4 x 10(9)/L 15 days-4 weeks: 7.8-15.9 x 10(9)/L 5 weeks-7 weeks: 8.1-15.0 x 10(9)/L 8 weeks-5 months: 6.5-13.3 x 10(9)/L 6 months-23 months: 6.0-13.5 x 10(9)/L 24 months-35 months: 5.1-13.4 x 10(9)/L 3-5 years: 4.4-12.9 x 10(9)/L 6-17 years: 3.8-10.4 x 10(9)/L Adults: 3.4-9.6 x 10(9)/L Females: 0-14 days: 8.2-14.6 x 10(9)/L 15 days-4 weeks: 8.4-14.4 x 10(9)/L 5 weeks-7 weeks: 7.1-14.7 x 10(9)/L 8 weeks-5 months: 6.0-13.3 x 10(9)/L 6 months-23 months: 6.5-13.0 x 10(9)/L 24 months-35 months: 4.9-13.2 x 10(9)/L 3-5 years: 4.4-12.9 x 10(9)/L 6-17 years: 3.8-10.4 x 10(9)/L Adults: 3.4-9.6 x 10(9)/L PLATELETS Males: 0-14 days: 218-419 x 10(9)/L 15 days-4 weeks: 248-586 x 10(9)/L 5 weeks-7 weeks: 229-562 x 10(9)/L 8 weeks-5 months: 244-529 x 10(9)/L 6 months-23 months: 206-445 x 10(9)/L 24 months-35 months: 202-403 x 10(9)/L 3-5 years: 187-445 x 10(9)/L 6-9 years: 187-400 x 10(9)/L 10-13 years: 177-381 x 10(9)/L 14-17 years: 139-320 x 10(9)/L Adults: 135-317 x 10(9)/L Females: 0-14 days: 144-449 x 10(9)/L 15 days-4 weeks: 279-571 x 10(9)/L 5 weeks-7 weeks: 331-597 x 10(9)/L 8 weeks-5 months: 247-580 x 10(9)/L 6 months-23 months: 214-459 x 10(9)/L 24 months-35 months: 189-394 x 10(9)/L 3-5 years: 187-445 x 10(9)/L 6-9 years: 187-400 x 10(9)/L 10-13 years: 177-381 x 10(9)/L 14-17 years: 158-362 x 10(9)/L Adults: 157-371 x 10(9)/L NEUTROPHILS Males: 0-14 days: 1.60-6.06 x 10(9)/L 15 days-4 weeks: 1.18-5.45 x 10(9)/L 5 weeks-7 weeks: 0.83-4.23 x 10(9)/L 8 weeks-5 months: 0.97-5.45 x 10(9)/L 6 months-23 months: 1.19-7.21 x 10(9)/L 24 months-35 months: 1.54-7.92 x 10(9)/L 3-5 years: 1.60-7.80 x 10(9)/L 6-16 years: 1.40-6.10 x 10(9)/L 17 years: 1.80-7.20 x 10(9)/L Adults: 1.56-6.45 x 10(9)/L Females: 0-14 days: 1.73-6.75 x 10(9)/L 15 days-4 weeks: 1.23-4.80 x 10(9)/L 5 weeks-7 weeks: 1.00-4.68 x 10(9)/L 8 weeks-5 months: 1.04-7.20 x 10(9)/L 6 months-23 months: 1.27-7.18 x 10(9)/L 24 months-35 months: 1.60-8.29 x 10(9)/L 3-5 years: 1.60-7.80 x 10(9)/L 6-14 years: 1.50-6.50 x 10(9)/L 15-17 years: 2.00-7.40 x 10(9)/L Adults: 1.56-6.45 x 10(9)/L LYMPHOCYTES Males: 0-14 days: 2.07-7.53 x 10(9)/L 15 days-4 weeks: 2.11-8.38 x 10(9)/L 5 weeks-7 weeks: 2.47-7.95 x 10(9)/L 8 weeks-5 months: 2.45-8.89 x 10(9)/L 6 months-23 months: 1.56-7.83 x 10(9)/L 24 months-35 months: 1.13-5.52 x 10(9)/L 3-5 years: 1.60-5.30 x 10(9)/L 6-11 years: 1.40-3.90 x 10(9)/L 12-17 years: 1.00-3.20 x 10(9)/L Adults: 0.95-3.07 x 10(9)/L Females: 0-14 days: 1.75-8.00 x 10(9)/L 15 days-4 weeks: 2.42-8.20 x 10(9)/L 5 weeks-7 weeks: 2.29-9.14 x 10(9)/L 8 weeks-5 months: 2.14-8.99 x 10(9)/L 6 months-23 months: 1.52-8.09 x 10(9)/L 24 months-35 months: 1.25-5.77 x 10(9)/L 3-5 years: 1.60-5.30 x 10(9)/L 6-11 years: 1.40-3.90 x 10(9)/L 12-17 years: 1.00-3.20 x 10(9)/L Adults: 0.95-3.07 x 10(9)/L MONOCYTES Males: 0-14 days: 0.52-1.77 x 10(9)/L 15 days-4 weeks: 0.28-1.38 x 10(9)/L 5 weeks-7 weeks: 0.28-1.05 x 10(9)/L 8 weeks-5 months: 0.28-1.07 x 10(9)/L 6 months-23 months: 0.25-1.15 x 10(9)/L 24 months-35 months: 0.19-0.94 x 10(9)/L 3-5 years: 0.30-0.90 x 10(9)/L 6-17 years: 0.20-0.80 x 10(9)/L Adults: 0.26-0.81 x 10(9)/L Females: 0-14 days: 0.57-1.72 x 10(9)/L 15 days-4 weeks: 0.42-1.21 x 10(9)/L 5 weeks-7 weeks: 0.28-1.21 x 10(9)/L 8 weeks-5 months: 0.24-1.17 x 10(9)/L 6 months-23 months: 0.26-1.08 x 10(9)/L 24 months-35 months: 0.24-0.92 x 10(9)/L 3-5 years: 0.30-0.90 x 10(9)/L 6-17 years: 0.20-0.80 x 10(9)/L Adults: 0.26-0.81 x 10(9)/L EOSINOPHILS Males: 0-14 days: 0.12-0.66 x 10(9)/L 15 days-4 weeks: 0.08-0.80 x 10(9)/L 5 weeks-7 weeks: 0.05-0.57 x 10(9)/L 8 weeks-5 months: 0.03-0.61 x 10(9)/L 6 months-23 months: 0.02-0.82 x 10(9)/L 24 months-35 months: 0.03-0.53 x 10(9)/L 3-11 years: 0.00-0.50 x 10(9)/L 12-17 years: 0.10-0.20 x 10(9)/L Adults: 0.03-0.48 x 10(9)/L Females: 0-14 days: 0.09-0.64 x 10(9)/L 15 days-4 weeks: 0.06-0.75 x 10(9)/L 5 weeks-7 weeks: 0.04-0.63 x 10(9)/L 8 weeks-5 months: 0.02-0.74 x 10(9)/L 6 months-23 months: 0.02-0.58 x 10(9)/L 24 months-35 months: 0.03-0.46 x 10(9)/L 3-11 years: 0.00-0.50 x 10(9)/L 12-17 years: 0.10-0.20 x 10(9)/L Adults: 0.03-0.48 x 10(9)/L BASOPHILS Males: 0-14 days: 0.02-0.11 x 10(9)/L 15 days-7 weeks: 0.01-0.07 x 10(9)/L 8 weeks-35 months: 0.01-0.06 x 10(9)/L 3-17 years: 0.00-0.10 x 10(9)/L Adults: 0.01-0.08 x 10(9)/L Females: 0-14 days: 0.02-0.07 x 10(9)/L 15 days-4 weeks: 0.01-0.06 x 10(9)/L 5 weeks-7 weeks: 0.01-0.05 x 10(9)/L 8 weeks-5 months: 0.01-0.07 x 10(9)/L 6 months-35 months: 0.01-0.06 x 10(9)/L 3-17 years: 0.00-0.10 x 10(9)/L Adults: 0.01-0.08 x 10(9)/L | Results outside of normal value ranges may reflect a primary disorder of the cell-producing organs or an underlying disease. Results should be interpreted in conjunction with the patient's clinical picture and appropriate additional testing performed. | Questionable results are detected by in-house checking criteria based on quantitative and qualitative parameters. Defined laboratory instrument or patient flagging criteria may trigger peripheral blood smear review resulting in consultant readout of hematologic abnormalities. | 1. Adel K, Raizman J, Chen Y, et al:Complex biological profile of hematologic markers across pediatric, adult, and geriatric ages: establishment of robust pediatric and adult reference intervals on the basis of the Canadian Health Measures Survey. Clin Chem 2015;61:8 2. CLSI.Defining, Establishing, and Verifying Reference Intervals in the Clinical Laboratory; Approved Guideline, Third Edition.CLSI document EP28-A3c. Wayne, PA, Clinical and Laboratory Standards Institute, 2008 3. Soldin J, Brugnara C, Wong EC: Pediatric Reference Intervals. Fifth Edition. AACC Press. Washington, DC, 2005. ISBN 1-594250-32-4 | The Sysmex XN 9000 performs hematology analysis according to the hydrodynamic focusing (DC detection), flow cytometry method (semiconductor laser), and sodium lauryl sulfate (SLS)-hemoglobin method.(Instruction manual: Automated Hematology Analyzer XN series [XN-9000], Code No. CJ410539. North American Edition. November 2015) | Same day/1 day | 1 day | This test has been cleared, approved, or is exempt by the US Food and Drug Administration and is used per manufacturer's instructions. Performance characteristics were verified by Mayo Clinic in a manner consistent with CLIA requirements. | 8502585007 (if appropriate)85060 (if appropriate) | CBC with Differential, B | 57021-8 | PLTC | Platelet Count | 777-3
CACMG | Comprehensive Arrhythmia and Cardiomyopathy Gene Panel, Varies | Providing a genetic evaluation for patients with a personal or family history suggestive of a hereditary form of either a cardiomyopathy or cardiac arrhythmia Establishing a diagnosis of a hereditary form of either a cardiomyopathy or cardiac arrhythmia. | Sequence Capture and Targeted Next-Generation Sequencing followed by Polymerase Chain Reaction (PCR) and Sanger Sequencing. | Yes | Cardiomyopathy and Arrhythmia Panel | Varies | Patient Preparation:A previous bone marrow transplant from an allogenic donor will interfere with testing. Call 800-533-1710 for instructions for testing patients who have received a bone marrow transplant. Specimen Type:Whole blood Container/Tube: Preferred:Lavender top (EDTA) or yellow top (ACD) Acceptable:Any anticoagulant Specimen Volume:3 mL Collection Instructions: 1. Invert several times to mix blood. 2. Send whole blood specimen in original tube.Do not aliquot. Specimen Stability Information:Ambient (preferred)/Refrigerated | 1 mL | The cardiomyopathies are a group of disorders characterized by disease of the heart muscle. Cardiomyopathy can be caused by either genetic (inherited) factors or nongenetic (acquired) causes such as infection or trauma. When the presence or severity of the cardiomyopathy observed in a patient cannot be explained by acquired causes, genetic testing for the inherited forms of cardiomyopathy may be considered. The hereditary forms of cardiomyopathy include hypertrophic cardiomyopathy, dilated cardiomyopathy, arrhythmogenic right ventricular cardiomyopathy (ARVC or AC), left ventricular noncompaction, and restrictive cardiomyopathy.(1) Cardiomyopathy may also be a feature of an underlying systemic condition such as Noonan syndrome, a mitochondrial disorder, a muscular dystrophy, or a metabolic storage disorder.(1) In these cases, cardiomyopathy may be the first feature to come to attention clinically. Cardiac arrhythmias are a group of conditions characterized by abnormal heart rhythms. Arrhythmias can be caused by either genetic (inherited) factors or by nongenetic (acquired) causes such as medications and infection. The more common hereditary forms of cardiac arrhythmias include long QT syndrome, short QT syndrome, catecholaminergic polymorphic ventricular tachycardia, and Brugada syndrome.(2) Other inherited forms of arrhythmia can include, but are not limited to, ARVC and atrial fibrillation.(2) Additionally, other forms of inherited cardiomyopathies may first come to medical attention due to an associated arrhythmia. Cardiac arrhythmias can also be a feature of rarer, syndromic conditions including Andersen-Tawil syndrome, Cantu syndrome, Carvajal syndrome, Jervell and Lange-Nielsen syndrome, Naxos disease, Timothy syndrome, and Emery-Dreifuss muscular dystrophy.(2) Inherited cardiomyopathies and inherited cardiac arrhythmias can follow autosomal dominant, autosomal recessive, X-linked, and digenic patterns of inheritance. Genes associated with mitochondrial inheritance of cardiomyopathy and cardiac arrhythmia are not assessed on this panel. | An interpretive report will be provided. | All detected variants are evaluated according to American College of Medical Genetics and Genomics recommendations.(3) Variants are classified based on known, predicted, or possible pathogenicity and reported with interpretive comments detailing their potential or known significance. | Clinical Correlations:Test results should be interpreted in the context of clinical findings, family history, and other laboratory data. Misinterpretation of results may occur if the information provided is inaccurate or incomplete. If testing was performed because of a clinically significant family history, it is often useful to first test an affected family member. Detection of a reportable variant in an affected family member would allow for more informative testing of at-risk individuals. To discuss the availability of additional testing options or for assistance in the interpretation of these results, contact the Mayo Clinic Laboratories genetic counselors at 800-533-1710. Technical Limitations:Next-generation sequencing may not detect all types of genomic variants. In rare cases, false-negative or false-positive results may occur. The depth of coverage may be variable for some target regions; assay performance below the minimum acceptable criteria or for failed regions will be noted. Given these limitations, negative results do not rule out the diagnosis of a genetic disorder. If a specific clinical disorder is suspected, evaluation by alternative methods can be considered. There may be regions of genes that cannot be effectively evaluated by sequencing or deletion and duplication analysis as a result of technical limitations of the assay, including regions of homology, high guanine-cytosine (GC) content, and repetitive sequences. Confirmation of select reportable variants will be performed by alternate methodologies based on internal laboratory criteria. This test is validated to detect 95% of deletions up to 75 base pairs (bp) and insertions up to 47 bp. Deletions-insertions (delins) of 40 or more bp, including mobile element insertions, may be less reliably detected than smaller delins. Deletion/Duplication Analysis: This analysis targets single and multi-exon deletions/duplications; however, in some instances, single exon resolution cannot be achieved due to isolated reduction in sequence coverage or inherent genomic complexity. Balanced structural rearrangements (such as translocations and inversions) may not be detected. This test is not designed to detect low levels of mosaicism or to differentiate between somatic and germline variants. If there is a possibility that any detected variant is somatic, additional testing may be necessary to clarify the significance of results. Genes may be added or removed based on updated clinical relevance.Refer to theTargeted Genes and Methodology Details for Comprehensive Arrhythmia and Cardiomyopathy Gene Panelfor the most up to date list of genes included in this test.For detailed information regarding gene specific performance and technical limitations, see Method Description or contact a laboratory genetic counselor. If the patient has had an allogeneic hematopoietic stem cell transplant or a recent blood transfusion, results may be inaccurate due to the presence of donor DNA. Call Mayo Clinic Laboratories for instructions for testing patients who have received a bone marrow transplant. Reclassification of Variants:Currently, it is not standard practice for the laboratory to systematically review previously classified variants on a regular basis. The laboratory encourages healthcare providers to contact the laboratory at any time to learn how the classification of a particular variant may have changed over time. Variant Evaluation:Evaluation and categorization of variants are performed using published American College of Medical Genetics and Genomics and the Association for Molecular Pathology recommendations as a guideline.(3) Other gene-specific guidelines may also be considered. Variants are classified based on known, predicted, or possible pathogenicity and reported with interpretive comments detailing their potential or known significance. Variants classified as benign or likely benign are not reported. Multiple in silico evaluation tools may be used to assist in the interpretation of these results. The accuracy of predictions made by in silico evaluation tools is highly dependent upon the data available for a given gene, and periodic updates to these tools may cause predictions to change over time. Results from in silico evaluation tools should be interpreted with caution and professional clinical judgment. Rarely, incidental or secondary findings may implicate another predisposition or presence of active disease. Incidental findings may include but are not limited to, results related to the sex chromosomes. These findings will be carefully reviewed to determine whether they will be reported. | 1. Hershberger RE, Givertz MM, Ho CY, et al. Genetic Evaluation of Cardiomyopathy-A Heart Failure Society of America Practice Guideline. J Card Fail. 2018 May;24(5):281-302. doi: 10.1016/j.cardfail.2018.03.004 2. Schwartz PJ, Ackerman MJ, Antzelevitch C, et al. Inherited cardiac arrhythmias. Nat Rev Dis Primers. 2020 Jul 16;6(1):58.. doi: 10.1038/s41572-020-0188-7 3. Richards S, Aziz N, Bale S, et al: Standards and guidelines for the interpretation of sequence variants: a joint consensus recommendation of the American College of Medical Genetics and Genomics and the Association for Molecular Pathology. Genet Med. 2015 May;17(5):405-424. doi: 10.1038/gim.2015.30 | Next-generation sequencing (NGS) and/or Sanger sequencing is performed to test for the presence of variants in coding regions and intron/exon boundaries of the genes analyzed, as well as some other regions that have known disease-causing variants. The human genome reference GRCh37/hg19 build was used for sequence read alignment. At least 99% of the bases are covered at a read depth over 30X. Sensitivity is estimated at above 99% for single nucleotide variants, above 94% for deletion/insertions (delins) less than 40 base pairs (bp), above 95% for deletions up to 75 bp, and insertions up to 47 bp. NGS and/or a polymerase chain reaction-based quantitative method is performed to test for the presence of deletions and duplications in the genes analyzed. There may be regions of genes that cannot be effectively evaluated by sequencing or deletion and duplication analysis as a result of technical limitations of the assay, including regions of homology, high guanine-cytosine (GC) content, and repetitive sequences.SeeTargeted Genes and Methodology Details for Comprehensive Arrhythmia and Cardiomyopathy Gene Panelfor details regarding the targeted genes analyzed for each test and specific gene regions not routinely covered.(Unpublished Mayo method) Confirmation of select reportable variants may be performed by alternate methodologies based on internal laboratory criteria. Genes analyzed:ABCC9, ACAD9, ACADVL, ACTC1, ACTN2, AGL, ALMS1, ALPK3, ANK2, BAG3, BRAF, CACNA1C, CACNA1D, CACNA2D1, CACNB2, CALM1, CALM2, CALM3, CASQ2, CAV3, CDH2, CPT2, CRYAB, CSRP3, DES, DMD, DNAJC19, DOLK, DSC2, DSG2, DSP, ELAC2, EMD, FHL1, FKRP, FKTN, FLNC, GAA, GLA, GNB5, HCN4, HRAS, JPH2, JUP, KCND2, KCND3, KCNE1, KCNE2, KCNH2, KCNJ2, KCNJ8, KCNQ1, KRAS, LAMP2, LMNA, LZTR1, MAP2K1, MAP2K2, MRAS, MTO1, MYBPC3, MYH7, MYL2, MYL3, MYLK3, MYPN, NEXN, NKX2-5, NRAS, PCCA, PCCB, PKP2, PLN, PPA2, PPCS, PRDM16, PRKAG2, PTPN11, RAF1, RBM20, RIT1, RYR2, SCN5A, SGCD, SHOC2, SLC22A5, SLC4A3, SOS1, SOS2, TAZ (TAFAZZIN), TBX20, TCAP, TECRL, TMEM43, TMEM70, TNNC1, TNNI3, TNNI3K, TNNT2, TPM1, TRDN, TRIM63, TTN, TTR,andVCL | 28 to 42 days | Whole blood: 2 weeks (if available); Extracted DNA: 3 months | This test was developed and its performance characteristics determined by Mayo Clinic in a manner consistent with CLIA requirements. It has not been cleared or approved by the US Food and Drug Administration. | 81439 | Cardiomyopathy and Arrhythmia Panel | 51966-0 | 617154 | Released By | 18771-6
CARGG | Comprehensive Arrhythmia Gene Panel, Varies | Providing a genetic evaluation for patients with a personal or family history suggestive of a hereditary form of cardiac arrhythmia Establishing a diagnosis of a hereditary form of cardiac arrhythmia | Sequence Capture and Targeted Next-Generation Sequencing followed by Polymerase Chain Reaction (PCR) and Sanger Sequencing | Yes | Comprehensive Arrhythmia Gene Panel | Varies | Patient Preparation:A previous bone marrow transplant from an allogenic donor will interfere with testing. Call 800-533-1710 for instructions for testing patients who have received a bone marrow transplant. Specimen Type:Whole blood Container/Tube: Preferred:Lavender top (EDTA) or yellow top (ACD) Acceptable:Any anticoagulant Specimen Volume:3 mL Collection Instructions: 1. Invert several times to mix blood. 2. Send whole blood specimen in original tube.Do not aliquot. Specimen Stability Information:Ambient (preferred)/Refrigerated | 1 mL | Cardiac arrhythmias are a group of conditions characterized by abnormal heart rhythms. Arrhythmias can be caused by either genetic (inherited) factors or nongenetic (acquired) causes such as medications and infection. Hereditary forms of cardiac arrhythmias assessed for on this panel include, but are not limited to, long QT syndrome, short QT syndrome, catecholaminergic polymorphic ventricular tachycardia, and Brugada syndrome, arrhythmogenic right ventricular cardiomyopathy, and familial atrial fibrillation.(1) This panel also assesses genes associated with rarer, syndromic conditions in which cardiac arrhythmia is a major feature, such as Andersen-Tawil syndrome, Carvajal syndrome, Jervell and Lange-Nielsen syndrome, Naxos disease, Timothy syndrome, and Emery-Dreifuss muscular dystrophy.(1-3) Inherited cardiac arrhythmias can follow autosomal dominant, autosomal recessive, X-linked, and digenic patterns of inheritance. Genes associated with mitochondrial inheritance of cardiac arrhythmias are not assessed on this panel. | An interpretive report will be provided | All detected variants are evaluated according to American College of Medical Genetics and Genomics (ACMG) recommendations.(4) Variants are classified based on known, predicted, or possible pathogenicity and reported with interpretive comments detailing their potential or known significance. | Clinical Correlations:Test results should be interpreted in the context of clinical findings, family history, and other laboratory data. Misinterpretation of results may occur if the information provided is inaccurate or incomplete. If testing was performed because of a clinically significant family history, it is often useful to first test an affected family member. Detection of a reportable variant in an affected family member would allow for more informative testing of at-risk individuals. To discuss the availability of additional testing options or for assistance in the interpretation of these results, contact the Mayo Clinic Laboratories genetic counselors at 800-533-1710. Technical Limitations:Next-generation sequencing may not detect all types of genomic variants. In rare cases, false-negative or false-positive results may occur. The depth of coverage may be variable for some target regions; assay performance below the minimum acceptable criteria or for failed regions will be noted. Given these limitations, negative results do not rule out the diagnosis of a genetic disorder. If a specific clinical disorder is suspected, evaluation by alternative methods can be considered. There may be regions of genes that cannot be effectively evaluated by sequencing or deletion and duplication analysis as a result of technical limitations of the assay, including regions of homology, high guanine-cytosine (GC) content, and repetitive sequences. Confirmation of select reportable variants will be performed by alternate methodologies based on internal laboratory criteria. This test is validated to detect 95% of deletions up to 75 base pairs (bp) and insertions up to 47 bp. Deletions-insertions (delins) of 40 or more bp, including mobile element insertions, may be less reliably detected than smaller delins. Deletion/Duplication Analysis: This analysis targets single and multi-exon deletions/duplications; however, in some instances single exon resolution cannot be achieved due to isolated reduction in sequence coverage or inherent genomic complexity. Balanced structural rearrangements (such as translocations and inversions) may not be detected. This test is not designed to detect low levels of mosaicism or to differentiate between somatic and germline variants. If there is a possibility that any detected variant is somatic, additional testing may be necessary to clarify the significance of results. Genes may be added or removed based on updated clinical relevance.Refer to theTargeted Genes and Methodology Details for Comprehensive Arrhythmia Gene Panelfor the most up to date list of genes included in this test. For detailed information regarding gene specific performance and technical limitations, see Method Description or contact a laboratory genetic counselor. If the patient has had an allogeneic hematopoietic stem cell transplant or a recent blood transfusion, results may be inaccurate due to the presence of donor DNA. Call Mayo Clinic Laboratories for instructions for testing patients who have received a bone marrow transplant. Reclassification of Variants:At this time, it is not standard practice for the laboratory to systematically review previously classified variants on a regular basis. The laboratory encourages healthcare providers to contact the laboratory at any time to learn how the classification of a particular variant may have changed over time. Variant Evaluation:Evaluation and categorization of variants are performed using published American College of Medical Genetics and Genomics and the Association for Molecular Pathology recommendations as a guideline.(4) Other gene-specific guidelines may also be considered. Variants are classified based on known, predicted, or possible pathogenicity and reported with interpretive comments detailing their potential or known significance. Variants classified as benign or likely benign are not reported. Multiple in silico evaluation tools may be used to assist in the interpretation of these results. The accuracy of predictions made by in silico evaluation tools is highly dependent upon the data available for a given gene, and periodic updates to these tools may cause predictions to change over time. Results from in silico evaluation tools should be interpreted with caution and professional clinical judgment. Rarely, incidental or secondary findings may implicate another predisposition or presence of active disease. Incidental findings may include, but are not limited to, results related to the sex chromosomes. These findings will be carefully reviewed to determine whether they will be reported. | 1. Schwartz PJ, Ackerman MJ, Antzelevitch C, et al: Inherited cardiac arrhythmias. Nat Rev Dis Primers. 2020 Jul 16;6(1):58. doi: 10.1038/s41572-020-0188-7 2. Ackerman MJ, Priori SG, Willems S, et al: HRS/EHRA expert consensus statement on the state of genetic testing for the channelopathies and cardiomyopathies this document was developed as a partnership between the Heart Rhythm Society (HRS) and the European Heart Rhythm Association (EHRA). Heart Rhythm. 2011 Aug;8(8):1308-1339. doi: 10.1016/j.hrthm.2011.05.020 3. Bonne G, Leturcq F, Ben Yaou R: Emery-Dreifuss Muscular Dystrophy. In: Adam MP, Ardinger HH, Pagon RA, et al, eds. GeneReviews [Internet]. University of Washington, Seattle; 2004. Updated August 15, 2019. Accessed July 14, 2022. Available at www.ncbi.nlm.nih.gov/books/NBK1436/ 4. Richards S, Aziz N, Bale S, et al: Standards and guidelines for the interpretation of sequence variants: a joint consensus recommendation of the American College of Medical Genetics and Genomics and the Association for Molecular Pathology. Genet Med. 2015 May;17(5):405-424 | Next-generation sequencing (NGS) and/or Sanger sequencing is performed to test for the presence of variants in coding regions and intron/exon boundaries of the genes analyzed, as well as some other regions that have known disease-causing variants. The human genome reference GRCh37/hg19 build was used for sequence read alignment. At least 99% of the bases are covered at a read depth over 30X. Sensitivity is estimated at above 99% for single nucleotide variants, above 94% for deletions-insertions (delins) less than 40 base pairs (bp), above 95% for deletions up to 75 bp and insertions up to 47 bp. NGS and/or a polymerase chain reaction-based quantitative method is performed to test for the presence of deletions and duplications in the genes analyzed. There may be regions of genes that cannot be effectively evaluated by sequencing or deletion and duplication analysis as a result of technical limitations of the assay, including regions of homology, high guanine-cytosine (GC) content, and repetitive sequences. SeeTargeted Genes and Methodology Details for Comprehensive Arrhythmia Gene Panelor details regarding the targeted genes analyzed for each test and specific gene regions not routinely covered.(Unpublished Mayo method) Confirmation of select reportable variants may be performed by alternate methodologies based on internal laboratory criteria. Genes analyzed:ABCC9, ANK2, CACNA1C, CACNA1D, CACNA2D1, CACNB2, CALM1, CALM2 , CALM3, CASQ2, CAV3, CDH2, DES, DSC2, DSG2, DSP, EMD, FLNC, GNB5, HCN4, JUP, KCND2, KCND3, KCNE1, KCNE2, KCNH2, KCNJ2, KCNJ8, KCNQ1, LMNA, NKX2-5, PKP2, PLN, PPA2, PRKAG2, RBM20, RYR2, SCN5A, SLC4A3, TECRL, TMEM43, TNNI3K,TRDN,andTTN | 28 to 42 days | Whole Blood: 2 weeks (if available); Extracted DNA: 3 months | This test was developed and its performance characteristics determined by Mayo Clinic in a manner consistent with CLIA requirements. It has not been cleared or approved by the US Food and Drug Administration. | 81413 | Comprehensive Arrhythmia Gene Panel | 51966-0 | 617182 | Released By | 18771-6
CCMGG | Comprehensive Cardiomyopathy Gene Panel, Varies | Providing a genetic evaluation for patients with a personal or family history suggestive of a hereditary form of cardiomyopathy Establishing a diagnosis of a hereditary form of cardiomyopathy | Sequence Capture and Targeted Next-Generation Sequencing followed by Polymerase Chain Reaction (PCR) and Sanger Sequencing. | Yes | Comprehensive Cardiomyopathy Panel | Varies | Patient Preparation:A previous bone marrow transplant from an allogenic donor will interfere with testing. Call 800-533-1710 for instructions for testing patients who have received a bone marrow transplant. Specimen Type:Whole blood Container/Tube: Preferred:Lavender top (EDTA) or yellow top (ACD) Acceptable:Any anticoagulant Specimen Volume:3 mL Collection Instructions: 1. Invert several times to mix blood. 2. Send whole blood specimen in original tube.Do not aliquot. Specimen Stability Information:Ambient (preferred)/Refrigerated | 1 mL | Cardiomyopathies are a group of disorders characterized by disease of the heart muscle. Cardiomyopathy can be caused by either inherited, genetic factors or nongenetic (acquired) causes, such as infection or trauma. When the presence or severity of the cardiomyopathy observed in a patient cannot be explained by acquired causes, genetic testing for the inherited forms of cardiomyopathy may be considered. Overall, cardiomyopathies are some of the most common genetic disorders. The inherited forms of cardiomyopathy include hypertrophic cardiomyopathy (HCM), dilated cardiomyopathy (DCM), arrhythmogenic right ventricular cardiomyopathy (ARVC or AC), and left ventricular noncompaction (LVNC).(1) The hereditary form of HCM is characterized by left ventricular hypertrophy in the absence of other cardiac or systemic causes that may cause hypertrophy of the heart muscle, such as longstanding, uncontrolled hypertension or aortic stenosis. The incidence of HCM in the general population is approximately 1:200 to 1:500, and it is estimated that 30% to 60% of cases can be attributed to a genetic etiology.(2) Hereditary forms of HCM are most often caused by genes encoding proteins of the cardiac sarcomere, the functional contractile unit of the heart muscle. Hereditary forms of DCM are characterized by ventricular dilation with reduced cardiac performance in the absence of other cardiac or systemic causes that may cause dilation of the heart muscle, such as hypertension and ischemic heart disease. The incidence of DCM in the general population is approximately 1 in 2500, and it is estimated that approximately 50% of cases can be attributed to a genetic etiology.(3) Hereditary forms of DCM are most often caused by genes encoding proteins of the cardiac cytoskeleton and sarcomere. LVNC is characterized by prominent trabeculations of the left ventricle with trabecular recesses extending into the ventricular cavity. The incidence of LVNC in the general population is estimated to be 1 in 5000.(3) It is currently unclear if LVNC represents a genetically distinct form of cardiomyopathy, as many familial cases of LVNC have been linked to the same genes associated with other forms of hereditary cardiomyopathies and many affected individuals also meet diagnostic criteria for DCM or HCM.(3,4) Arrhythmogenic cardiomyopathy (ACM) is characterized by the presence of arrhythmogenic cardiac muscle in the absence of ischemic, hypertensive, or valvular cardiac disease. ARVC, the most well-defined form of ACM, is characterized by the breakdown of the myocardium and replacement of right ventricular muscle tissue with fibrofatty tissue, resulting in an increased risk of arrhythmia and sudden death. In some cases, there may also be left ventricular involvement. The prevalence of ARVC (genetic and acquired) is estimated to be 1 in 2000 to 1 in 5000 in the general population.(5) Hereditary forms of cardiomyopathy may be an isolated finding or may be a feature of an underlying systemic condition. Hereditary forms of cardiomyopathy can follow autosomal dominant, autosomal recessive, X-linked, and digenic patterns of inheritance. Mitochondrial inheritance is also possible, however, genes associated with mitochondrial inheritance of cardiomyopathy are not assessed on this panel. | An interpretive report will be provided. | All detected variants are evaluated according to American College of Medical Genetics and Genomics recommendations.(6) Variants are classified based on known, predicted, or possible pathogenicity and reported with interpretive comments detailing their potential or known significance. | Clinical Correlations: Test results should be interpreted in the context of clinical findings, family history, and other laboratory data. Misinterpretation of results may occur if the information provided is inaccurate or incomplete. If testing was performed because of clinically significant family history, it is often useful to first test an affected family member. Detection of a reportable variant in an affected family member would allow for more informative testing of at-risk individuals. To discuss the availability of additional testing options or for assistance in the interpretation of these results, contact the Mayo Clinic Laboratories genetic counselors at 800-533-1710. Technical Limitations:Next-generation sequencing may not detect all types of genomic variants. In rare cases, false-negative or false-positive results may occur. The depth of coverage may be variable for some target regions; assay performance below the minimum acceptable criteria or for failed regions will be noted. Given these limitations, negative results do not rule out the diagnosis of a genetic disorder. If a specific clinical disorder is suspected, evaluation by alternative methods can be considered. There may be regions of genes that cannot be effectively evaluated by sequencing or deletion and duplication analysis as a result of technical limitations of the assay, including regions of homology, high guanine-cytosine (GC) content, and repetitive sequences. Confirmation of select reportable variants will be performed by alternate methodologies based on internal laboratory criteria. This test is validated to detect 95% of deletions up to 75 base pairs (bp) and insertions up to 47 bp. Deletions-insertions (delins) of 40 or more bp, including mobile element insertions, may be less reliably detected than smaller delins. Deletion/Duplication Analysis: This analysis targets single and multi-exon deletions/duplications; however, in some instances single exon resolution cannot be achieved due to isolated reduction in sequence coverage or inherent genomic complexity. Balanced structural rearrangements (such as translocations and inversions) may not be detected. This test is not designed to detect low levels of mosaicism or to differentiate between somatic and germline variants. If there is a possibility that any detected variant is somatic, additional testing may be necessary to clarify the significance of results. Genes may be added or removed based on updated clinical relevance.Refer to theTargeted Genes and Methodology Details for Comprehensive Cardiomyopathy Gene Panelfor the most up to date list of genes included in this test.For detailed information regarding gene specific performance and technical limitations, see Method Description or contact a laboratory genetic counselor. If the patient has had an allogeneic hematopoietic stem cell transplant or a recent blood transfusion, results may be inaccurate due to the presence of donor DNA. Call Mayo Clinic Laboratories for instructions for testing patients who have received a bone marrow transplant. Reclassification of Variants: At this time, it is not standard practice for the laboratory to systematically review previously classified variants on a regular basis. The laboratory encourages healthcare providers to contact the laboratory at any time to learn how the classification of a particular variant may have changed over time. Variant Evaluation: Evaluation and categorization of variants are performed using published American College of Medical Genetics and Genomics and the Association for Molecular Pathology recommendations as a guideline.(6) Other gene-specific guidelines may also be considered. Variants are classified based on known, predicted, or possible pathogenicity and reported with interpretive comments detailing their potential or known significance. Variants classified as benign or likely benign are not reported. Multiple in silico evaluation tools may be used to assist in the interpretation of these results. The accuracy of predictions made by in silico evaluation tools is highly dependent upon the data available for a given gene, and periodic updates to these tools may cause predictions to change over time. Results from in silico evaluation tools should be interpreted with caution and professional clinical judgment. Rarely, incidental or secondary findings may implicate another predisposition or presence of active disease. Incidental findings may include but are not limited to, results related to the sex chromosomes. These findings will be carefully reviewed to determine whether they will be reported. | 1. Hershberger RE, Givertz MM, Ho CY, et al: Genetic evaluation of cardiomyopathy-a heart failure society of America practice guideline. J Card Fail. 2018;24(5):281-302. doi: 10.1016/j.cardfail.2018.03.004 2. Ommen SR, Mital S, Burke MA, et al: 2020 AHA/ACC guideline for the diagnosis and treatment of patients with hypertrophic cardiomyopathy: Executive Summary: a report of the American College of Cardiology/American Heart Association Joint Committee on clinical practice guidelines. Circulation. 2020;142(25):e533-e557. doi: 10.1161/CIR.0000000000000938 3. Bozkurt B, Colvin M, Cook J, et al: Current diagnostic and treatment strategies for specific dilated cardiomyopathies: a scientific statement from the American Heart Association [published correction appears in Circulation. 2016 Dec 6;134(23 ):e652]. Circulation. 2016;134(23):e579-e646. doi: 10.1161/CIR.0000000000000455 4. Aung N, Doimo S, Ricci F, et al: Prognostic significance of left ventricular noncompaction: Systematic review and meta-analysis of observational studies. Circ Cardiovasc Imaging. 2020 Jan;13(1):e009712. doi: 10.1161/CIRCIMAGING.119.009712 5. Corrado D, Link MS, Calkins H: Arrhythmogenic right ventricular cardiomyopathy. N Engl J Med. 2017 Jan;376(1):61-72. doi: 10.1056/NEJMra1509267 6. Richards S, Aziz N, Bale S, et al: Standards and guidelines for the interpretation of sequence variants: a joint consensus recommendation of the American College of Medical Genetics and Genomics and the Association for Molecular Pathology. Genet Med 2015 May;17(5):405-424. doi: 10.1038/gim.2015.30 | Next-generation sequencing (NGS) and/or Sanger sequencing is performed to test for the presence of variants in coding regions, and intron/exon boundaries of the genes analyzed, as well as some other regions that have known disease-causing variants. The human genome reference GRCh37/hg19 build was used for sequence read alignment. At least 99% of the bases are covered at a read depth over 30X. Sensitivity is estimated at above 99% for single nucleotide variants, above 94% for deletion-insertions (delins) less than 40 base pairs (bp), and above 95% for deletions up to 75 bp and insertions up to 47 bp. NGS and/or a polymerase chain reaction-based quantitative method is performed to test for the presence of deletions and duplications in the genes analyzed. There may be regions of genes that cannot be effectively evaluated by sequencing or deletion and duplication analysis as a result of technical limitations of the assay, including regions of homology, high guanine-cytosine (GC) content, and repetitive sequences. SeeTargeted Genes and Methodology Details for Comprehensive Cardiomyopathy Gene Panelfor details regarding the targeted genes analyzed for each test and specific gene regions not routinely covered.(Unpublished Mayo method) Confirmation of select reportable variants may be performed by alternate methodologies based on internal laboratory criteria. Genes analyzed:ABCC9, ACAD9, ACADVL, ACTC1, ACTN2, AGL, ALMS1, ALPK3, BAG3, BRAF, CDH2, CPT2, CRYAB, CSRP3, DES, DMD, DNAJC19, DOLK, DSC2, DSG2, DSP, ELAC2, EMD, FHL1, FKRP, FKTN, FLNC, GAA, GLA, HCN4, HRAS, JPH2, JUP, KRAS, LAMP2, LMNA, LZTR1, MAP2K1, MAP2K2, MRAS, MTO1, MYBPC3, MYH7, MYL2, MYL3, MYLK3, MYPN, NEXN, NKX2-5, NRAS, PCCA, PCCB, PKP2, PLN, PPA2, PPCS, PRDM16, PRKAG2, PTPN11, RAF1, RBM20, RIT1, RYR2, SCN5A, SGCD, SHOC2, SLC22A5, SOS1, SOS2, TAZ (TAFAZZIN), TBX20, TCAP, TMEM43, TMEM70, TNNC1, TNNI3, TNNI3K, TNNT2, TPM1, TRIM63, TTN, TTR,andVCL | 28 to 42 days | Whole blood: 2 weeks (if available); Extracted DNA: 3 months | This test was developed and its performance characteristics determined by Mayo Clinic in a manner consistent with CLIA requirements. It has not been cleared or approved by the US Food and Drug Administration. | 81439 | Comprehensive Cardiomyopathy Panel | 51966-0 | 617196 | Released By | 18771-6
_G109 | Comprehensive CDG Panel (Bill Only) |  | This test is for billing purposes only. This is not an orderable test. | Yes | Comprehensive CDG Panel | This test is for billing purposes only. | This test is for billing purposes only. This is not an orderable test. |  |  | This test is for billing purposes only. This is not an orderable test. | [6 empty] | Not Applicable | 81443
CVHBG | Comprehensive Cerebrovascular Gene Panel, Varies | Providing a genetic evaluation for patients with a personal or family history suggestive of a monogenic condition in which there is an increased risk for a cerebrovascular accident Establishing a diagnosis of a monogenic condition in which there is an increased risk for a cerebrovascular accident | Sequence Capture and Targeted Next-Generation Sequencing followed by Polymerase Chain Reaction (PCR) and Sanger Sequencing | Yes | Cerebrovascular Gene Panel | Varies | Patient Preparation:A previous bone marrow transplant from an allogenic donor will interfere with testing. For instructions for testing patients who have received a bone marrow transplant, call 800-533-1710. Specimen Type:Whole blood Container/Tube: Preferred:Lavender top (EDTA) or yellow top (ACD) Acceptable:Any anticoagulant Specimen Volume:3 mL Collection Instructions: 1. Invert several times to mix blood. 2. Send whole blood specimen in original tube.Do not aliquot. Specimen Stability Information:Ambient (preferred)/Refrigerated | 1 mL | There are many known monogenic conditions that increase an individual's risk for cerebrovascular accident or stroke. Most of these conditions are characterized by abnormal vascular development, abnormal intracranial blood flow, and weakening of the cerebral vessels. Depending on the pathophysiology of the associated condition, risk may be increased for ischemic stroke, hemorrhagic stroke, or both.(1) Several vascular malformation syndromes are associated with an increased risk for stroke due to abnormalities in vascular development throughout the body.(1) Pulmonary arteriovenous malformations (AVM) are common features of autosomal dominant hereditary hemorrhagic telangiectasia and autosomal dominant capillary malformation-AVM. Pulmonary AVM increase the risk for ischemic stroke by allowing emboli to bypass the lungs and enter the cerebral vasculature.(1) Autosomal dominant familial cerebral cavernous malformation causes abnormal development of capillary channels within the brain and is associated with an increased risk for hemorrhagic stroke.(1,2) Several monogenic connective tissue conditions leading to vascular fragility are associated with an increased risk for arterial dissection and ischemic stroke.(1) These conditions lead to defects impacting the structural integrity of blood vessels throughout the body resulting in a high risk for vessel rupture. This panel assesses several vascular fragility syndromes, including autosomal dominant vascular Ehlers-Danlos syndrome, autosomal dominant Loeys-Dietz syndrome, autosomal dominant familial aortic aneurysm and dissection, and autosomal recessive arterial tortuosity syndrome.(3-6) Hereditary cerebral small vessel disease (SVD) is a group of conditions generally characterized by lacunar infarcts and white matter hyperintensities on magnetic resonance imaging and an increased risk for ischemic and/or hemorrhagic stroke.(1,7) The monogenic SVDs assessed on this panel include cerebral autosomal dominant arteriopathy with subcortical infarcts and leukoencephalopathy (CADASIL), cerebral autosomal recessive arteriopathy with subcortical infarcts and leukoencephalopathy (CARASIL), autosomal dominant retinal vasculopathy with leukodystrophy, autosomal dominantCOL4A1-associated SVD, and autosomal dominantCOL4A2-associated SVD.(1, 7) Moyamoya disease, a condition characterized by progressive narrowing of the blood vessels and an increased risk for ischemic stroke, can be inherited in an autosomal dominant manner. However, in most individuals, the genetic etiology (if any) remains unknown.(1,8) Other conditions associated with increased risk for ischemic and hemorrhagic stroke assessed on this panel include X-linked Fabry disease, autosomal recessive homocystinuria due to variants in theCBSgene, and autosomal recessive adenosine deaminase 2 deficiency.(1,9) | An interpretive report will be provided. | All detected variants are evaluated according to American College of Medical Genetics and Genomics recommendations.(10) Variants are classified based on known, predicted, or possible pathogenicity and reported with interpretive comments detailing their potential or known significance. | Clinical Correlations: Test results should be interpreted in the context of clinical findings, family history, and other laboratory data. Misinterpretation of results may occur if the information provided is inaccurate or incomplete. If testing was performed because of clinically significant family history, it is often useful to first test an affected family member. Detection of a reportable variant in an affected family member would allow for more informative testing of at-risk individuals. To discuss the availability of additional testing options or for assistance in the interpretation of these results, contact the Mayo Clinic Laboratories genetic counselors at 800-533-1710. Technical Limitations: Next-generation sequencing may not detect all types of genomic variants. In rare cases, false-negative or false-positive results may occur. The depth of coverage may be variable for some target regions; assay performance below the minimum acceptable criteria or for failed regions will be noted. Given these limitations, negative results do not rule out the diagnosis of a genetic disorder. If a specific clinical disorder is suspected, evaluation by alternative methods can be considered. There may be regions of genes that cannot be effectively evaluated by sequencing or deletion and duplication analysis as a result of technical limitations of the assay, including regions of homology, high guanine-cytosine (GC) content, and repetitive sequences. Confirmation of select reportable variants will be performed by alternate methodologies based on internal laboratory criteria. This test is validated to detect 95% of deletions up to 75 base pairs (bp) and insertions up to 47 bp. Deletions-insertions (delins) of 40 or more bp, including mobile element insertions, may be less reliably detected than smaller delins. Deletion/Duplication Analysis: This analysis targets single and multi-exon deletions/duplications; however, in some instances single exon resolution cannot be achieved due to isolated reduction in sequence coverage or inherent genomic complexity. Balanced structural rearrangements (such as translocations and inversions) may not be detected. This test is not designed to detect low levels of mosaicism or to differentiate between somatic and germline variants. If there is a possibility that any detected variant is somatic, additional testing may be necessary to clarify the significance of results. Genes may be added or removed based on updated clinical relevance.Refer to theTargeted Genes and Methodology Details for Comprehensive Cerebrovascular Gene Panelfor the most up to date list of genes included in this test.For detailed information regarding gene specific performance and technical limitations, see Method Description or contact a laboratory genetic counselor. If the patient has had an allogeneic hematopoietic stem cell transplant or a recent heterologous blood transfusion, results may be inaccurate due to the presence of donor DNA. Call Mayo Clinic Laboratories for instructions for testing patients who have received a bone marrow transplant. Reclassification of Variants: At this time, it is not standard practice for the laboratory to systematically review previously classified variants on a regular basis. The laboratory encourages healthcare providers to contact the laboratory at any time to learn how the classification of a particular variant may have changed over time. Variant Evaluation: Evaluation and categorization of variants are performed using published American College of Medical Genetics and Genomics and the Association for Molecular Pathology recommendations as a guideline.(10) Other gene-specific guidelines may also be considered. Variants are classified based on known, predicted, or possible pathogenicity and reported with interpretive comments detailing their potential or known significance. Variants classified as benign or likely benign are not reported. Multiple in silico evaluation tools may be used to assist in the interpretation of these results. The accuracy of predictions made by in silico evaluation tools is highly dependent upon the data available for a given gene, and periodic updates to these tools may cause predictions to change over time. Results from in silico evaluation tools should be interpreted with caution and professional clinical judgment. Rarely, incidental or secondary findings may implicate another predisposition or presence of active disease. Incidental findings may include, but are not limited to, results related to the sex chromosomes. These findings will be carefully reviewed to determine whether they will be reported. | 1. Tan RY, Markus HS. Monogenic causes of stroke: now and the future. J Neurol. 2015;262(12):2601-2616. doi:10.1007/s00415-015-7794-4 2. Zafar A, Quadri SA, Farooqui M, et al. Familial cerebral cavernous malformations. Stroke. 2019;50(5):1294-1301. doi:10.1161/STROKEAHA.118.022314 3. Byers PH. Vascular Ehlers-Danlos syndrome. In: Adam MP, Ardinger HH, Pagon RA, et al, eds. GeneReviews [Internet]. University of Washington, Seattle; 1999. Updated February 21, 2019. Accessed September 6, 2024. Available at www.ncbi.nlm.nih.gov/books/NBK1494/ 4. Loeys BL, Dietz HC. Loeys-Dietz syndrome. In: Adam MP, Ardinger HH, Pagon RA, et al, eds. GeneReviews [Internet]. University of Washington, Seattle; 2008. Updated March 1, 2018. Accessed September 6, 2024. Available at www.ncbi.nlm.nih.gov/books/NBK1133/ 5. Milewicz DM, Regalado E: Heritable thoracic aortic disease overview. In: Adam MP, Ardinger HH, Pagon RA, et al, eds. GeneReviews [Internet]. University of Washington, Seattle; 2003. Updated May 4, 2023. Accessed September 6, 2024. Available at www.ncbi.nlm.nih.gov/books/NBK1120/ 6. Callewaert B, De Paepe A, Coucke P: Arterial Tortuosity Syndrome. In: Adam MP, Ardinger HH, Pagon RA, et al, eds. GeneReviews [Internet]. University of Washington, Seattle; 2014. Updated February 23, 2023. Accessed September 6, 2024. Available at www.ncbi.nlm.nih.gov/books/NBK253404/ 7. Litak J, Mazurek M, Kulesza B, et al. Cerebral small vessel disease. Int J Mol Sci. 2020;21(24):9729. doi:10.3390/ijms21249729 8. Shang S, Zhou D, Ya J, et al. Progress in moyamoya disease. Neurosurg Rev. 2020;43(2):371-382. doi:10.1007/s10143-018-0994-5 9. Aksentijevich I, Sampaio Moura N, Barron K. Adenosine deaminase 2 deficiency. In: Adam MP, Ardinger HH, Pagon RA, et al, eds. GeneReviews [Internet]. University of Washington, Seattle; 2019. Accessed September 6, 2024. Available at www.ncbi.nlm.nih.gov/books/NBK544951 10. Richards S, Aziz N, Bale S, et al. Standards and guidelines for the interpretation of sequence variants: a joint consensus recommendation of the American College of Medical Genetics and Genomics and the Association for Molecular Pathology. Genet Med. 2015;17(5):405-424 | Next-generation sequencing (NGS) and Sanger sequencing are performed to test for the presence of variants in coding regions, and intron/exon boundaries of the genes analyzed, as well as some other regions that have known disease-causing variants. The human genome reference GRCh37/hg19 build was used for sequence read alignment. At least 99% of the bases are covered at a read depth over 30X. Sensitivity is estimated at above 99% for single nucleotide variants, above 94% for deletion/insertions (delins) less than 40 base pairs (bp), above 95% for deletions up to 75 bp, and insertions up to 47 bp. NGS and/or a polymerase chain reaction-based quantitative method is performed to test for the presence of deletions and duplications in the genes analyzed. There may be regions of genes that cannot be effectively evaluated by sequencing or deletion and duplication analysis as a result of technical limitations of the assay, including regions of homology, high guanine-cytosine (GC) content, and repetitive sequences. SeeTargeted Genes and Methodology Details for Comprehensive Cerebrovascular Gene Panelfor details regarding the targeted genes analyzed for each test and specific gene regions not routinely covered.(Unpublished Mayo method) Confirmation of select reportable variants may be performed by alternate methodologies based on internal laboratory criteria. Genes analyzed:ACTA2, ACVRL1, ADA2, CBS, CCM2, COL3A1, COL4A1, COL4A2, CST3, ENG, EPHB4, GDF2, GLA, GUCY1A1, HTRA1, KRIT1, NOTCH3, PDCD10, RASA1, RNF213, SLC2A10, SMAD2, SMAD3, SMAD4, TEK, TGFB2, TGFB3, TGFBR1, TGFBR2,andTREX1 | 28 to 42 days | Whole blood: 2 weeks (if available); Extracted DNA: 3 months | This test was developed and its performance characteristics determined by Mayo Clinic in a manner consistent with CLIA requirements. It has not been cleared or approved by the US Food and Drug Administration. | 81405 x581406 x3814088147981479 (if appropriate for government payers) | Cerebrovascular Gene Panel | 55232-3 | 617238 | Released By | 18771-6
DWPAN | Comprehensive Distal Weakness Gene Panel, Varies | Establishing a molecular diagnosis for patients with distal weakness Identifying variants within genes known to be associated with distal weakness, allowing for predictive testing of at-risk family members | Sequence Capture and Next-Generation Sequencing (NGS), Polymerase Chain Reaction (PCR), Sanger Sequencing, and Dosage Analysis by Droplet Digital Polymerase Chain Reaction (ddPCR) | Yes | Distal Weakness Gene Panel | For more information seeHereditary Peripheral Neuropathy Diagnostic Algorithm | Patient Preparation:A previous bone marrow transplant from an allogenic donor will interfere with testing. Call 800-533-1710 for instructions for testing patients who have received a bone marrow transplant. Specimen Type:Whole blood Container/Tube:Lavender top (EDTA) or yellow top (ACD) Acceptable:Any anticoagulant Specimen Volume:3 mL Collection Instructions: 1. Invert several times to mix blood. 2. Send whole blood specimen in original tube.Do not aliquot. Specimen Stability Information:Ambient (preferred)/Refrigerated Additional Information: To ensure minimum volume and concentration of DNA is met, the preferred volume of blood must be submitted. Testing may be canceled if DNA requirements are inadequate. | 1 mL | Peripheral neuropathy and distal myopathy are well-established inherited neuromuscular disorders characterized by progressive weakness and atrophy of the distal limb muscles. Inherited peripheral neuropathies are common neurologic disorders that represent a spectrum of diseases with different etiologies. Based on the pattern of inheritance and nerve conduction studies, there are 3 major categories of inherited peripheral neuropathies with isolated nerve involvement. The first group is hereditary motor and sensory neuropathy, also referred to as Charcot-Marie-Tooth (CMT) disease. Individuals with CMT typically present with slowly progressive muscle weakness and atrophy primarily affecting the distal extremities. The second group is hereditary sensory and autonomic neuropathy (HSAN) or hereditary sensory neuropathy if autonomic dysfunction is absent. They predominantly feature slowly progressive loss of multimodal sensation and autonomic dysfunction, with the most common features of HSANs being the loss of sensation of pain and temperature. The third group is distal hereditary motor neuropathy, which is characterized by length-dependent lower motor neuron dysfunction. The clinical phenotype is variable but includes progressive weakness and atrophy of the distal muscles, foot deformities, and decreased reflexes. Inherited peripheral neuropathies may also show involvement of the central nervous system (brain or spinal cord), as in hereditary spastic paraplegia with neuropathy or be part of a systemic syndromic or metabolic disorder. It is important to note that this assay includes testing forTTR-associated with familial amyloidosis. Distal myopathies are characterized by distal weakness and atrophy that starts in the muscles of the hands or feet and lack of cranial involvement or sensory loss. Distal myopathies are classified based on clinical features, inheritance pattern, and histopathological findings, such as the presence of rimmed vacuoles. Categories of distal myopathies include late adult-onset autosomal dominant forms, adult-onset autosomal dominant forms, early-onset autosomal dominant forms, early-onset autosomal recessive forms, and early adult-onset autosomal recessive forms. Additionally, inclusion body myositis presents with distal muscle weakness and may be in the differential with the distal myopathies. Given the considerable overlap in clinical phenotype of various disorders with distal weakness, multigene panels can be an efficient and cost-effective way to establish a molecular diagnosis. | An interpretive report will be provided. | All detected variants are evaluated according to American College of Medical Genetics and Genomics recommendations.(1) Variants are classified based on known, predicted, or possible pathogenicity and reported with interpretive comments detailing their potential or known significance. | Clinical Correlations: Test results should be interpreted in the context of clinical findings, family history, and other laboratory data. Misinterpretation of results may occur if the information provided is inaccurate or incomplete. If testing was performed because of a clinically significant family history, it is often useful to first test an affected family member. Detection of a reportable variant in an affected family member would allow for more informative testing of at-risk individuals. To discuss the availability of additional testing options or for assistance in the interpretation of these results, contact the Mayo Clinic Laboratories genetic counselors at 800-533-1710. Technical Limitations: Next-generation sequencing may not detect all types of genomic variants. In rare cases, false-negative or false-positive results may occur. The depth of coverage may be variable for some target regions; assay performance below the minimum acceptable criteria or for failed regions will be noted. Given these limitations, negative results do not rule out the diagnosis of a genetic disorder. If a specific clinical disorder is suspected, evaluation by alternative methods can be considered. There may be regions of genes that cannot be effectively evaluated by sequencing or deletion and duplication analysis as a result of technical limitations of the assay, including regions of homology, high guanine-cytosine (GC) content, and repetitive sequences. Confirmation of select reportable variants will be performed by alternate methodologies based on internal laboratory criteria. This test is validated to detect 95% of deletions up to 75 base pairs (bp) and insertions up to 47 bp. Deletions-insertions (delins) of 40 or more bp, including mobile element insertions, may be less reliably detected than smaller delins. Deletion/Duplication Analysis: This analysis targets single and multi-exon deletions/duplications; however, in some instances single exon resolution cannot be achieved due to isolated reduction in sequence coverage or inherent genomic complexity. Balanced structural rearrangements (such as translocations and inversions) may not be detected. This test is not designed to detect low levels of mosaicism or to differentiate between somatic and germline variants. If there is a possibility that any detected variant is somatic, additional testing may be necessary to clarify the significance of results. Genes may be added or removed based on updated clinical relevance. For detailed information regarding gene specific performance and technical limitations, see Method Description or contact a laboratory genetic counselor. If the patient has had an allogeneic hematopoietic stem cell transplant or a recent blood transfusion, results may be inaccurate due to the presence of donor DNA. Call Mayo Clinic Laboratories for instructions for testing patients who have received a bone marrow transplant. Reclassification of Variants: Currently, it is not standard practice for the laboratory to systematically review previously classified variants on a regular basis. The laboratory encourages healthcare providers to contact the laboratory at any time to learn how the classification of a particular variant may have changed over time. Due to broadening genetic knowledge, it is possible that the laboratory may discover new information of relevance to the patient. Should that occur, the laboratory may issue an amended report. Variant Evaluation: Evaluation and categorization of variants are performed using published American College of Medical Genetics and Genomics and the Association for Molecular Pathology recommendations as a guideline.(1) Other gene-specific guidelines may also be considered. Variants are classified based on known, predicted, or possible pathogenicity and reported with interpretive comments detailing their potential or known significance. Variants classified as benign or likely benign are not reported. Multiple in silico evaluation tools may be used to assist in the interpretation of these results. The accuracy of predictions made by in silico evaluation tools is highly dependent upon the data available for a given gene, and periodic updates to these tools may cause predictions to change over time. Results from in silico evaluation tools should be interpreted with caution and professional clinical judgment. Rarely, incidental or secondary findings may implicate another predisposition or presence of active disease. These findings will be carefully reviewed to determine whether they will be reported. | 1. Richards S, Aziz N, Bale S, et al: Standards and guidelines for the interpretation of sequence variants: a joint consensus recommendation of the American College of Medical Genetics and Genomics and the Association for Molecular Pathology. Genet Med. 201517(5):405-424 2. Klein CJ, Duan X, Shy ME: Inherited neuropathies: Clinical overview and update. Muscle Nerve. 2013;48(4):604-622 3. Udd B: Distal myopathies. Curr Neurol Neurosci Rep. 2014;14(3):434. doi:10.1007/s11910-013-0434-4 4. Savarese M, Sarparanta J, Vihola A, et al: Panorama of the distal myopathies. Acta Myol. 2020;39(4):245-265. doi:10.36185/2532-1900-028 | Next-generation sequencing (NGS) and/or Sanger sequencing are performed to test for the presence of variants in coding regions and intron/exon boundaries of the genes analyzed, as well as some other regions that have known disease-causing variants. The human genome reference GRCh37/hg19 build was used for sequence read alignment. At least 99% of the bases are covered at a read depth over 30X. Sensitivity is estimated at above 99% for single nucleotide variants, above 94% for deletion/insertions (delins) less than 40 base pairs (bp), above 95% for deletions up to 75 bp and insertions up to 47 bp. NGS and/or a polymerase chain reaction (PCR)-based quantitative method is performed to test for the presence of deletions and duplications in the genes analyzed. There may be regions of genes that cannot be effectively evaluated by sequencing or deletion and duplication analysis as a result of technical limitations of the assay, including regions of homology, high guanine-cytosine (GC) content, and repetitive sequences. SeeTargeted Genes and Methodology Details for Comprehensive Distal Weakness Gene Panelfor details regarding the targeted genes analyzed for each test and specific gene regions not routinely covered.(Unpublished Mayo method) Confirmation of select reportable variants may be performed by alternate methodologies based on internal laboratory criteria. Droplet digital PCR is performed for detection and quantification ofSMN1exon 7 andSMN2exon 7 associated with spinal muscular atrophy. Genes analyzed:AAAS, AARS1, ABCA1, ABCD1, ACTA1, AIFM1, ALDH18A1, AMACR, ANO5, AP5Z1, APOA1, APTX, ARSA, ATL1, ATL3, ATM, ATP1A1, ATP7A, B4GALNT1, BAG3, BICD2, BIN1, BSCL2, C12orf65(MTRFR), C1orf194, CAV3, CHCHD10, CLCF1, CLTCL1, CNTNAP1, COQ4, COQ7, COX10, COX20, COX6A1, CPOX, CRLF1, CRYAB, CTDP1, CYP27A1, CYP2U1, CYP7B1, DCTN1, DDHD1, DES, DGAT2, DHH, DNAJB2, DNAJB6, DNM2, DNMT1, DST, DYNC1H1, DYSF, EGR2, ELP1, ERCC8, FA2H, FAM126A, FBLN5, FBXO38, FDX2, FGD4, FGF14, FHL1, FIG4, FLNC, FLVCR1, FMR1, FXN, GALC, GAN, GARS1, GBA2, GBE1, GBF1, GDAP1, GJB1, GLA, GM2A, GNB4, GNE, GSN, HADHA, HADHB, HARS1, HEXA, HEXB, HINT1, HK1, HMBS, HNRNPA1, HNRNPA2B1, HSPB1, HSPB8, HSPD1, IARS2, IBA57, IGHMBP2, INF2, KARS1, KIF1A, KIF5A, LAMA2, LDB3, LITAF, LMNA, LRSAM1, MARS1, MATR3, MCM3AP, MFN2, MME, MORC2, MPC1, MPV17, MPZ, MTMR2, MTTP, MYH14, MYH2, MYH7, MYOT, NAGLU, NDRG1, NEB, NEFH, NEFL, NF2, NGF, NIPA1, NTRK1, OPA1, PDK3, PDYN, PEX7, PHYH, PLA2G6, PLEKHG5, PLP1, PMP2, PMP22, PNKP, PNPLA6, POLG, PPOX, PRDM12, PRKCG, PRNP, PRPS1, PRX, PTRH2, RAB7A, REEP1, RETREG1, RNASEH1, RRM2B, RTN2, SACS, SBF1, SBF2, SCN10A, SCN11A, SCN9A, SCO2, SELENON, SEPTIN9, SETX, SH3TC2, SIGMAR1, SLC12A6, SLC25A19, SLC25A46, SLC52A2, SLC52A3, SLC5A7, SNAP29, SOD1, SORD, SOX10, SPAST, SPG11, SPG21, SPG7, SPTAN1, SPTLC1, SPTLC2, SQSTM1, SUCLA2, SURF1, TDP1, TFG, TIA1, TRIM2, TRPV4, TSFM, TTN, TTPA, TTR, TUBB3, TWNK, TYMP, UBA1, VCP, VPS13D, VRK1, VWA1, WARS1, WASHC5, WNK1, YARS1,andZFYVE26 | 28 to 42 days | Whole blood: 2 weeks (if available); Extracted DNA: 3 months | This test was developed and its performance characteristics determined by Mayo Clinic in a manner consistent with CLIA requirements. It has not been cleared or approved by the US Food and Drug Administration. | 81443 | Distal Weakness Gene Panel | 103731-6 | 617557 | Released By | 18771-6
FCDSU | Comprehensive Drug Screen, Umbilical Cord Tissue |  | High Performance Liquid Chromatography/Tandem Mass Spectrometry (LC-MS/MS) | Yes | Comprehensive Drug Screen, UC | If appropriate, confirmation testing will be performed at no additional charge. | ***Must submit one specimen per order. Specimens cannot be shared between multiple orders.*** Specimen Type:Umbilical Cord Tissue Container/Tube:Plastic, preservative-free container Specimen Volume:10 grams Collection Instructions: Collect at least 6 inches of umbilical cord (approximately the length of an adult hand). Drain and discard any blood. Rinse the exterior of the cord segment with normal saline or sterile water. Pat the cord dry and place in container for transport. Ship refrigerated in a preservative-free, plastic container. Unacceptable Specimens:Cords soaking in blood or other fluid. Formalin fixed. Tissue that is obviously decomposed. Samples received without cold pack. | 10 grams |  | Reporting limit(s) determined each analysis. None Detected ng/g |  |  |  |  | 3 to 7 days |  | This test was developed and its performance characteristics determined by NMS Labs. It has not been cleared or approved by the U.S. Food and Drug Administration. | 80307 | Comprehensive Drug Screen, UC | Not Provided | Z6299 | Gabapentin | Not Provided
EPPAN | Comprehensive Epilepsy With or Without Encephalopathy Gene Panel, Varies | Establishing a diagnosis of an epilepsy or seizure disorder associated with known causal genes Identifying disease-causing variants within genes known to be associated with inherited epilepsy or seizure disorders, allowing for predictive testing of at-risk family members Impacting patient treatment and management through the identification of a specific underlying etiology for epilepsy (eg, directing appropriate use of antiepileptic drugs and other treatment modalities) | Sequence Capture and Targeted Next-Generation Sequencing followed by Polymerase Chain Reaction (PCR) and Sanger Sequencing | Yes | Comprehensive Epilepsy Gene Panel | For more information seeEpilepsy: Unexplained Refractory and/or Familial Testing Algorithm | Patient Preparation:A previous bone marrow transplant from an allogenic donor will interfere with testing. Call 800-533-1710 for instructions for testing patients who have received a bone marrow transplant. Specimen Type:Whole blood Container/Tube: Preferred:Lavender top (EDTA) or yellow top (ACD) Acceptable:Any anticoagulant Specimen Volume:3 mL Collection Instructions: 1. Invert several times to mix blood. 2. Send whole blood specimen in original tube.Do notaliquot. Specimen Stability Information:Ambient (preferred)/Refrigerated | 1 mL | Epilepsy is a chronic neurological disorder characterized by recurrent and unprovoked seizures. Epilepsy is common, impacting just over 1% of the population. The underlying cause of epilepsy is multifactorial, with both genetic and nongenetic etiologies. Inherited forms of epilepsy may present with varying seizure types, age of onset, comorbidities and underlying molecular causes, including channelopathies, metabolic conditions, and disorders associated with structural brain anomalies. Different hereditary epilepsies may follow autosomal dominant, autosomal recessive, or X-linked patterns of inheritance, or may occur as a result of ade novopathogenic variant; therefore, identification of a specific molecular cause is essential to assess recurrence risk and impact to at risk family members. Clinical diagnoses can be challenging as pathogenic variants in different genes may be associated with strikingly similar clinical presentations. Comprehensive diagnostic genetic testing is useful to determine the molecular etiology which in turn can assist in establishing long-term prognosis and identifying appropriate therapeutic and management strategies. | An interpretive report will be provided. | All detected variants are evaluated according to American College of Medical Genetics and Genomics (ACMG) recommendations.(1) Variants are classified based on known, predicted, or possible pathogenicity and reported with interpretive comments detailing their potential or known significance. Reference values forCSTBrepeat expansion assay Normal: <5 dodecamer repeats Repeat Size of Uncertain Significance: 5-29 dodecamer repeats Full Penetrance Expansion: >29 dodecamer repeats | Clinical Correlations: Test results should be interpreted in the context of clinical findings, family history, and other laboratory data. Misinterpretation of results may occur if the information provided is inaccurate or incomplete. If testing was performed because of a clinically significant family history, it is often useful to first test an affected family member. Detection of a reportable variant in an affected family member would allow for more informative testing of at-risk individuals. To discuss the availability of additional testing options or for assistance in the interpretation of these results, contact Mayo Clinic Laboratories genetic counselors at 800-533-1710. Technical Limitations: Next-generation sequencing may not detect all types of genomic variants. In rare cases, false-negative or false-positive results may occur. The depth of coverage may be variable for some target regions; assay performance below the minimum acceptable criteria or for failed regions will be noted. Given these limitations, negative results do not rule out the diagnosis of a genetic disorder. If a specific clinical disorder is suspected, evaluation by alternative methods can be considered. There may be regions of genes that cannot be effectively evaluated by sequencing or deletion and duplication analysis as a result of technical limitations of the assay, including regions of homology, high guanine-cytosine (GC) content, and repetitive sequences. Confirmation of select reportable variants will be performed by alternate methodologies based on internal laboratory criteria. This test is validated to detect 95% of deletions up to 75 base pairs (bp) and insertions up to 47 bp. Deletions-insertions (delins) of 40 or more bp, including mobile element insertions, may be less reliably detected than smaller delins. Deletion/Duplication Analysis: This analysis targets single and multi-exon deletions/duplications; however, in some instances single exon resolution cannot be achieved due to isolated reduction in sequence coverage or inherent genomic complexity. Balanced structural rearrangements (such as translocations and inversions) may not be detected. This test is not designed to detect low levels of mosaicism or to differentiate between somatic and germline variants. If there is a possibility that any detected variant is somatic, additional testing may be necessary to clarify the significance of results. Genes may be added or removed based on updated clinical relevance. Refer to theTargeted Genes and Methodology Details for the Comprehensive Epilepsy with or without Encephalopathy Gene Panelin Special Instructions for the most up to date list of genes included in this test. For detailed information regarding gene specific performance and technical limitations, see Method Description or contact a laboratory genetic counselor. If the patient has had an allogeneic hematopoietic stem cell transplant or a recent heterologous blood transfusion, results may be inaccurate due to the presence of donor DNA. Call Mayo Clinic Laboratories for instructions for testing patients who have received a bone marrow transplant. Reclassification of Variants: At this time, it is not standard practice for the laboratory to systematically review previously classified variants on a regular basis. The laboratory encourages healthcare providers to contact the laboratory at any time to learn how the classification of a particular variant may have changed over time.Due to broadening genetic knowledge, it is possible that the laboratory may discover new information of relevance to the patient. Should that occur, the laboratory may issue an amended report. Variant Evaluation: Evaluation and categorization of variants are performed using published American College of Medical Genetics and Genomics and the Association for Molecular Pathology recommendations as a guideline.(1) Other gene-specific guidelines may also be considered. Variants are classified based on known, predicted, or possible pathogenicity and reported with interpretive comments detailing their potential or known significance. Variants classified as benign or likely benign are not reported. Multiple in silico evaluation tools may be used to assist in the interpretation of these results. The accuracy of predictions made by in silico evaluation tools is highly dependent upon the data available for a given gene, and periodic updates to these tools may cause predictions to change over time. Results from in silico evaluation tools should be interpreted with caution and professional clinical judgement. Rarely, incidental findings or secondary findings may implicate another predisposition or presence of active disease. These findings will be carefully reviewed to determine whether they will be reported. | 1. Richards S, Aziz N, Bale S, et al: Standards and guidelines for the interpretation of sequence variants: a joint consensus recommendation of the American College of Medical Genetics and Genomics and the Association for Molecular Pathology. Genet Med. 2015 May;17(5):405-42. 2. Martinez L, Lai Y, Holder J, et al: Genetics in epilepsy. Neurol Clin. 2021 Aug; 39(3):743-777 3. Helbig I, Ellis C: Personalized medicine in genetic epilepsies-possibilities, challenges, and new frontiers. Neuropharmacology. 2020 Aug 1;172:107970 | Next-generation sequencing (NGS) and/or Sanger sequencing are performed to test for the presence of variants in coding regions and intron/exon boundaries of the genes analyzed, as well as some other regions that have known disease-causing variants. The human genome reference GRCh37/hg19 build was used for sequence read alignment. At least 99% of the bases are covered at a read depth over 30X. Sensitivity is estimated at above 99% for single nucleotide variants, above 94% for deletions-insertions (delins) less than 40 base pairs (bp), above 95% for deletions up to 75 bp and insertions up to 47 bp. NGS and/or a polymerase chain reaction (PCR)-based quantitative method is performed to test for the presence of deletions and duplications in the genes analyzed. Additionally, a combined amplicon-length and repeat-primed PCR-based assay is utilized to detect expansions of a dodecamer repeat region in theCSTBgene. There may be regions of genes that cannot be effectively evaluated by sequencing or deletion and duplication analysis as a result of technical limitations of the assay, including regions of homology, high guanine-cytosine (GC) content, and repetitive sequences. SeeTargeted Genes and Methodology Details for the Comprehensive Epilepsy with or without Encephalopathy Gene Panelfor details regarding the specific gene regions not routinely covered.(Unpublished Mayo method) Genes analyzed:ABAT, ACO2, ACY1, ADARB1, ADGRG1, ADSL, AFG3L2, AIFM1, AKT2, ALDH3A2, ALDH5A1, ALDH7A1, ALG13, AMT, AP2M1, APOPT1 (COA8),ARFGEF2, ARHGEF9, ARX, ASAH1, ASNS, ATN1, ATP1A2, ATP1A3, ATRX, BCKDK, BCS1L, BOLA3, BRAT1, C12orf57, CACNA1A, CACNA1E, CACNA2D2, CAD, CARS2, CASK, CCM2, CDKL5, CHD2, CHRNA2, CHRNA4, CHRNB2, CLCN4, CLN3, CLN5, CLN6, CLN8, CNTNAP2, COA8 (APOPT1), COG7, COG8, COL18A1, COL4A1, COQ2, COQ4, COQ6, COQ8A, COQ9, COX10, COX15, CPT2, CSF1R, CSTB, CTSD, CTSF, CUL4B, D2HGDH, DCX, DDC, DDX3X, DEPDC5, DHFR, DIAPH1, DLD, DMXL2, DNAJC5, DNM1, DNM1L, DOCK7, DYRK1A, EARS2, EEF1A2, EHMT1, EIF2AK2, EPM2A, ETHE1, FARS2, FASTKD2, FBP1, FBXL4, FH, FKRP, FKTN, FLNA, FOLR1, FOXG1, FOXRED1, FRRS1L, GABBR2, GABRA1, GABRB2, GABRB3, GABRG2, GAMT, GATM, GCK, GFM1, GLDC, GLRA1, GLUL, GNAO1, GOSR2, GPAA1, GPC3, GPHN, GRIA3, GRIN1, GRIN2A, GRIN2B, GYS2, HCFC1, HCN1, HIBCH, HNRNPU, HSD17B10, IARS2, IBA57, IDH2, IER3IP1, IQSEC2, ITPA, KANSL1, KCNA1, KCNA2, KCNB1, KCNC1, KCNH1, KCNJ10, KCNMA1, KCNQ2, KCNQ3, KCNT1, KCTD7, KDM5C, KDM6A, KRIT1, L2HGDH, LAMA2, LARGE1, LGI1, LIAS, LRPPRC, MBD5, MECP2, MEF2C, MFSD8, MICU1, MOCS1, MOCS2, MTFMT, MTO1, MTOR, NALCN, NDUFA1, NDUFA2, NDUFAF2, NDUFAF3, NDUFAF4, NDUFAF5, NDUFAF6, NDUFS1, NDUFS4, NDUFS6, NDUFS7, NDUFS8, NDUFV1, NECAP1, NEDD4L, NEU1, NEXMIF, NGLY1, NHLRC1, NOTCH3, NPRL2, NPRL3, NR2F1, NR4A2, NRROS, NRXN1, OCLN, OFD1, OPHN1, OTUD6B, P4HTM, PACS1, PACS2, PAFAH1B1, PAK3, PCDH12, PCDH19, PDCD10, PDHA1, PDHB, PDHX, PDP1, PDSS2, PEX7, PHF6, PHGDH, PIGA, PIGG, PIGK, PIGL, PIGM, PIGN, PIGO, PIGQ, PIGS, PIGT, PIGU, PIGV, PIGW, PLCB1, PLP1, PLPBP, PNKP, PNPLA8, PNPO, POLG, POMGNT1, POMT1, POMT2, PPP2R5D, PPT1, PRRT2, PURA, QARS1, RAB39B, RAB3GAP1, RALA, RALGAPA1, RANBP2, RARS2, RELN, RMND1, ROGDI, RRM2B, SATB2, SCARB2, SCN1A, SCN1B, SCN2A, SCN3A, SCN8A, SCO2, SDHAF1, SERAC1, SERPINI1, SETBP1, SETD2, SIK1, SLC12A5, SLC13A5, SLC16A1, SLC19A3, SLC25A1, SLC25A12, SLC25A22, SLC2A1, SLC35A2, SLC35A3, SLC6A1, SLC6A8, SLC9A6, SMARCA2, SMC1A, SMS, SNAP25, SNAP29, SNX27, SPATA5, SPR, SPTAN1, ST3GAL3, ST3GAL5, STRADA, STX1B, STXBP1, SUCLA2, SUOX, SYN1, SYNGAP1, SYNJ1, SYP, SZT2, TBC1D24, TBL1XR1, TCF4, TPK1, TPP1, TSC1, TSC2, TSFM, TUBA1A, TUBA8, TUBB2B, TWNK, UBE3A, UGP2, USP7, VARS2, VLDLR, WDR26, WDR37, WDR45, WDR62, WWOX, YWHAG, ZDHHC9,andZEB2 | 28 to 42 days | Whole blood: 2 weeks (if available); Extracted DNA: 3 months | This test was developed and its performance characteristics determined by Mayo Clinic in a manner consistent with CLIA requirements. It has not been cleared or approved by the US Food and Drug Administration. | 81419 | Comprehensive Epilepsy Gene Panel | In Process | 616562 | Released By | 18771-6
CAORG | Comprehensive Marfan, Loeys-Dietz, Ehlers-Danlos, and Aortopathy Gene Panel, Varies | Providing a genetic evaluation for patients with a personal or family history suggestive of hereditary aortic disease Establishing a diagnosis for a variety of hereditary conditions involving aortic disease or overlapping clinical presentations includingMarfan syndrome, Loeys-Dietz syndrome, multiple forms of Ehlers-Danlos syndrome, heritable thoracic aortic disease/aortopathy, and others | Sequence Capture and Targeted Next-Generation Sequencing followed by Polymerase Chain Reaction (PCR) and Sanger Sequencing. | Yes | Comprehensive Aortopathy Gene Panel | Varies | Patient Preparation:A previous bone marrow transplant from an allogenic donor will interfere with testing. Call 800-533-1710 for instructions for testing patients who have received a bone marrow transplant. Specimen Type:Whole blood Container/Tube: Preferred:Lavender top (EDTA) or yellow top (ACD) Acceptable:Any anticoagulant Specimen Volume:3 mL Collection Instructions: 1. Invert several times to mix blood 2. Send whole blood specimen in original tube.Do not aliquot. Specimen Stability Information:Ambient (preferred)/Refrigerated | 1 mL | Inherited forms of aortic disease, or aortopathies, may be associated with isolated thoracic aortic aneurysms and dissections or conditions with multi-system involvement. This gene panel includes genes for multiple conditions that may have aortopathy as a feature, including Marfan syndrome, Loeys-Dietz syndrome, Ehlers-Danlos syndrome, arterial tortuosity syndrome, and heritable thoracic aortic disease (also known as familial thoracic aortic aneurysm/dissection: FTAAD). Other heritable conditions with overlapping clinical presentations are also covered by this panel. Confirming a genetic diagnosis in the setting of aortopathy may aid in differentiating the genetic etiology of complex or ambiguous clinical presentations, treatment decisions, and genetic counseling. Marfan syndrome (MFS) is an autosomal dominant genetic disorder affecting the connective tissue that occurs in approximately 1 to 2 per 10,000 individuals. It is characterized by the presence of skeletal, ocular, and cardiovascular manifestations and is caused by variants in theFBN1gene. Skeletal findings may include tall stature, chest wall deformity, scoliosis, and joint hypermobility. Lens dislocation (ectopia lentis) is the cardinal ocular feature with mitral valve prolapse and aortic root dilatation/dissection the main cardiovascular features.(1) Loeys-Dietz syndrome (LDS) is an autosomal dominant connective tissue disease with significant overlap with Marfan syndrome but may include involvement of other organ systems and is primarily caused by variants inTGFBR1andTGFBR2.(2,3) Features of LDS that are not typical of MFS include craniofacial and neurodevelopmental abnormalities and arterial tortuosity with increased risk for aneurysm and dissection throughout the arterial tree. Variants in theSMAD3gene have been reported in families with an LDS-like phenotype with arterial aneurysms and tortuosity and early onset osteoarthritis. Variants in theTGFB3gene have also been reported in families with an LDS-like phenotype, although these individuals tended to not have arterial tortuosity. Heritable thoracic aortic disease (FTAAD) is a genetic condition primarily involving dilatation and dissection of the thoracic aorta but may also include aneurysm and dissection of other arteries. This condition has a highly variable age of onset and presentation and may involve additional features such as congenital heart defects and other features of connective tissue disease or smooth muscle abnormalities depending on the causative gene. The gene most commonly involved in FTAAD isACTA2.(4,5) Vascular Ehlers-Danlos syndrome (also known as vEDS or EDS IV) is an autosomal dominant connective tissue disease caused by variants in theCOL3A1gene. vEDS may present with characteristic facial features, thin, translucent skin, easy bruising, and arterial, intestinal, and uterine fragility. Arterial rupture may be preceded by aneurysm or dissection or may occur spontaneously.(6) Classic Ehlers-Danlos syndrome types I and II (also known as cEDS) are caused by variants in theCOL5A1andCOL5A2genes. Aortic root dilation and, more rarely, spontaneous vessel rupture have been reported in cEDS.(7) Other genes included on this panel cause conditions with clinical overlap with those above. Examples include genes associated with rare, autosomal recessive forms of Ehlers-Danlos syndrome, theFLNAgene associated with periventricular nodular heterotopia, theFBN2gene associated with congenital contractural arachnodactyly, theCBSgene associated with homocystinuria, theSLC2A10gene associated with autosomal recessive arterial tortuosity syndrome, and theNOTCH1gene associated with aortic valve disease and severe valve calcification. Currently, expert consensus indicatesNOTCH1variants may be predictive of thoracic aortic enlargement without evidence of progression to aortic dissection.(8-12) | An interpretive report will be provided. | All detected variants are evaluated according to American College of Medical Genetics and Genomics recommendations.(13) Variants are classified based on known, predicted, or possible pathogenicity and reported with interpretive comments detailing their potential or known significance. | Clinical Correlations: Test results should be interpreted in the context of clinical findings, family history, and other laboratory data. Misinterpretation of results may occur if the information provided is inaccurate or incomplete. If testing was performed because of a clinically significant family history, it is often useful to first test an affected family member. Detection of a reportable variant in an affected family member would allow for more informative testing of at-risk individuals. To discuss the availability of additional testing options or for assistance in the interpretation of these results, contact the Mayo Clinic Laboratories genetic counselors at 800-533-1710. Technical Limitations: Next-generation sequencing may not detect all types of genomic variants. In rare cases, false-negative or false-positive results may occur. The depth of coverage may be variable for some target regions; assay performance below the minimum acceptable criteria or for failed regions will be noted. Given these limitations, negative results do not rule out the diagnosis of a genetic disorder. If a specific clinical disorder is suspected, evaluation by alternative methods can be considered. There may be regions of genes that cannot be effectively evaluated by sequencing or deletion and duplication analysis as a result of technical limitations of the assay, including regions of homology, high guanine-cytosine (GC) content, and repetitive sequences. Confirmation of select reportable variants will be performed by alternate methodologies based on internal laboratory criteria. This test is validated to detect 95% of deletions up to 75 base pairs (bp) and insertions up to 47 bp. Deletions-insertions (delins) of 40 or more bp, including mobile element insertions, may be less reliably detected than smaller delins. Deletion/Duplication Analysis: This analysis targets single and multi-exon deletions/duplications; however, in some instances single exon resolution cannot be achieved due to isolated reduction in sequence coverage or inherent genomic complexity. Balanced structural rearrangements (such as translocations and inversions) may not be detected. This test is not designed to detect low levels of mosaicism or to differentiate between somatic and germline variants. If there is a possibility that any detected variant is somatic, additional testing may be necessary to clarify the significance of results. Genes may be added or removed based on updated clinical relevance. Refer to theTargeted Genes and Methodology Details for Comprehensive Marfan, Loeys-Dietz, Ehlers-Danlos, and Aortopathy Gene Panelfor the most up to date list of genes included in this test.For detailed information regarding gene specific performance and technical limitations, see Method Description or contact a laboratory genetic counselor. If the patient has had an allogeneic hematopoietic stem cell transplant or a recent blood transfusion, results may be inaccurate due to the presence of donor DNA. Call Mayo Clinic Laboratories for instructions for testing patients who have received a bone marrow transplant. Reclassification of Variants: At this time, it is not standard practice for the laboratory to systematically review previously classified variants on a regular basis. The laboratory encourages healthcare providers to contact the laboratory at any time to learn how the classification of a particular variant may have changed over time. Variant Evaluation: Evaluation and categorization of variants is performed using published American College of Medical Genetics and Genomics and the Association for Molecular Pathology recommendations as a guideline.(13) Other gene-specific guidelines may also be considered. Variants are classified based on known, predicted, or possible pathogenicity and reported with interpretive comments detailing their potential or known significance. Variants classified as benign or likely benign are not reported. Multiple in silico evaluation tools may be used to assist in the interpretation of these results. The accuracy of predictions made by in silico evaluation tools is highly dependent upon the data available for a given gene, and periodic updates to these tools may cause predictions to change over time. Results from in silico evaluation tools should be interpreted with caution and professional clinical judgment. Rarely, incidental or secondary findings may implicate another predisposition or presence of active disease. Incidental findings may include, but are not limited to, results related to the sex chromosomes. These findings will be carefully reviewed to determine whether they will be reported. | 1. Loeys BL, Dietz HC, Braverman AC, et al: The revised Ghent nosology for the Marfan syndrome. J Med Genet. 2010 Jul;47(7):476-485 2. Loeys BL, Schwarze U, Holm T, et al: Aneurysm syndromes caused by mutations in the TGF-beta receptor. N Engl J Med. 2006 Aug 24;355(8):788-798 3. Loeys BL, Chen J, Neptune ER, et al: A syndrome of altered cardiovascular, craniofacial, neurocognitive and skeletal development caused by mutations in TGFBR1 or TGFBR2. Nat Genet. 2005 Mar;37(3):275-281 4. Milewicz DM, Regalado E: Heritable thoracic aortic disease overview. In: Adam MP, Ardinger HH, Pagon RA, et al, eds. GeneReviews [Internet]. University of Washington, Seattle; 2003. Updated December 14, 2017. Accessed September 22, 2021. Available at www.ncbi.nlm.nih.gov/books/NBK1120/ 5. Guo DC, Pannu H, Tran-Fadulu V, et al: Mutations in smooth muscle a-actin (ACTA2) lead to thoracic aortic aneurysms and dissections. Nat Genet. 2007 Dec;39(12):1488-1493 6. Pepin M, Schwarze U, Superti-Furga A, Byers PH: Clinical and genetic features of Ehlers-Danlos syndrome type IV, The vascular type. N Engl J Med. 2000 Mar 9;342(10):673-680 7. Malfait F, Wenstrup R, Paepe AD: Classic Ehlers-Danlos syndrome. In: Adam MP, Ardinger HH, Pagon RA, et al, eds. GeneReviews [Internet]. University of Washington, Seattle; 2007. Updated July 26, 2018. Accessed September 22, 2021. Available atwww.ncbi.nlm.nih.gov/books/NBK1244/ 8. Chen MH, Walsh CA: FLNA-related periventricular nodular heterotopia. In: Adam MP, Ardinger HH, Pagon RA, et al, eds. GeneReviews [Internet]. University of Washington, Seattle; 2002. Updated September 17, 2015. Accessed September 22, 2021. Available atwww.ncbi.nlm.nih.gov/books/NBK1213/ 9. Callewaert B. Congenital contractural arachnodactyly. In: Adam MP, Ardinger HH, Pagon RA, et al, eds. GeneReviews [Internet]. University of Washington, Seattle; 2003. Updated October 21, 2019. Accessed September 30, 2021. Available atwww.ncbi.nlm.nih.gov/books/NBK1386/ 10. Sacharow SJ, Picker JD, Levy HL: Homocystinuria caused by cystathionine beta-synthase deficiency. In: Adam MP, Ardinger HH, Pagon RA, et al, eds. GeneReviews [Internet]. University of Washington, Seattle; 2003. Updated May 18, 2017. Accessed September 30, 2021. Available atwww.ncbi.nlm.nih.gov/books/NBK1524/ 11. Coucke PJ, Willaert A, Wessels MW, et al: Mutations in the facilitative glucose transporter GLUT10 alter angiogenesis and cause arterial tortuosity syndrome. Nat Genet. 2006 Apr;38(4):452-457 12. Clinical Genome Resource: Gene-Disease Validity Classification Summary for NOTCH1-familial thoracic aortic aneurysm and aortic dissection. ClinGen; 2016. Accessed July 14, 2022. Available at https://search.clinicalgenome.org/kb/gene-validity/CGGCIEX:assertion_8269 13. Richards S, Aziz N, Bale S, et al: Standards and guidelines for the interpretation of sequence variants: a joint consensus recommendation of the American College of Medical Genetics and Genomics and the Association for Molecular Pathology. Genet Med. 2015 May;17(5):405-424 | Next-generation sequencing (NGS) and/or Sanger sequencing is performed to test for the presence of variants in coding regions and intron/exon boundaries of the genes analyzed, as well as some other regions that have known disease-causing variants. The human genome reference GRCh37/hg19 build was used for sequence read alignment. At least 99% of the bases are covered at a read depth over 30X. Sensitivity is estimated at above 99% for single nucleotide variants, above 94% for deletions-insertions (delins) less than 40 base pairs (bp), above 95% for deletions up to 75 bp and insertions up to 47 bp. NGS and/or a polymerase chain reaction-based quantitative method is performed to test for the presence of deletions and duplications in the genes analyzed. There may be regions of genes that cannot be effectively evaluated by sequencing or deletion and duplication analysis as a result of technical limitations of the assay, including regions of homology, high guanine-cytosine (GC) content, and repetitive sequences. SeeTargeted Genes and Methodology Details for Comprehensive Marfan, Loeys-Dietz, Ehlers-Danlos, and Aortopathy Gene Panelfor details regarding the targeted genes analyzed for each test and specific gene regions not routinely covered.(Unpublished Mayo method) Confirmation of select reportable variants may be performed by alternate methodologies based on internal laboratory criteria. Genes analyzed:ACTA2, ADAMTS10, ADAMTS17, ADAMTS2, AEBP1, ATP7A, B3GALT6, B3GAT3, B4GALT7, BGN, CBS, CHST14, COL12A1, COL1A1, COL1A2, COL3A1, COL5A1, COL5A2, DSE, EFEMP2, FBN1, FBN2, FKBP14, FLNA, LOX, LTBP3, MED12, MFAP5, MYH11, MYLK, NOTCH1, PLOD1, PRDM5, PRKG1, SKI, SLC2A10, SLC39A13, SMAD2, SMAD3, SMAD4, SMAD6, SPARC, TGFB2, TGFB3, TGFBR1, TGFBR2, TNXB,andZNF469 | 28 to 42 days | Whole blood: 2 weeks (if available); Extracted DNA | This test was developed and its performance characteristics determined by Mayo Clinic in a manner consistent with CLIA requirements. It has not been cleared or approved by the US Food and Drug Administration. | 81410 | Comprehensive Aortopathy Gene Panel | 51966-0 | 617168 | Released By | 18771-6
CMAMA | Comprehensive Metabolic Panel, Serum | Routine health monitoring Patient monitoring while hospitalized for information regarding metabolism, including the current kidney status, electrolyte and acid/base balance, and blood glucose | KS, NAS, CL: Potentiometric, Indirect Ion-Selective Electrode HCO3: Photometric/Enzymatic AGAP: Calculation BUN: Photometric, Urease CRTS1: Enzymatic Colorimetric Assay CA: Photometric, GLURA: Enzymatic Photometric Assay TP: Colorimetric, Biuret ALB: Photometric, Bromcresol Green AST: Photometric Rate, L-Aspartate with Pyridoxyl-5-Phosphate ALP: Colorimetric ALT: Photometric Rate, L-Alanine with Pyridoxal-5-Phosphate BILIT: Photometric, Diazonium Salt | Yes | Comprehensive Metabolic Panel, S | Serum | Supplies: Amber Frosted Tube, 5 mL (T915) Collection Container/Tube: Preferred:Serum gel Acceptable:Red top Submission Container/Tube:Amber vial Specimen Volume:0.6 mL Collection Instructions: 1. Serum gel tubes should be centrifuged and protected from light within 2 hours of collection. 2. Red-top tubes should be centrifuged, and the serum aliquoted into an amber vial within 2 hours of collection. | 0.5 mL | The comprehensive metabolic panel measures 14 analytes and calculates an anion gap. It is used to assess kidney or liver status, electrolyte and acid/base balance, and blood glucose This comprehensive metabolic panel can also provide information about a patient's response to medications that would impact kidney or liver function. | SODIUM <1 year: Not established > or =1 year: 135-145 mmol/L POTASSIUM <1 year: Not established > or =1 year: 3.6-5.2 mmol/L CHLORIDE 1-17 years: 102-112 mmol/L > or =18 years: 98-107 mmol/L Reference values have not been established for patients who are younger than 12 months of age. BICARBONATE Males 12-24 months: 17-25 mmol/L 3 years: 18-26 mmol/L 4-5 years: 19-27 mmol/L 6-7 years: 20-28 mmol/L 8-17 years: 21-29 mmol/L > or =18 years: 22-29 mmol/L Females 1-3 years: 18-25 mmol/L 4-5 years: 19-26 mmol/L 6-7 years: 20-27 mmol/L 8-9 years: 21-28 mmol/L > or =10 years: 22-29 mmol/L Reference values have not been established for patients that are younger than 12 months of age. ANION GAP > or =7 years: 7-15 Reference values have not been established for patients who are younger than 7 years of age. BLOOD UREA NITROGEN (BUN) Males 1-17 years: 7-20 mg/dL > or =18 years: 8-24 mg/dL Reference values have not been established for patients who are younger than 12 months of age. Females 1-17 years: 7-20 mg/dL > or =18 years: 6-21 mg/dL Reference values have not been established for patients who are younger than 12 months of age CREATININE Males: 0-11 months: 0.17-0.42 mg/dL 1-5 years: 0.19-0.49 mg/dL 6-10 years: 0.26-0.61 mg/dL 11-14 years: 0.35-0.86 mg/dL > or =15 years: 0.74-1.35 mg/dL Females: 0-11 months: 0.17-0.42 mg/dL 1-5 years: 0.19-0.49 mg/dL 6-10 years: 0.26-0.61 mg/dL 11-15 years: 0.35-0.86 mg/dL > or =16 years: 0.59-1.04 mg/dL ESTIMATED GLOMERULAR FILTRATION RATE (eGFR) >= 18 years old: > or =60 mL/min/BSA Estimated GFR calculated using the 2021 CKD_EPI creatinine equation. Note: eGFR results will not be calculated for patients younger than 18 years old. CALCIUM <1 year: 8.7-11.0 mg/dL 1-17 years: 9.3-10.6 mg/dL 18-59 years: 8.6-10.0 mg/dL 60-90 years: 8.8-10.2 mg/dL >90 years: 8.2-9.6 mg/dL GLUCOSE 0-11 months: Not established > or =1 year: 70-140 mg/dL TOTAL PROTEIN > or =1 year: 6.3-7.9 g/dL Reference values have not been established for patients who are younger than 12 months of age. ALBUMIN > or =12 months: 3.5-5.0 g/dL Reference values have not been established for patients who are younger than 12 months of age. ASPARTATE AMINOTRANSFERASE (AST) Males: 0-11 months: Not established 1-13 years: 8-60 U/L > or =14 years: 8-48 U/L Females: 0-11 months: Not established 1-13 years: 8-50 U/L > or =14 years: 8-43 U/L ALKALINE PHOSPHATASE (ALP) Males 0-14 days: 83-248 U/L 15 days-<1 year: 122-469 U/L 1-<10 years: 142-335 U/L 10-<13 years: 129-417 U/L 13-<15 years: 116-468 U/L 15-<17 years: 82-331 U/L 17-<19 years: 55-149 U/L > or =19 years: 40-129 U/L Females 0-14 days: 83-248 U/L 15 days-<1 year: 122-469 U/L 1-<10 years: 142-335 U/L 10-<13 years: 129-417 U/L 13-<15 years: 57-254 U/L 15-<17 years: 50-117 U/L > or =17 years: 35-104 U/L ALANINE AMINOTRANSFERASE (ALT) Males: > or =1 year: 7-55 U/L Reference values have not been established for patients who are younger than 12 months of age. Females: > or =1 year: 7-45 U/L Reference values have not been established for patients who are younger than 12 months of age. TOTAL BILIRUBIN 0-6 days: Refer to www.bilitool.org for information on age-specific (postnatal hour of life) serum bilirubin values. 7-14 days: 0.0-14.9 mg/dL 15 days to 17 years: 0.0-1.0 mg/dL >18 years 0.0-1.2 mg/dL | Comprehensive metabolic panel results are usually evaluated in conjunction with each other for patterns of results. The pattern of abnormal results can help identify the possible conditions or diseases present. Many conditions will cause abnormal results including kidney failure, breathing problems, and diabetes-related complications. | No significant cautionary statements | Comprehensive Metabolic Panel (CMP). Testing.com; Updated July 29, 2022. Accessed September 19, 2023. Available at www.testing.com/tests/comprehensive-metabolic-panel-cmp/ | Sodium, Potassium, Chloride: Ion-selective electrode (ISE) (indirect potentiometry). The ion selective electron (ISE) module indirectly measures the electromotive force (EMF) difference between an ISE and a reference electrode.The EMF of the ion-selective electrode is dependent on the ion concentration of the sample. The EMF of the reference electrode is constant. An electronic calculation circuit converts EMF of the sample to the ion concentration of the sample.(Package insert: ISE Indirect Na, K, CL for Gen2. Roche Diagnostics; 12/2020) Bicarbonate: This is a photometric rate reaction. Bicarbonate (HCO3-) reacts with phosphoenolpyruvate (PEP) in the presence of phosphoenolpyruvate carboxylase (PEPC) to produce oxaloacetate and phosphate. The oxaloacetate produced is coupled with NADH in the presence of malate dehydrogenase (MDH) to produce malate and NAD. The consumption of NADH causes a decrease in absorbance and is monitored in the UV range of 320 nm to 400 nm. The rate of change is directly proportional to the concentration of bicarbonate.(Package insert: Bicarbonate reagent Roche Diagnostics; 04/2019) Anion Gap: This is a calculated result. The following equation is used to calculate the anion gap (A gap): A gap =Na - (Cl + HCO3-) Blood Urea Nitrogen: This is a kinetic UV assay where urease cleaves urea to form ammonia and carbon dioxide. The ammonia formed then reacts with alpha-ketoglutarate and NADH in the presence of urease/glutamate dehydrogenase to yield glutamate and NAD+. The decrease in absorbance, due to the consumption of NADH, is measured kinetically and is proportional to the amount of urea in the sample.(Package insert: Urea/BUN reagent. Roche Diagnostics; 12/2019) Creatinine: This enzymatic method is based on the conversion of creatinine with the aid of creatininase, creatinase, and sarcosine oxidase to glycine, formaldehyde, and hydrogen peroxide. Catalyzed by peroxidase the liberated hydrogen peroxide reacts with 4-aminophenazone and HTIB(hydroxy[tosyloxy]iodobenzene)to form a quinone imine chromogen. The color intensity of the quinone imine chromogen formed is directly proportional to the creatinine concentration in the reaction mixture.(Package insert: Creatinine. Roche Diagnostics; 02/2019) Calcium: Calcium ions react with NM-BAPTA (5-nitro-5'-methyl-1,2-bis[o-aminophenoxy]ethane-N,N,N',N'-tetraacetic acid) under alkaline conditions to form a complex. This complex reacts in the second step with EDTA. The change in absorbance is directly proportional to the calcium concentration and is measured photometrically.(Package insert: Calcium Gen.2 reagent. Roche Diagnostics; 07/2019) Glucose: Glucose in the serum, in the presence of hexokinase, is converted to glucose-6-phosphate (G6P). In the presence of nicotinamide adenine dinucleotide phosphate (NADP+), glucose-6-phosphate dehydrogenase oxides G6P to gluconate-6-phosphate and NADPH.The rate of NADPH formation is directly proportional to glucose concentration and is measured photometrically.(Package insert: Glucose HK Gen.3 Reagent. Roche Diagnostics; 11/2021) Total Protein: Divalent copper reacts in alkaline solution with protein peptide bonds to form the characteristic purple-colored biuret complex. Sodium potassium tartrate prevents the precipitation of copper hydroxide and potassium iodide prevents autoreduction of copper. The color intensity is directly proportional to the protein concentration, which can be determined photometrically.(Package insert: Total Protein Gen.2 reagent, Roche Diagnostics; 11/2019) Albumin: The dye, bromcresol green (BCG), is added to serum in an acid buffer. The color intensity of the blue-green albumin-BCG complex is directly proportional to the albumin concentration and is determined photometrically.(Package insert: Albumin Gen.2 reagent. Roche Diagnostics; 02/2022) Aspartate Aminotransferase: Aspartate aminotransferase (AST) is measured by a coupled enzyme kinetic method where the rate of decrease of NADH, determined at 340 nm, is directly proportional to the AST activity.(Package insert: AST reagent. Roche Diagnostics; 02/2022) Alkaline Phosphatase: In the presence of magnesium and zinc ions, p-nitrophenyl phosphate is cleaved by phosphatases into phosphate and p-nitrophenol. The p-nitrophenol released is directly proportional to the catalytic alkaline phosphatase activity. It is determined by measuring the increase in absorbance.(Package insert: Alkaline Phosphatase Gen.2 reagent. Roche Diagnostics; 04/2019) Alanine Aminotransferase: Alanine aminotransferase (ALT) activity is determined by a kinetic method using a coupled enzyme reaction where the rate of NADH consumption is measured at 340 nm. The NADH decrease is directly proportional to the ALT activity.(Package insert: ALT reagent. Roche Diagnostics; 11/2021) Total Bilirubin: Total bilirubin, in the presence of a suitable solubilizing agent, is coupled with 3,5-dichlorophenyl diazonium in a strongly acidic medium. The color intensity of the red azo dye formed is directly proportional to the total bilirubin and can be determined photometrically.(Package insert: Bilirubin Total Gen. 3. Roche Diagnostics; 01/2020) | Same day/1 to 2 days | 1 week | This test has been cleared, approved, or is exempt by the US Food and Drug Administration and is used per manufacturer's instructions. Performance characteristics were verified by Mayo Clinic in a manner consistent with CLIA requirements. | KS-84132NAS-84295CL-82435HCO3-82374BUN-84520CRTS1-82565CA-82310GLURA-82947TP-84155ALB-82040AST-84450ALP-84075ALT-84460BILIT-82247 | Comprehensive Metabolic Panel, S | 24323-8 | EGFR1 | Estimated GFR (eGFR) | 98979-8
NEPHP | Comprehensive Nephrology Gene Panel, Varies | Providing a genetic evaluation for patients with a personal or family history suggestive of hereditary kidney disease Establishing a diagnosis for a variety of hereditary kidney conditions including focal segmental glomerulosclerosis, nephritic/nephrotic syndrome, Alport syndrome, cystic kidney diseases (including polycystic kidney disease), nephronophthisis, tubulointerstitial disease, congenital anomalies of kidney and urinary tract, nephrocalcinosis, nephrolithiasis (kidney stones), renal electrolyte imbalances (including Bartter syndrome), C3 glomerulopathy, and complement-mediated thrombotic microangiopathy (also known as atypical hemolytic uremic syndrome) | Sequence Capture and Amplicon-Based Next-Generation Sequencing (NGS) | Yes | Comprehensive Nephrology Gene Panel | Varies | Patient Preparation:A previous bone marrow transplant from an allogenic donor will interfere with testing. Call 800-533-1710 for instructions for testing patients who have received a bone marrow transplant. Container/Tube: Preferred:Lavender top (EDTA) or yellow top (ACD) Acceptable:Any anticoagulant Specimen Volume:3 mL Collection Instructions: 1. Invert several times to mix blood. 2. Send whole blood specimen in original tube.Do notaliquot. Specimen Stability Information:Ambient (preferred)/Refrigerated | 1 mL | Monogenic kidney disease spans a clinical spectrum of conditions with etiologies that can include structural, metabolic, immune, or endocrine abnormalities. Many heritable kidney diseases exhibit overlapping or complex phenotypes leading to a broad clinical differential. This gene panel assesses over 300 genes associated with a diverse spectrum of monogenic kidney diseases spanning the structural, metabolic, immune, and endocrine phenotypes. Assessing genetic etiologies across this phenotypic spectrum may aid in differentiating the genetic etiology of complex or ambiguous clinical presentations.(1-6) Renal phenotypes assessed on this panel include: focal segmental glomerulosclerosis, nephritic/nephrotic syndrome, Alport syndrome, cystic kidney diseases (including polycystic kidney disease), nephronophthisis, tubulointerstitial disease, congenital anomalies of kidney and urinary tract, nephrocalcinosis, nephrolithiasis (kidney stones), renal electrolyte imbalances (including Bartter syndrome), C3 glomerulopathy, and complement-mediated thrombotic microangiopathy (CM-TMA; also known as atypical hemolytic uremic syndrome [aHUS]). Many hereditary kidney diseases exhibit autosomal dominant, autosomal recessive, and/or X-linked inheritance. However, some hereditary kidney diseases exhibit complex or multifactorial inheritance. These complex and environmental etiologies are not assessed on this gene panel. Several risk alleles associated with increased susceptibility to kidney disease are also included on this panel to aid in risk assessment: -APOL1Genotype: Two alleles, commonly called G1 and G2, have been associated with increased risk for development or progression of nondiabetic chronic kidney diseases.(7) -CFH-H3 Risk Haplotype: The variants that comprise this risk haplotype are common in the general population, but in the context of additional pathogenic genetic and environmental factors, the presence of this risk haplotype is associated with an increased risk for development or progression of atypical hemolytic uremic syndrome.(8) -MCP/CD46Risk Haplotype: The variants that comprise this risk haplotype are common in the general population, but in the context of additional pathogenic genetic and environmental factors, the presence of this risk haplotype is associated with an increased risk for development or progression of atypical hemolytic uremic syndrome.(8) -Finally, two variants inC5(p.Arg885His and p.Arg885Cys) that are associated with poor response to eculizumab can be detected by this panel.(9) | An interpretive report will be provided. | All detected variants are evaluated according to American College of Medical Genetics and Genomics recommendations.(10) Variants are classified based on known, predicted, or possible pathogenicity and reported with interpretive comments detailing their potential or known significance. | Clinical Correlations: Test results should be interpreted in the context of clinical findings, family history, and other laboratory data. Misinterpretation of results may occur if the information provided is inaccurate or incomplete. If testing was performed because of a clinically significant family history, it is often useful to first test an affected family member. Detection of a reportable variant in an affected family member would allow for more informative testing of at-risk individuals. To discuss the availability of additional testing options or for assistance in the interpretation of these results, contact the Mayo Clinic Laboratories genetic counselors at 800-533-1710. Technical Limitations: Next-generation sequencing may not detect all types of genomic variants. In rare cases, false-negative or false-positive results may occur. The depth of coverage may be variable for some target regions; assay performance below the minimum acceptable criteria or for failed regions will be noted. Given these limitations, negative results do not rule out the diagnosis of a genetic disorder. If a specific clinical disorder is suspected, evaluation by alternative methods can be considered. This gene panel doesnotinclude assessment or interpretation of the commonAPOEalleles e2, e3, or e4.This test does NOT report other, non-renalAPOEdisease associations, including Alzheimer disease. There may be regions of genes that cannot be effectively evaluated by sequencing or deletion and duplication analysis as a result of technical limitations of the assay, including regions of homology, high guanine-cytosine (GC) content, and repetitive sequences. Confirmation of select reportable variants will be performed by alternate methodologies based on internal laboratory criteria. This test is validated to detect 95% of deletions up to 75 base pairs (bp) and insertions up to 47 bp. Deletions-insertions (delins) of 40 or more bp, including mobile element insertions, may be less reliably detected than smaller delins. Deletion/Duplication Analysis: This analysis targets single and multi-exon deletions/duplications; however, in some instances single exon resolution cannot be achieved due to isolated reduction in sequence coverage or inherent genomic complexity. Balanced structural rearrangements (such as translocations and inversions) may not be detected. This test is not designed to detect low levels of mosaicism or to differentiate between somatic and germline variants. If there is a possibility that any detected variant is somatic, additional testing may be necessary to clarify the significance of results. Genes may be added or removed based on updated clinical relevance. For the most up to date list of genes included in this test and detailed information regarding gene specific performance and technical limitations, see Method Description or contact a laboratory genetic counselor. If the patient has had an allogeneic hematopoietic stem cell transplant or a recent blood transfusion, results may be inaccurate due to the presence of donor DNA. Call Mayo Clinic Laboratories for instructions for testing patients who have received a bone marrow transplant. Reclassification of Variants At this time, it is not standard practice for the laboratory to systematically review previously classified variants on a regular basis. The laboratory encourages healthcare providers to contact the laboratory at any time to learn how the classification of a particular variant may have changed over time. Variant Evaluation Evaluation and categorization of variants are performed using published American College of Medical Genetics and Genomics and the Association for Molecular Pathology recommendations as a guideline.(10) Other gene-specific guidelines may also be considered. Variants are classified based on known, predicted, or possible pathogenicity and reported with interpretive comments detailing their potential or known significance. Variants classified as benign or likely benign are not reported. Multiple in silico evaluation tools may be used to assist in the interpretation of these results. The accuracy of predictions made by in silico evaluation tools is highly dependent upon the data available for a given gene, and periodic updates to these tools may cause predictions to change over time. Results from in silico evaluation tools are interpreted with caution and professional clinical judgement. Rarely, incidental findings or secondary findings may implicate another predisposition or presence of active disease. Incidental findings may include, but are not limited to, results related to the sex chromosomes. These findings will be carefully reviewed to determine whether they will be reported. | 1. Lemaire M, Noone D, Lapeyraque AL, Licht C, Fremeaux-Bacchi V. Inherited kidney complement diseases. Clin J Am Soc Nephrol. 2021;16(6):942-956. doi:10.2215/CJN.11830720 2. Lanktree MB, Haghighi A, di Bari I, Song X, Pei Y. Insights into autosomal dominant polycystic kidney disease from genetic studies. Clin J Am Soc Nephrol. 2021;16(5):790-799. doi:10.2215/CJN.02320220 3. Quinlan C, Rheault MN. Genetic basis of type IV collagen disorders of the kidney. Clin J Am Soc Nephrol. 2021;16(7) 1101-1109. doi:10.2215/CJN.19171220 4. Downie ML, Lopez Garcia SC, Kleta R, Bockenhauer D Inherited tubulopathies of the kidney: Insights from genetics. Clin J Am Soc Nephrol. 2021;16(4):620-630. doi:10.2215/CJN.14481119 5. Westland R, Renkema KY, Knoers NVAM. Clinical integration of genome diagnostics for congenital anomalies of the kidney and urinary tract. Clin J Am Soc Nephrol. 2020;16(1):128-137. doi:10.2215/CJN.14661119 6. Li AS, Ingham JF, Lennon R. Genetic disorders of the glomerular filtration barrier. Clin J Am Soc Nephrol. 2020;15(12):1818-1828. doi:10.2215/CJN.11440919 7. Parsa A, Kao WH, Xie D, et al. APOL1 risk variants, race, and progression of chronic kidney disease. N Engl J Med. 2013;369(23):2183-2196. doi:10.1056/NEJMoa1310345 8. Bernabeu-Herrero ME, Jimenez-Alcazar M, Anter J, et al. Complement factor H, FHR-3 and FHR-1 variants associate in an extended haplotype conferring increased risk of atypical hemolytic uremic syndrome. Mol Immunol. 2015;67(2 Pt B):276-286. doi:10.1016/j.molimm.2015.06.021 9. Nishimura J, Yamamoto M, Hayashi S, et al. Genetic variants in C5 and poor response to eculizumab. N Engl J Med. 2014;370(7):632-639. doi:10.1056/NEJMoa1311084 10. Richards S, Aziz N, Bale S, et al. Standards and guidelines for the interpretation of sequence variants: a joint consensus recommendation of the American College of Medical Genetics and Genomics and the Association for Molecular Pathology. Genet Med. 2015;17(5):405-424 | Capture-based and amplicon-based next-generation sequencing (NGS) are performed to test for the presence of variants in coding regions and intron/exon boundaries of the genes analyzed, as well as other regions that have known disease-causing variants. The human genome reference GRCh37/hg19 build was used for sequence read alignment. At least 99% of the bases are covered at a read depth over 30X. Sensitivity is estimated at above 99% for single nucleotide variants, above 94% for deletions-insertions (delins) less than 40 base pairs (bp), above 95% for deletions up to 75 bp and insertions up to 47 bp. NGS based quantitative method is performed to test for the presence of deletions and duplications in the genes analyzed. There may be regions of genes that cannot be effectively evaluated by sequencing or deletion and duplication analysis as a result of technical limitations of the assay, including regions of homology, high guanine-cytosine content, and repetitive sequences.(Unpublished Mayo method) SeeTargeted Genes and Methodology Details for Comprehensive Nephrology Gene Panelfor details regarding the targeted genes analyzed for each test and specific gene regions not routinely covered. Genes analyzed:ABCC6, ACE, ACTN4, ADAMTS13, ADCY10, AGT, AGTR1, AGXT, AHI1, ALG1, ALG8, ALG9, ALMS1, ALPL, ANKS6, ANLN, ANOS1, APOA1, APOE, APOL1[Chr22(GRCh37):g.36661895-36661916 and g.36662023-36662062 only], APRT, AP2S1, AQP2, ARHGAP24, ARHGDIA, ARL13B, ARL6, ATP6V0A4, ATP6V1B1, ATP7B, AVP, AVPR2, B9D1, B9D2, BBIP1, BBS1, BBS10, BBS12, BBS2, BBS4, BBS5, BBS7, BBS9, BICC1, BSND, C2, C2CD3, C3, C5[Chr9(GRCh37):g.123759950-123759973 only], C8A, C8orf37, CA2, CACNA1D, CACNA1H, CASR, CC2D2A, CD151, CD2AP, CD46 (MCP), CEP104, CEP120, CEP164, CEP290, CEP41, CEP83, CFB, CFH, CFHR1, CFHR2, CFHR3, CFHR4, CFHR5, CFI, CHD7, CLCN5, CLCNKA, CLCNKB, CLDN16, CLDN19, CNNM2, COL4A1, COL4A3, COL4A4, COL4A5, COL4A6, COQ2, COQ6, COQ8B, CPLANE1, CRB2, CREBBP, CSPP1, CTNS, CUBN, CUL3, CYP11B1, CYP11B2, CYP24A1, CYP27B1, CYP2R1, DCDC2, DDX59, DGKE, DHCR7, DMP1, DNAJB11, DYNC2H1, DZIP1L, EGF, EMP2, ENPP1, EYA1, FAH, FAM20A, FAN1, FAT1, FGA, FGF20, FGF23, FGFR1, FGFR2, FN1, FOXI1, FOXP1, FRAS1, FREM1, FREM2, FXYD2, GALNT3, GANAB, GATA3, GLA, GLI3, GLIS2, GNA11, GPC3, GREB1L, GRHPR, GRIP1, GSN, HNF1B, HNF4A, HOGA1, HPRT1, HPSE2, HSD11B2, IFT122, IFT140, IFT172, IFT27, IFT43, IFT80, IFT81, INF2, INPP5E, INVS, IQCB1, ITGA3, ITGA8, ITGB4, JAG1, KANK2, KCNA1, KCNJ1, KCNJ10, KCNJ5, KIAA0556(KATNIP),KIAA0586, KIAA0753, KIF12, KIF14, KIF7, KL, KLHL3, LAMA5, LAMB2, LMNA, LMX1B, LRIG2, LRP2, LRP5, LYZ, LZTFL1, MAGED2, MAGI2, MAPKBP1, MEFV, MKKS, MKS1, MMACHC, MOCOS, MYH9, MYO1E, NEK1, NEK8, NLRP3, NOTCH2, NPHP1, NPHP3, NPHP4, NPHS1, NPHS2, NR3C2, NUP107, NUP133, NUP160, NUP205, NUP85, NUP93, OCRL, OFD1, PAX2, PBX1, PCBD1, PDE6D, PDSS2, PHEX, PKD1, PKD2, PKHD1, PLCE1, PLCG2, PLG, PMM2, PODXL, PRKCSH, PRPS1, PTPRO, REN, ROBO2, RPGRIP1L, SALL1, SALL4, SARS2, SCARB2, SCLT1, SCNN1A, SCNN1B, SCNN1G, SDCCAG8, SEC61A1, SEC63, SGPL1, SIX1, SLC12A1, SLC12A3, SLC17A5, SLC22A12, SLC26A1, SLC2A2, SLC2A9, SLC34A1, SLC34A3, SLC3A1, SLC4A1, SLC4A4 ,SLC5A1, SLC5A2, SLC6A19, SLC7A7, SLC7A9, SLC9A3R1, SLIT2, SMARCAL1, TBC1D8B, TBX18, TCTN1, TCTN2, TCTN3, THBD, TMEM107, TMEM138, TMEM216, TMEM231, TMEM237, TMEM67, TRAF3IP1, TRIM32, TRPC6, TRPM6, TSC1, TSC2, TTC21B, TTC8, TTR, UMOD, VDR, VHL, VIPAS39, VPS33B, WDR19, WDR35, WDR72, WDR73, WNK1, WNK4, WNT4, WT1, XDH, XPNPEP3, ZMPSTE24, ZNF423. | 28 to 42 days | Whole blood: 2 weeks (if available); Extracted DNA: 3 months | This test was developed and its performance characteristics determined by Mayo Clinic in a manner consistent with CLIA requirements. It has not been cleared or approved by the US Food and Drug Administration. | 81401 x 281404 x 1281405 x 881406 x 2281407 x 1381408 x 58147981479 (if appropriate for government payers) | Comprehensive Nephrology Gene Panel | 51966-0 | 618099 | Released By | 18771-6
MUPAN | Comprehensive Neuromuscular Gene Panel, Varies | Establishing a molecular diagnosis for patients with a neuromuscular disorder Identifying variants within genes known to be associated with neuromuscular disorders allowing for predictive testing of at-risk family members | Sequence Capture and Next-Generation Sequencing (NGS), Polymerase Chain Reaction (PCR), Sanger Sequencing, and Dosage Analysis by Droplet Digital Polymerase Chain Reaction (ddPCR) | Yes | Neuromuscular Gene Panel | For more information seeNeuromuscular Myopathy Testing Algorithm | Patient Preparation:A previous bone marrow transplant from an allogenic donor will interfere with testing. Call 800-533-1710 for instructions for testing patients who have received a bone marrow transplant. Specimen Type:Whole blood Container/Tube:Lavender top (EDTA) or yellow top (ACD) Acceptable:Any anticoagulant Specimen Volume:3 mL Collection Instructions: 1. Invert several times to mix blood. 2. Send whole blood specimen in original tube.Do not aliquot. Specimen Stability Information:Ambient (preferred)/Refrigerated | 1 mL | Neuromuscular disorders are a heterogeneous group of diseases that arise from nerve, muscle, or neuromuscular junction dysfunction. Onset ranges fromin uteroto old age, but mostly they affect infants, children, and teenagers. While some neuromuscular disorders are acquired, the vast majority are genetic. Diagnosis of neuromuscular disorders involves clinical presentation, electromyography , muscle and nerve biopsy, and biochemical and genetic testing. This panel includes genes associated with muscular dystrophy, myopathy, rhabdomyolysis, congenital myasthenic syndrome, and skeletal muscular channelopathy disorders. | An interpretive report will be provided. | All detected variants are evaluated according to American College of Medical Genetics and Genomics recommendations.(1) Variants are classified based on known, predicted, or possible pathogenicity and reported with interpretive comments detailing their potential or known significance. | Clinical Correlations: Test results should be interpreted in the context of clinical findings, family history, and other laboratory data. Misinterpretation of results may occur if the information provided is inaccurate or incomplete. If testing was performed because of a clinically significant family history, it is often useful to first test an affected family member. Detection of a reportable variant in an affected family member would allow for more informative testing of at-risk individuals. To discuss the availability of additional testing options or for assistance in the interpretation of these results, contact the Mayo Clinic Laboratories genetic counselors at 800-533-1710. Technical Limitations: Next-generation sequencing may not detect all types of genomic variants. In rare cases, false-negative or false-positive results may occur. The depth of coverage may be variable for some target regions; assay performance below the minimum acceptable criteria or for failed regions will be noted. Given these limitations, negative results do not rule out the diagnosis of a genetic disorder. If a specific clinical disorder is suspected, evaluation by alternative methods can be considered. There may be regions of genes that cannot be effectively evaluated by sequencing or deletion and duplication analysis as a result of technical limitations of the assay, including regions of homology, high guanine-cytosine (GC) content, and repetitive sequences. Confirmation of select reportable variants will be performed by alternate methodologies based on internal laboratory criteria. This test is validated to detect 95% of deletions up to 75 base pairs (bp) and insertions up to 47 bp. Deletions-insertions (delins) of 40 or more bp, including mobile element insertions, may be less reliably detected than smaller delins. Deletion/Duplication Analysis: This analysis targets single and multi-exon deletions/duplications; however, in some instances, single exon resolution cannot be achieved due to isolated reduction in sequence coverage or inherent genomic complexity. Balanced structural rearrangements (such as translocations and inversions) may not be detected. This test is not designed to detect low levels of mosaicism or to differentiate between somatic and germline variants. If there is a possibility that any detected variant is somatic, additional testing may be necessary to clarify the significance of results. Genes may be added or removed based on updated clinical relevance. Refer to theTargeted Genes and Methodology Details for Comprehensive Neuromuscular Gene Panelfor the most up to date list of genes included in this test. For detailed information regarding gene specific performance and technical limitations, see Method Description or contact a laboratory genetic counselor. If the patient has had an allogeneic hematopoietic stem cell transplant or a recent blood transfusion, results may be inaccurate due to the presence of donor DNA. Call Mayo Clinic Laboratories for instructions for testing patients who have received a bone marrow transplant. Reclassification of Variants: At this time, it is not standard practice for the laboratory to systematically review previously classified variants on a regular basis. The laboratory encourages healthcare providers to contact the laboratory at any time to learn how the classification of a particular variant may have changed over time. Due to broadening genetic knowledge, it is possible that the laboratory may discover new information of relevance to the patient. Should that occur, the laboratory may issue an amended report. Variant Evaluation: Evaluation and categorization of variants are performed using published American College of Medical Genetics and Genomics and the Association for Molecular Pathology recommendations as a guideline.(1) Other gene-specific guidelines may also be considered. Variants are classified based on known, predicted, or possible pathogenicity and reported with interpretive comments detailing their potential or known significance. Variants classified as benign or likely benign are not reported. Multiple in silico evaluation tools may be used to assist in the interpretation of these results. The accuracy of predictions made by in silico evaluation tools is highly dependent upon the data available for a given gene, and periodic updates to these tools may cause predictions to change over time. Results from in silico evaluation tools should be interpreted with caution and professional clinical judgment. Rarely, incidental or secondary findings may implicate another predisposition or presence of active disease. These findings will be carefully reviewed to determine whether they will be reported. | 1. Richards S, Aziz N, Bale S, et al: Standards and guidelines for the interpretation of sequence variants: a joint consensus recommendation of the American College of Medical Genetics and Genomics and the Association for Molecular Pathology. Genet Med. 2015 May;17(5):405-424 2. Laing NG: Genetics of neuromuscular disorders. Crit Rev Clin Lab Sci. 2012 Mar-Apr;49(2):33-48 | Next-generation sequencing (NGS) and/or Sanger sequencing are performed to test for the presence of variants in coding regions and intron/exon boundaries of the genes analyzed, as well as some other regions that have known disease-causing variants. The human genome reference GRCh37/hg19 build was used for sequence read alignment. At least 99% of the bases are covered at a read depth over 30X. Sensitivity is estimated at above 99% for single nucleotide variants, above 94% for deletion-insertions (delins) less than 40 base pairs (bp), above 95% for deletions up to 75 bp and insertions up to 47 bp. NGS and/or a polymerase chain reaction (PCR)-based quantitative method is performed to test for the presence of deletions and duplications in the genes analyzed. There may be regions of genes that cannot be effectively evaluated by sequencing or deletion and duplication analysis as a result of technical limitations of the assay, including regions of homology, high guanine-cytosine (GC) content, and repetitive sequences. SeeTargeted Genes and Methodology Details for Comprehensive Neuromuscular Gene Panelfor details regarding the targeted genes analyzed for each test and specific gene regions not routinely covered.(Unpublished Mayo method) Confirmation of select reportable variants may be performed by alternate methodologies based on internal laboratory criteria. Droplet digital PCR is performed for detection and quantification ofSMN1exon 7 andSMN2exon 7 associated with spinal muscular atrophy. Genes analyzed: ABHD5, ACAD9, ACADM, ACADS, ACADVL, ACTA1, ADSS1, AGK, AGL, AGRN, ALDOA, ALG14, ALG2, ANO5, ASAH1, ASCC1, ATP1A2, ATP2A1, B3GALNT2, B4GAT1, BAG3, BIN1, BVES, CACNA1S, CAPN3, CASQ1, CAV3, CAVIN1, CFL2, CHAT, CHCHD10, CHKB, CHRNA1, CHRNB1, CHRND, CHRNE, CLCN1, COL12A1, COL13A1, COL6A1, COL6A2, COL6A3, COLQ, COQ2, COQ4, COQ6, COQ8A, COQ9, CPT2, CRPPA, CRYAB, CTDP1, DAG1, DES, DGUOK, DMD, DNA2, DNAJB6, DNM2, DOK7, DPAGT1, DPM1, DPM2, DPM3, DYSF, EMD, ENO3, ETFA, ETFB, ETFDH, FAM111B, FBXL4, FDX2, FHL1, FKBP14, FKRP, FKTN, FLAD1, FLNC, GAA, GBE1, GFER, GFPT1, GMPPB, GNE, GOSR2, GYG1, GYS1, HADHA, HADHB, HNRNPA1, HNRNPA2B1, HNRNPDL, HRAS, INPP5K, ISCU, ITGA7, JAG2, KBTBD13, KCNJ2, KLHL40, KLHL41, KY, LAMA2, LAMB2, LAMP2, LARGE1, LDB3, LDHA, LMNA, LMOD3, LPIN1, LRP4, MAP3K20, MATR3, MB, MEGF10, MGME1, MICU1, MRPS25, MSTO1, MTM1, MTO1, MUSK, MYBPC1, MYH2, MYH7, MYMK, MYOT, MYPN, NEB, OPA1, ORAI1, PAX7, PDSS1, PDSS2, PFKM, PGAM2, PGK1, PGM1, PHKA1, PLEC, PNPLA2, PNPLA8, POGLUT1, POLG, POLG2, POMGNT1, POMGNT2, POMK, POMT1, POMT2, PREPL, PRKAG2, PUS1, PYGM, PYROXD1, RAPSN, RBCK1, RNASEH1, RRM2B, RXYLT1, RYR1, SCN4A, SDHA, SELENON, SGCA, SGCB, SGCD, SGCG, SIL1, SLC18A3, SLC22A5, SLC25A1, SLC25A20, SLC25A3, SLC25A4, SLC25A42, SLC5A7, SPEG, SQSTM1, STAC3, STIM1, SUCLA2, SUCLG1, SUN1, SUN2, SYNE1, SYT2, TANGO2, TAZ(TAFAZZIN), TBCD, TCAP, TFG, TIA1, TK2, TMEM43, TMEM65, TNNT1, TNPO3, TOR1AIP1, TPM2, TPM3, TRAPPC11, TRIM32, TRIP4, TSFM, TTC19, TTN, TWNK, UBA1, VAMP1, VCP, VMA21,andYARS2 | 28 to 42 days | Whole Blood: 2 weeks (if available); Extracted DNA: 3 months | This test was developed and its performance characteristics determined by Mayo Clinic in a manner consistent with CLIA requirements. It has not been cleared or approved by the US Food and Drug Administration. | 81443 | Neuromuscular Gene Panel | 103957-7 | 617674 | Released By | 18771-6
PEPAN | Comprehensive Peripheral Neuropathy Gene Panel, Varies | Establishing a molecular diagnosis for patients with peripheral neuropathy Identifying variants within genes known to be associated with peripheral neuropathy, allowing for predictive testing of at-risk family members | Sequence Capture and Next-Generation Sequencing (NGS), Polymerase Chain Reaction (PCR), Sanger Sequencing, and Dosage Analysis by Droplet Digital Polymerase Chain Reaction (ddPCR) | Yes | Peripheral Neuropathy Gene Panel | For more information see: | Patient Preparation:A previous bone marrow transplant from an allogenic donor will interfere with testing. For instructions for testing patients who have received a bone marrow transplant, call 800-533-1710. Specimen Type:Whole blood Container/Tube:Lavender top (EDTA) or yellow top (ACD) Acceptable:Any anticoagulant Specimen Volume:3 mL Collection Instructions: 1. Invert several times to mix blood. 2. Send whole blood specimen in original tube.Do not aliquot. Specimen Stability Information:Ambient (preferred)/Refrigerated Additional Information: To ensure minimum volume and concentration of DNA is met, the preferred volume of blood must be submitted. Testing may be canceled if DNA requirements are inadequate. | 1 mL | Inherited peripheral neuropathies are common neurologic disorders that represent a spectrum of diseases with different etiologies. Based on the pattern of inheritance and nerve conduction studies, there are 3 major categories of inherited peripheral neuropathies with isolated nerve involvement. The first group is hereditary motor and sensory neuropathy, also referred to as Charcot-Marie-Tooth (CMT) disease. Individuals with CMT typically present with slowly progressive muscle weakness and atrophy, primarily affecting the distal extremities. The second group is hereditary sensory and autonomic neuropathy (HSAN) or hereditary sensory neuropathy if autonomic dysfunction is absent. They predominantly feature slowly progressive loss of multimodal sensation and autonomic dysfunction, with the most common features of HSANs being the loss of sensation of pain and temperature. The third group is distal hereditary motor neuropathy, which is characterized by length-dependent lower motor neuron dysfunction. The clinical phenotype is variable but includes progressive weakness and atrophy of the distal muscles, foot deformities, and decreased reflexes. Inherited peripheral neuropathies may also show involvement of the central nervous system (brain or spinal cord), as seen in hereditary spastic paraplegia with neuropathy, or they may be part of a systemic syndromic or metabolic disorder. The inherited peripheral neuropathies are a relatively common and heterogeneous group of disorders. Due to the considerable overlap in the clinical phenotypes of various neuropathies, it is often difficult to distinguish these specific inherited disorders from sporadic, idiopathic, or acquired forms of neuropathy without genetic testing. Additionally, peripheral neuropathy may be part of an inherited systemic syndromic or metabolic disorder caused by genes in metabolic pathways. Therefore, multigene panels can be an efficient and cost-effective way to establish a molecular diagnosis for individuals with peripheral neuropathy. | An interpretive report will be provided. | All detected variants are evaluated according to American College of Medical Genetics and Genomics recommendations.(1) Variants are classified based on known, predicted, or possible pathogenicity and reported with interpretive comments detailing their potential or known significance. | Clinical Correlations: Test results should be interpreted in the context of clinical findings, family history, and other laboratory data. Misinterpretation of results may occur if the information provided is inaccurate or incomplete. If testing was performed because of a clinically significant family history, it is often useful to first test an affected family member. Detection of a reportable variant in an affected family member would allow for more informative testing of at-risk individuals. To discuss the availability of additional testing options or for assistance in the interpretation of these results, contact the Mayo Clinic Laboratories genetic counselors at 800-533-1710. Technical Limitations: Next-generation sequencing may not detect all types of genomic variants. In rare cases, false-negative or false-positive results may occur. The depth of coverage may be variable for some target regions; assay performance below the minimum acceptable criteria or for failed regions will be noted. Given these limitations, negative results do not rule out the diagnosis of a genetic disorder. If a specific clinical disorder is suspected, evaluation by alternative methods can be considered. There may be regions of genes that cannot be effectively evaluated by sequencing or deletion and duplication analysis as a result of technical limitations of the assay, including regions of homology, high guanine-cytosine (GC) content, and repetitive sequences. Confirmation of select reportable variants will be performed by alternate methodologies based on internal laboratory criteria. This test is validated to detect 95% of deletions up to 75 base pairs (bp) and insertions up to 47 bp. Deletions-insertions (delins) of 40 or more bp, including mobile element insertions, may be less reliably detected than smaller delins. Deletion/Duplication Analysis: This analysis targets single and multi-exon deletions/duplications; however, in some instances, single exon resolution cannot be achieved due to isolated reduction in sequence coverage or inherent genomic complexity. Balanced structural rearrangements (such as translocations and inversions) may not be detected. This test is not designed to detect low levels of mosaicism or to differentiate between somatic and germline variants. If there is a possibility that any detected variant is somatic, additional testing may be necessary to clarify the significance of results. Genes may be added or removed based on updated clinical relevance. For detailed information regarding gene specific performance and technical limitations, see Method Description or contact a laboratory genetic counselor. If the patient has had an allogeneic hematopoietic stem cell transplant or a recent blood transfusion, results may be inaccurate due to the presence of donor DNA. Call Mayo Clinic Laboratories for instructions for testing patients who have received a bone marrow transplant. Reclassification of Variants: Currently, it is not standard practice for the laboratory to systematically review previously classified variants on a regular basis. The laboratory encourages healthcare providers to contact the laboratory at any time to learn how the classification of a particular variant may have changed over time. Due to broadening genetic knowledge, it is possible that the laboratory may discover new information of relevance to the patient. Should that occur, the laboratory may issue an amended report. Variant Evaluation: Evaluation and categorization of variants are performed using published American College of Medical Genetics and Genomics and the Association for Molecular Pathology recommendations as a guideline.(1) Other gene-specific guidelines may also be considered. Variants are classified based on known, predicted, or possible pathogenicity and reported with interpretive comments detailing their potential or known significance. Variants classified as benign or likely benign are not reported. Multiple in silico evaluation tools may be used to assist in the interpretation of these results. The accuracy of predictions made by in silico evaluation tools is highly dependent upon the data available for a given gene, and periodic updates to these tools may cause predictions to change over time. Results from in silico evaluation tools should be interpreted with caution and professional clinical judgment. Rarely, incidental or secondary findings may implicate another predisposition or presence of active disease. These findings will be carefully reviewed to determine whether they will be reported. | 1. Richards S, Aziz N, Bale S, et al. Standards and guidelines for the interpretation of sequence variants: a joint consensus recommendation of the American College of Medical Genetics and Genomics and the Association for Molecular Pathology. Genet Med. 2015;17(5):405-424 2. Klein CJ, Duan X, Shy ME. Inherited neuropathies: clinical overview and update. Muscle Nerve. 2013;48(4):604-622 | Next-generation sequencing (NGS) and/or Sanger sequencing are performed to test for the presence of variants in coding regions and intron/exon boundaries of the genes analyzed, as well as some other regions that have known disease-causing variants. The human genome reference GRCh37/hg19 build was used for sequence read alignment. At least 99% of the bases are covered at a read depth over 30X. Sensitivity is estimated at above 99% for single nucleotide variants, above 94% for deletion/insertions (delins) less than 40 base pairs (bp), above 95% for deletions up to 75 bp and insertions up to 47 bp. NGS and/or a polymerase chain reaction (PCR)-based quantitative method is performed to test for the presence of deletions and duplications in the genes analyzed. There may be regions of genes that cannot be effectively evaluated by sequencing or deletion and duplication analysis as a result of technical limitations of the assay, including regions of homology, high guanine-cytosine (GC) content, and repetitive sequences. SeeTargeted Genes and Methodology Details for Comprehensive Peripheral Neuropathy Gene Panelfor details regarding the targeted genes analyzed for each test and specific gene regions not routinely covered. Confirmation of select reportable variants may be performed by alternate methodologies based on internal laboratory criteria.(Unpublished Mayo method) Droplet digital PCR is performed for detection and quantification ofSMN1exon 7 andSMN2exon 7 associated with spinal muscular atrophy. Genes analyzed: AAAS, AARS1, ABCA1, ABCD1, AIFM1, ALDH18A1, AMACR, AP5Z1, APOA1, APTX, ARSA, ATL1, ATL3, ATM, ATP1A1, ATP7A, B4GALNT1, BAG3, BICD2, BSCL2, C12orf65(MTRFR), C1orf194, CHCHD10, CLCF1, CLTCL1, CNTNAP1, COQ4, COQ7, COX10, COX20, COX6A1, CPOX, CRLF1, CTDP1, CYP27A1, CYP2U1, CYP7B1, DCTN1, DDHD1, DGAT2, DHH, DNAJB2, DNM2, DNMT1, DST, DYNC1H1, EGR2, ELP1, ERCC8, FA2H, FAM126A, FBLN5, FBXO38, FGD4, FGF14, FIG4, FLVCR1, FMR1, FXN, GALC, GAN, GARS1, GBA2, GBE1, GBF1, GDAP1, GJB1, GLA, GM2A, GNB4, GSN, HADHA, HADHB, HARS1, HEXA, HEXB, HINT1, HK1, HMBS, HSPB1, HSPB8, HSPD1, IARS2, IBA57, IGHMBP2, INF2, KARS1, KIF1A, KIF5A, LAMA2, LITAF, LMNA, LRSAM1, MARS1, MCM3AP, MFN2, MME, MORC2, MPC1, MPV17, MPZ, MTMR2, MTTP, MYH14, NAGLU, NDRG1, NEFH, NEFL, NF2, NGF, NIPA1, NTRK1, OPA1, PDK3, PDYN, PEX7, PHYH, PLA2G6, PLEKHG5, PLP1, PMP2, PMP22, PNKP, PNPLA6, POLG, PPOX, PRDM12, PRKCG, PRNP, PRPS1, PRX, PTRH2, RAB7A, REEP1, RETREG1, RNASEH1, RRM2B, RTN2, SACS, SBF1, SBF2, SCN10A, SCN11A, SCN9A, SCO2, SEPTIN9, SETX, SH3TC2, SIGMAR1, SLC12A6, SLC25A19, SLC25A46, SLC52A2, SLC52A3, SLC5A7, SNAP29, SOD1, SORD, SOX10, SPAST, SPG11, SPG21, SPG7, SPTAN1, SPTLC1, SPTLC2, SUCLA2, SURF1, TDP1, TFG, TRIM2, TRPV4, TSFM, TTPA, TTR, TUBB3, TWNK, TYMP, UBA1, VPS13D, VRK1, VWA1, WARS1, WASHC5, WNK1, YARS1,andZFYVE26 | 21 to 35 days | Whole blood: 2 weeks (if available); Extracted DNA: 3 months | This test was developed and its performance characteristics determined by Mayo Clinic in a manner consistent with CLIA requirements. It has not been cleared or approved by the US Food and Drug Administration. | 81448 | Peripheral Neuropathy Gene Panel | 103954-4 | 617700 | Released By | 18771-6
TBT | Concentration, Mycobacteria (Bill Only) |  | This test is for billing purposes only. This is not an orderable test. | Yes | Concentration, Mycobacteria | Varies | This test is for billing purposes only. This is not an orderable test. |  |  | This test is for billing purposes only. This is not an orderable test. | [6 empty] | Not Applicable | 87015
FFCAH | Congenital Adrenal Hyperplasia (CAH) Pediatric Profile 6, Comprehensive Screen |  | High Pressure Liquid Chromatography/Tandem Mass Spectrometry (HPLC/MS-MS) | Yes | CAH Profile 6 | Serum Red | Specimen Type:Serum Container/Tube:Red Specimen Volume:3.5 mL Collection Instructions:Draw blood in a plain, red-top tube(s). (Serum gel tube is not acceptable.) Spin down and separate within 45 minutes of collection and send 3.5 mL of serum frozen in plastic vial. | 2 mL NOTE: Minimum volume does not allow for repeat analysis. |  | Androstenedione,, Units: ng/dL,, Age,Range, Premature (26-28w) Day 4,63-935, Premature (31-35w) Day 4,50-449, Full Term (1-7 days),<10-279, 1-11m,<10-37, Prepubertal Children,<10-17, Adult Males,44-186, Adult Females,2 -230, Females Postmenopausal,<10-93, Cortisol,, Units: ug/dL,, Age,Range, Premature (26-28w) Day 4,1.0-11, Premature (31-35w) Day 4,2.5-9.1, Full Term Day 3,1.7-14, Full Term Day 7,2.0-11, 31d - 11m,2.8-23, 12m - 15y (8:00 AM),3 .0-21, Adults,, 8:00 AM,8.0-19, 4:00 PM,4.0-11, Deoxycorticosterone (DOC),, Units: ng/dL,, Age,Range, Premature (26-28w) Day 4,20-105, Premature (34-36w) Day 4,28-78, 1-11m,7-49, Prepubertal Children,2-34, Pubertal Childrenand Adults 8:00 AM,2-19, Dehydroepiandrosterone (DHEA), Units: ng/dL,, Age,Range, Premature (26-31w),82-1484, Premature (32-35w),56-1853, Full Term (2-7d),41-1292, 8d-5m,<948, 6-12m,<136, 1-5 y,<68, 6-7 y,<111, 8-10 y,<186, 11-12 y,<202, 13-14 y,<319, 15-16 y,39-481, 17-19 y,40-491, 20 50 y,31-701, >50 y,21-402, 11-Desoxycortisol,, Units: ng/dL,, Age,Range, Premature (26-28w) Day 4,110-1376, Premature (31-35w) Day 4,48-579, Newborn Day 3,13-147, 1-11m,<10-156, Prepubertal 8:00 AM,20-155, Pubertal Children andAdults 8:00 AM,12-158, 17-OH Pregnenolone,, Units: ng/dL,, Age,Range, Premature (26-28w) Day 4,375-3559, Premature (31-35w) Day 4,64-2380, 3 Days,10-829, 1-5m,36-763, 6-11m,42-540, 12-23m,14-207, 24m-5y,10-103, 6-9y,10-186, Pubertal,44-235, Adults,53-357, Progesterone,, Units: ng/dL,, Males,, Age,Range, 1-16y,<10-15, Adults,<10-11, Females,, Age,Range, 1-10y,<10-26, 11y,<10-255, 12y,<10-856, 13y,<10-693, 14y,<10-1204, 15y,<10-1076, 16y,<10-1294, Adult,, Cycle Days,Range, 1-6,<10-17, 7-12,<10-135, 13-15,<10-1563, 16-28,<10-2555, Post Menopausal,<10, 17-Alpha-Hydroxyprogesterone 17-OHP,, Units: ng/dL,, Age,Range, Premature (26-28w) Day 4,124-841, Premature (31-35w) Day 4,26-568, Full-Term Day 3,<78, Prepubertal,<91, Adult Males,27-199, Females,, 1-11m,13-106, Prepubertal,<91, Adult Females,, Follicular,15-70, Luteal,35-290, Testosterone, Total,, Units: ng/dL,, Age,Range, Males,, Premature (26-28w) Day 4,59-125, Premature (31-35w) Day 4,37-198, Newborns,75-400, Females,, Premature (26-28w) Day 4,5-16, Premature (31-35w) Day 4,5-22, Newborns,20-64, Prepubertal Males and Females,<2.5-10, Adult Males >18 years,264-916, Adult Females,, Premenopausal,10-55, Postmenopausal,7-40, Males,,, Tanner Stage,Age (years),Range, 1,<9.8,<2.5-10, 2,9.8-14.5,18-150, 3,10.7-15.4,100-320, 4,11.8-16.2,200-620, 5,12.8-17.3,350-970, Females,,, Tanner Stage,Age (years),Range, 1,<9.2,<2.5-10, 2,9.2-13.7,7-28, 3,10.0-14.4,15-35, 4,10.7-15.6,13-32, 5,11.8-18.6,20-38, |  |  |  |  | 10 to 19 days |  | This test was developed and its performance characteristics determined by LabCorp. It has not been cleared or approved by the Food and Drug Administration. | 82633/DOC82634/ 11-Desoxycortisol82157/Androstenedione82533/Cortisol82626/DHEA84143/17-OH-Pregnenolone84144/Progesterone83498/17-OH-Progesterone84403/Testosterone | CAH Profile 6 | Not Provided | Z5051 | Testosterone, Total | 2986-8
CAH21 | Congenital Adrenal Hyperplasia (CAH) Profile for 21-Hydroxylase Deficiency, Serum | Preferred screening test for congenital adrenal hyperplasia (CAH) caused by 21-hydroxylase deficiency Part of a battery of tests to evaluate women with hirsutism or infertility, which can result from adult-onset CAH | Liquid Chromatography Tandem Mass Spectrometry (LC-MS/MS) Portions of this test are covered by patents held by Quest Diagnostics | Yes | CAH 21-Hydroxylase Profile | Serum Red | Collection Container/Tube:Red top (serum gel/SST arenot acceptable) Specimen Volume:0.6 mL Submission Container/Tube:Plastic vial Collection Instructions: 1. Morning (8 a.m.) and afternoon (4 p.m.) specimens are preferred. 2. Include time of collection. 3. Centrifuge and aliquot serum into a plastic vial. Additional Information:If multiple specimens are collected, send separate order for each specimen. | 0.25 mL | The cause of congenital adrenal hyperplasia (CAH) is an inherited genetic defect that results in decreased formation of one of the many enzymes that are involved in the production of cortisol. The enzyme defect results in reduced glucocorticoids and mineralocorticoids and elevated 17-hydroxyprogesterone (OHPG) and androgens. The resulting hormone imbalances can lead to life-threatening, salt-wasting crises in the newborn period and incorrect gender assignment of virilized female patients. Adult-onset CAH may result in hirsutism or infertility in women. The adrenal glands, ovaries, testes, and placenta produce OHPG. It is hydroxylated at the 11 and 21 positions to produce cortisol. Deficiency of either 11- or 21-hydroxylase results in decreased cortisol synthesis, and the feedback inhibition of adrenocorticotropic hormone (ACTH) secretion is lost. Consequently, increased pituitary release of ACTH increases production of OHPG. In contrast, if 17-alpha-hydroxylase (which allows formation of OHPG from progesterone) or 3-beta-ol-dehydrogenase (which allows formation of 17-hydroxyprogesterone formation from 17-hydroxypregnenolone) are deficient, OHPG levels are low with possible increase in progesterone or pregnenolone, respectively. Most (90%) cases of CAH are due to mutations in the 21-hydroxylase gene (CYP21A2). CAH due to 21-hydroxylase deficiency is diagnosed by confirming elevations of OHPG and androstenedione with decreased cortisol. By contrast, in 2 less common forms of CAH, due to 17-hydroxylase or 11-hydroxylase deficiency, OHPG and androstenedione levels are not significantly elevated and measurement of progesterone (PGSN / Progesterone, Serum) and deoxycorticosterone (DOCS / 11-Deoxycorticosterone, Serum), respectively, are necessary for diagnosis. OHPG is bound to both transcortin and albumin, and total OHPG is measured in this assay. OHPG is converted to pregnanetriol, which is conjugated and excreted in the urine. In all instances, more specific tests than pregnanetriol measurement are available to diagnose disorders of steroid metabolism. | Tanner stages,Age (Years),Reference range (ng/dL), Stage I (prepubertal),<9.8,<51, Stage II,9.8-14.5,31-65, Stage III,10.7-15.4,50-100, Stage IV,11.8-16.2,48-140, Stage V,12.8-17.3,65-210, Tanner stages,Age (Years),Reference range (ng/dL), Stage I (prepubertal),<9.2,<51, Stage II,9.2-13.7,42-100, Stage III,10.0-14.4,80-190, Stage IV,10.7-15.6,77-225, Stage V,11.8-18.6,80-240, | Diagnosis and differential diagnosis of congenital adrenal hyperplasia (CAH) always requires the measurement of several steroids. Patients with CAH due to 21-hydroxylase gene (CYP21A2) variants usually have very high levels of androstenedione, often 5- to 10-fold elevations. 17-Hydroxyprogesterone (OHPG) levels are usually even higher, while cortisol levels are low or undetectable. All 3 analytes should be tested. In the much less commonCYP11Avariant, androstenedione levels are elevated to a similar extent as inCYP21A2variant, and cortisol is also low, but OHPG is only mildly, if at all, elevated. Also less common is 3-beta hydroxysteroid dehydrogenase (HSD) type 2 deficiency, characterized by low cortisol and substantial elevations in dehydroepiandrosterone sulfate (DHEA-S) and 17-alpha-hydroxypregnenolone, while androstenedione is either low, normal, or rarely, very mildly elevated (as a consequence of peripheral tissue androstenedione production by 3-beta HSD-1). In the very rare StAR (steroidogenic acute regulatory) protein deficiency, all steroid hormone levels are low and cholesterol is elevated. In the very rare 17-alpha-hydroxylase deficiency, androstenedione, all other androgen-precursors (17-alpha-hydroxypregnenolone, OHPG, DHEA-S), androgens (testosterone, estrone, estradiol), and cortisol are low, while production of mineral corticoid and its precursors, in particular progesterone, 11-deoxycorticosterone, corticosterone, and 18-hydroxycorticosterone, are increased. The goal of CAH treatment is normalization of cortisol levels and, ideally, of sex-steroid levels also. OHPG is measured to guide treatment, but this test correlates only modestly with androgen levels. Therefore, androstenedione and testosterone should also be measured and used to guide treatment modifications. Normal prepubertal levels may be difficult to achieve, but if testosterone levels are within the reference range, androstenedione levels up to 100 ng/dL are usually regarded as acceptable. | Androstenedione and, to a lesser degree, dehydroepiandrosterone sulfate supplements can result in elevations of serum androstenedione level. With large androstenedione doses of 300 to 400 mg/day, serum androstenedione levels can almost double in some patients. Testosterone levels and, particularly in men, estrone and estradiol levels may also increase but to a much lesser degree. This test provides merely supplementary information and should, therefore, never be employed as the sole diagnostic tool. | 1. Von Schnakenburg K, Bidlingmaier F, Knorr D. 17-hydroxyprogesterone, androstenedione, and testosterone in normal children and in prepubertal patients with congenital adrenal hyperplasia. Eur J Pediatr. 1980;133(3):259-267 2. Sciarra F, Tosti-Croce C, Toscano V. Androgen-secreting adrenal tumors. Minerva Endocrinol. 1995;20(1):63-68 3. Collett-Solberg P. Congenital adrenal hyperplasia: from genetics and biochemistry to clinical practice, part I. Clin Pediatr. 2001;40(1):1-16 4. Speiser PW, Azziz R, Baskin LS, et al. Congenital adrenal hyperplasia due to steroid 21-hydroxylase deficiency: an Endocrine Society Clinical Practice Guideline. J Clin Endocrinol Metab. 2010;95(9):4133-4160 5. Nordenstrom A, Falhammar H. Management of endocrine disease: Diagnosis and management of the patient with non-classic CAH due to 21-hydroxylase deficiency. Eur J Endocrinol. 2019;180(3):R127–R145 6. Young WF Jr. Primary aldosteronism: A common and curable form of hypertension. Cardiol Rev. 1999;7(4):207-214 7. Young WF Jr. Pheochromocytoma and primary aldosteronism: diagnostic approaches. Endocrinol Metab Clin North Am. 1997;26(4):801-827 8. Wudy SA, Hartmann M, Svoboda M. Determination of 17-hydroxypregnenolone in plasma by stabile isotope dilution/benchtop liquid chromatography-tandem mass spectrometry. Horm Res. 2000;53(2):68-71 9. Therrell BL. Newborn screening for congenital adrenal hyperplasia. Endocrinol Metab Clin North Am. 2001;30(1):15-30 10. Bachega TA, Billerbeck AE, Marcondes JA, Madureira G, Arnhold IJ, Mendonca BB. Influence of different genotypes on 17-hydroxyprogesterone levels in patients with nonclassical congenital adrenal hyperplasia due to 21-hydroxylase deficiency. Clin Endocrinol. 2000;52(5):601-607 11. Kao PC, Machacek DA, Magera MJ, Lacey JM, Rinaldo P. Diagnosis of adrenal cortical dysfunction by liquid chromatography-tandem mass spectrometry. Ann Clin Lab Sci. 2001;31(2):199-204 12. Young WF Jr. Management approaches to adrenal incidentalomas. A view from Rochester, Minnesota. Endocrinol Metab Clin North Am. 2000;29(1):159-185 13. Ibanez L, DiMartino-Nardi J, Potau N, Saenger P. Premature adrenarche-normal variant or forerunner of adult disease? Endocr Rev. 2000;21(6):671-696 14. Allolio B, Arlt W. DHEA treatment: myth or reality? Trends Endocrinol Metab. 2002;13(7):288-294 15. Lin CL, Wu TJ, Machacek DA, Jiang NS, Kao PC. Urinary free cortisol and cortisone determined by high performance liquid chromatography in the diagnosis of Cushing's syndrome. J Clin Endocrinol Metab. 1997;82:151-155 16. Findling JW, Raff H. Diagnosis and differential diagnosis of Cushing's syndrome. Endocrinol Metab Clin North Am. 2001;30(3):729-747 17. Buchman Al. Side effects of corticosteroid therapy. J Clin Gastroenterol. 2001;33(4):289-297 18. Dodds HM, Taylor PJ, Cannell GR, Pond SM. A high-performance liquid chromatography-electrospray-tandem mass spectrometry analysis of cortisol and metabolites in placental perfusate. Anal Biochem. 1997;247(2):342-347 19. Cengiz H, Demirci T, Varim C, Cetin S. Establishing a new screening 17 hydroxyprogesterone cut-off value and evaluation of the reliability of the long intramuscular ACTH stimulation test in the diagnosis of nonclassical congenital adrenal hyperplasia. Eur Rev Med Pharmacol Sci. 2021;25(16):5235-5240. doi:10.26355/eurrev_202108_26537 | Deuterated stable isotopes (d4-cortisol, d7-androstenedione, d8 17-hydroxyprogesterone) are added to the serum sample as internal standards. Cortisol, androstenedione, 17-hydroxyprogesterone, and the internal standards are extracted from specimens online using a guard cartridge. The analytes are transferred online to an analytical column and are analyzed by liquid chromatography tandem mass spectrometry.(Unpublished Mayo method) | 2 to 5 days | See Individual Unit Codes | This test was developed and its performance characteristics determined by Mayo Clinic in a manner consistent with CLIA requirements. It has not been cleared or approved by the US Food and Drug Administration. | 821578253383498 | CAH 21-Hydroxylase Profile | 79221-8 | 30071 | PM Cortisol | 9812-9
CAH2T | Congenital Adrenal Hyperplasia Newborn Screen, Blood Spot | Second-tier testing of newborns with abnormal screening result forcongenital adrenal hyperplasia | Liquid Chromatography Tandem Mass Spectrometry (LC-MS/MS) Portions of this test are covered by patents held by Quest Diagnostics | Yes | CAH Newborn Screen, BS | Whole blood | Supplies:Card-Blood Spot Collection (Filter Paper) (T493) Container/Tube: Preferred:Blood Spot Collection Card Acceptable:Local newborn screening card, Whatman 903 filter paper, PerkinElmer 226 filter paper, Munktell filter paper Specimen Volume:2 Blood spots Collection Instructions: 1. Do not use device or capillary tube containing EDTA to collect specimen. 2. Completely fill at least 2 circles on the filter paper card (approximately 100 microliters blood per circle). 3. Let blood dry on filter paper at ambient temperature in a horizontal position for a minimum of 3 hours. 4. Do not expose specimen to heat or direct sunlight. 5. Do not stack wet specimens. 6. Keep specimen dry. Additional Information: 1. For collection instructions, seeBlood Spot Collection Instructions 2. For collection instructions in Spanish, seeBlood Spot Collection Card-Spanish Instructions(T777) 3. For collection instructions in Chinese, seeBlood Spot Collection Card-Chinese Instructions(T800) | 1 Blood spot | Congenital adrenal hyperplasia (CAH) is a group of disorders caused byinherited defects in steroid biosynthesis, most commonly, 21-hydroxylasedeficiency (approximately 90% of cases) and 11-beta hydroxylasedeficiency (approximately 5% of cases). The overall incidence of CAH due to 21-hydroxylase deficiency is approximately 1 in 15,000live births. Individuals with CAH may present with life-threateningsalt-wasting crises in thenewborn period and incorrect sexassignment of virilized females, which occurs due to in utero exposure to reduced glucocorticoids andmineralocorticoids and elevated 17-hydroxyprogesterone (17-OHP)and androgens. Hormone replacement therapy, when initiated early,results in asignificant reduction in morbidity and mortality. Therefore,newbornscreening for CAH is desirable and has been implementedin all 50 states. Immunoassays are typically used to quantify 17-OHP as a markerfor CAH in the newborn screen setting. However, these immunoassays are hampered by cross-reactivity of the antibodies with other steroids, yielding a high rate offalse-positive results. Tandem mass spectrometry allows for the simultaneous specific determination of 17-OHP and othersteroids, such as androstenedione, cortisol, 11-deoxycortisol, and 21-deoxycortisol. Application of thistechnology to the determination of steroids in newborn blood spots significantlyenhances the correct identification of patients with CAH and reduces thenumber of false-positive screening results when implemented as a second-tier analysis performed prior to reporting of initial newborn screen results. | 17-HYDROXYPROGESTERONE (17-OHP) <15.1 ng/mL ANDROSTENEDIONE <3.1 ng/mL CORTISOL Not applicable 11-DEOXYCORTISOL <15.1 ng/mL 21-DEOXYCORTISOL <4.1 ng/mL (17-OHP + ANDROSTENEDIONE)/CORTISOL RATIO <1.1 Note:Abnormal (17-OHP + Androstenedione)/Cortisol Ratio: > or =1.1 is only applicable when 17-OHP is elevated 11-DEOXYCORTISOL/CORTISOL RATIO Not applicable | Findings of a 17-hydroxyprogesterone (17-OHP) value greater than 15.0 ng/mL and a high (17-OHP + androstenedione)/cortisolratio (> or =1) are supportive of the initial abnormal newborn screening result. Findings of an 11-deoxycortisol value greater than 15.0 ng/mL or 21-deoxycortisol greater than 4.0 ng/mL with elevated 17-OHPfurther support the abnormal newborn screening result and increase the diagnostic specificity. Clinical and laboratory follow-up is strongly recommended. | This is a screening test, and while its positive predictive value issignificantly higher than that of immunoassays (9.0% versus 0.5%),false-positive results can occur. Follow-up of abnormal results isnecessary; order OHPG / 17-Hydroxyprogesterone, Serum andDOCS /11-Deoxycorticosterone, Serum. Deoxycorticosterone (DOC) coelutes with 17-OHP. DOC is a precursor of aldosterone in the steroidogenesis pathway. It is not elevated in patients with classic congenital adrenal hyperplasia(CAH) due to 21-alpha-hydroxylase deficiency; indeed, its production is lacking in this deficiency. However, DOC is expected to be elevated in other variants of CAH, specifically 11-alpha-hydroxylase deficiency (which also includes elevations of 11-deoxy) and 17-alpha-hydroxylase/17,20-lyase deficiency (none of the other targeted steroids are elevated in this condition). Therefore, if this assay was applied as a first-tier screening assay, a finding of elevated DOC and/or 17-OHP can uncover clinically relevant variants of CAH that would be confirmed through follow-up testing. Because this assay's goal is to identify patients with CAH but not exclusively 17-alpha-hydroxylase deficiency, the separation of 17-OHP and DOC during screening is not essential and may lead to a quicker diagnosis of at-risk patients for these rarer variants of CAH. However, as a second-tier test performed only when the first-tier test for 17-OHP is abnormal, 17-alpha-hydroxylase/17,20-lyase deficiency will not be uncovered because 17-OHP is not elevated in that condition. | 1. Claahsen-van der Grinten HL, Speiser PW, et al. Congenital adrenal hyperplasia-Current insights in pathophysiology, diagnostics, and management. Endocr Rev. 2022;43(1):91-159. doi:10.1210/endrev/bnab016 2. Minutti CZ, Lacey JM, Magera MJ, et al. Steroid profiling by tandem mass spectrometry improves the positive predictive value of newborn screening for congenital adrenal hyperplasia. J Clin Endo Met. 2004;89:3687-3693 3. Turcu AF, Auchus RJ. The next 150 years of congenital adrenal hyperplasia. J Steroid Biochem Mol Biol. 2015;153:63-714 4. Witchel SF, Azziz R. Congenital adrenal hyperplasia. Pediatri Adolesc Gynecol. 2011;24:116-126 | A 1/8-inch disk is punched out of the blood spot into a 96-well filter plate. Internal standards are added to the filter plate. The punched disks are eluted and centrifuged, then dried under nitrogen and reconstituted with water:methanol. Analysis is by electrospray liquid chromatography-tandem mass spectrometry. The concentration of 17-hydroxyprogesterone, androstenedione, cortisol, 11-deoxycortisol, and 21-deoxycortisol are established by comparison of their ion intensity to that of their respective internal standards.(Unpublished Mayo method) | 1 to 3 days | 2 years | This test was developed and its performance characteristics determined by Mayo Clinic in a manner consistent with CLIA requirements. It has not been cleared or approved by the US Food and Drug Administration. | 82542 | CAH Newborn Screen, BS | 57086-1 | 42206 | Reviewed By | 18771-6
CCMVS | Congenital Cytomegalovirus (cCMV), Molecular Detection, PCR, Saliva | Aiding in the rapid diagnosis of cytomegalovirus (CMV) infections in neonates 21 days of age or younger using saliva specimens | Real-Time Polymerase Chain Reaction (PCR) | Yes | Congenital CMV, PCR, Saliva | Swab | Supplies:BD UVT with minitip flocked swab (T971) Collection Container/Tube: Flocked swab Submission Container/Tube: Sterile, screw-capped, tube containing viral transport media with flocked swab containing saliva Specimen Volume:1 Swab in viral transport media Collection Instructions: Collect and send specimen per swab manufacturer instructions. | Saliva swab submitted in minimum volume of 0.3 mL of viral transport media. | Cytomegalovirus (CMV) is a double-stranded DNA virus of the Herpesviridae family. CMV is transmitted through direct contact from a variety of infected body fluids, as well as through sexual contact, organ transplantation, and intrauterine transmission during pregnancy.(1) CMV infection may be asymptomatic but can cause a wide range of symptoms in immunocompromised individuals. Congenitally acquired CMV (cCMV) may lead to long-term sequelae, including visual and hearing impairments, and cognitive and motor deficits.(2) Current recommendations indicate testing urine and saliva swabs for cCMV using a nucleic acid amplification detection method.(3) | Negative | A positive result indicates the presence of cytomegalovirus (CMV) DNA in the patient sample. A negative result indicates the absence of CMV DNA in the patient sample. An invalid result indicates inability to conclusively determine presence or absence of CMV DNA in the patient sample. | This test is not validated for sample types other than saliva swab and urine specimens from infants 21 days of age or younger. Negative results do not preclude cytomegalovirus (CMV) infection and should not be used as the sole basis for treatment or other patient management decisions. False-negative results may occur if the viral nucleic acid is present at a level below the analytical sensitivity of the assay, if the virus has genomic mutations, insertions, deletions, or rearrangements, or if the assay is performed very early in the course of illness. The performance of this test has not been established for monitoring treatment of CMV infection. | 1. Manicklal S, Emery VC, Lazzarotto T, Boppana SB, Gupta RK. The "silent" global burden of congenital cytomegalovirus. Clin Microbiol Rev. 2013;26(1):86-102. doi:10.1128/CMR.00062-12 2. Cannon MJ, Griffiths PD, Aston V, Rawlinson WD. Universal newborn screening for congenital CMV infection: what is the evidence of potential benefit?. Rev Med Virol. 2014;24(5):291-307. doi:10.1002/rmv.1790 3. Rawlinson WD, Boppana SB, Fowler KB, et al. Congenital cytomegalovirus infection in pregnancy and the neonate: consensus recommendations for prevention, diagnosis, and therapy. Lancet Infect Dis. 2017;17(6):e177-e188. doi:10.1016/S1473-3099(17)30143-3 4. Binnicker MJ, Espy ME. Comparison of six real-time PCR assays for qualitative detection of cytomegalovirus in clinical specimens. J Clin Microbiol. 2013;51(11):3749-3752. doi:10.1128/JCM.02005-13 5. Fernholz EC, Vidal-Folch N, Hasadsri L. Rapid and direct detection of congenital cytomegalovirus using a commercial real-time PCR assay. J Clin Microbiol. 2023;61(3):e0178122. doi:10.1128/jcm.01781-22 | The Simplexa Congenital CMV Direct assay is a real-time polymerase chain reaction (PCR) system that enables the direct amplification and detection of CMV DNA from either saliva swab or urine specimens without nucleic acid extraction. The system consists of the Simplexa Congenital CMV Direct Reaction Mix, the LIAISON MDX (with LIAISON MDX Studio Software), the direct amplification disc, and associated accessories. In the Simplexa Congenital CMV Direct assay, bifunctional fluorescent probe-primers are used together with corresponding reverse primers to amplify CMV DNA. A well-conserved region of the CMV UL83 gene is targeted to identify CMV DNA. An internal control is used to detect PCR failure or inhibition.(Package insert: Simplexa Congenital CMV Direct. Diasorin; REF MOL2255. Rev. 01, 011/2022) | Same day/1 to 2 days | 7 days | This test has been cleared, approved, or is exempt by the US Food and Drug Administration and is used per manufacturer's instructions. Performance characteristics were verified by Mayo Clinic in a manner consistent with CLIA requirements. | 87496 | Congenital CMV, PCR, Saliva | 83065-3 | 620659 | Congenital CMV, PCR, Saliva | 83065-3
CCMVU | Congenital Cytomegalovirus (cCMV), Molecular Detection, PCR, Urine | Aiding in the rapid diagnosis of cytomegalovirus infections in neonates 21 days of age or younger using urine specimens | Real-Time Polymerase Chain Reaction (PCR) | Yes | Congenital CMV, PCR, Urine | Urine | Supplies:Sarstedt Aliquot Tube, 5 mL (T914) Container/Tube:Plastic sterile container, 5 mL Specimen Volume: 0.2 mL Collection Instruction: 1. Collect a random urine from a urine bag, container, or catheter. 2. Transfer urine to sterile container. 3. No preservative | 0.1 mL | Cytomegalovirus (CMV) is a double-stranded DNA virus of the Herpesviridae family. CMV is transmitted through direct contact from a variety of infected body fluids, as well as through sexual contact, organ transplantation, and intrauterine transmission during pregnancy.(1) CMV infection may be asymptomatic but can cause a wide range of symptoms, especially in immunocompromised individuals. Congenitally acquired CMV (cCMV) may lead to long-term sequelae, including visual and hearing impairments, and cognitive and motor deficits.(2) Current recommendations indicate testing urine and saliva swabs for cCMV using a nucleic acid amplification detection method.(3) | Negative | A positive result indicates the presence of cytomegalovirus (CMV) DNA in the patient sample. A negative result indicates the absence of CMV DNA in the patient sample. An invalid result indicates inability to conclusively determine presence or absence of CMV DNA in the patient sample. | This test is not validated for sample types other than urine and saliva from infants 21 days of age or younger. Negative results do not preclude cytomegalovirus (CMV) infection and should not be used as the sole basis for treatment or other patient management decisions. False-negative results may occur if viral nucleic acid is present at a level that is below the analytical sensitivity of the assay or if the virus has genomic mutations, insertions, deletions, or rearrangements, or if the assay is performed very early in the course of illness. The performance of this test has not been established for monitoring treatment of CMV infection. | 1. Manicklal S, Emery VC, Lazzarotto T, Boppana SB, Gupta RK. The "silent" global burden of congenital cytomegalovirus. Clin Microbiol Rev. 2013;26(1):86-102. doi:10.1128/CMR.00062-12 2. Cannon MJ, Griffiths PD, Aston V, Rawlinson WD. Universal newborn screening for congenital CMV infection: what is the evidence of potential benefit?. Rev Med Virol. 2014;24(5):291-307. doi:10.1002/rmv.1790 3. Rawlinson WD, Boppana SB, Fowler KB, et al. Congenital cytomegalovirus infection in pregnancy and the neonate: consensus recommendations for prevention, diagnosis, and therapy. Lancet Infect Dis. 2017;17(6):e177-e188. doi:10.1016/S1473-3099(17)30143-3 4. Binnicker MJ, Espy ME. Comparison of six real-time PCR assays for qualitative detection of cytomegalovirus in clinical specimens. J Clin Microbiol. 2013;51(11):3749-3752. doi:10.1128/JCM.02005-13 5. Fernholz EC, Vidal-Folch N, Hasadsri L. Rapid and direct detection of congenital cytomegalovirus using a commercial real-time PCR assay. J Clin Microbiol. 2023;61(3):e0178122. doi:10.1128/jcm.01781-22 | The Simplexa Congenital CMV (cytomegalovirus) Direct assay is a real-time polymerase chain reaction system that enables the direct amplification and detection of CMV DNA from either saliva swab or urine specimens without nucleic acid extraction. The system consists of the Simplexa Congenital CMV Direct Reaction Mix, the LIAISON MDX (with LIAISON MDX Studio Software), the direct amplification disc, and associated accessories. In the Simplexa Congenital CMV Direct assay, bifunctional fluorescent probe-primers are used together with corresponding reverse primers to amplify CMV DNA. A well-conserved region of the CMV UL83 gene is targeted to identify CMV DNA. An internal control is used to detect PCR failure and/or inhibition.(Package insert: Simplexa Congenital CMV Direct. Diasorin; REF MOL2255. Rev. 01, 11/2022) | Same day/1 to 2 days | 3 days | This test has been cleared, approved, or is exempt by the US Food and Drug Administration and is used per manufacturer's instructions. Performance characteristics were verified by Mayo Clinic in a manner consistent with CLIA requirements. | 87496 | Congenital CMV, PCR, Urine | 4999-9 | 620658 | Congenital CMV, PCR, Urine | 4999-9
CDGGP | Congenital Disorders of Glycosylation Gene Panel, Varies | Establishing a molecular diagnosis for patients with congenital disorders of glycosylation Identifying variants within genes known to be associated with congenital disorders of glycosylation, allowing for predictive testing of at-risk family members | Sequence Capture and Targeted Next-Generation Sequencing followed by Polymerase Chain Reaction (PCR) and Sanger Sequencing | Yes | CDG Gene Panel | For skin biopsy and cultured fibroblast specimens, fibroblast culture will be added at an additional charge. If viable cells are not obtained, the client will be notified. | Patient Preparation:A previous bone marrow transplant from an allogenic donor will interfere with testing. Call 800-533-1710 for instructions for testing patients who have received a bone marrow transplant. Submit only 1 of the following specimens: Specimen Type:Whole blood Container/Tube: Preferred:Lavender top (EDTA) or yellow top (ACD) Acceptable:Any anticoagulant Specimen Volume:3 mL Collection Instructions: 1. Invert several times to mix blood. 2. Send whole blood specimen in original tube.Do not aliquot. Specimen Stability Information:Ambient (preferred) 4 days/Refrigerated 14 days Specimen Type:Skin biopsy Supplies:Fibroblast Biopsy Transport Media (T115) Container/Tube:Sterile container with any standard cell culture media (eg, minimal essential media, RPMI 1640). The solution should be supplemented with 1% penicillin and streptomycin (Eagle's minimum essential medium with 1% penicillin and streptomycin). Specimen Volume:4-mm punch Specimen Stability Information:Refrigerated (preferred)/Ambient Additional Information: A separate culture charge will be assessed under CULFB / Fibroblast Culture for Biochemical or Molecular Testing. An additional 3 to 4 weeks is required to culture fibroblasts before genetic testing can occur. SpecimenType: Cultured fibroblast Container/Tube: T-25 flask SpecimenVolume: 2 Flasks CollectionInstructions: Submit confluent cultured fibroblast cells from a skin biopsy from another laboratory. Cultured cells from a prenatal specimen will not be accepted. Specimen Stability Information: Ambient (preferred)/Refrigerated (<24 hours) Additional Information:A separate culture charge will be assessed under CULFB / Fibroblast Culture for Biochemical or Molecular Testing. An additional 3 to 4 weeks is required to culture fibroblasts before genetic testing can occur. Specimen Type: Blood spot Supplies:Card-Blood Spot Collection (Filter Paper) (T493) Container/Tube: Preferred: Collection card (Whatman Protein Saver 903 Paper) Acceptable: PerkinElmer 226 (formerly Ahlstrom 226) filter paper, or blood spot collection card Specimen Volume: 5 Blood spots Collection Instructions: 1.An alternative blood collection option for a patient older than 1 year is a fingerstick. For detailed instructions, seeHow to Collect Dried Blood Spot Samples. 2. Let blood dry on the filter paper at ambient temperature in a horizontal position for a minimum of 3 hours. 3. Do not expose specimen to heat or direct sunlight. 4. Do not stack wet specimens. 5. Keep specimen dry. Specimen Stability Information:Ambient (preferred)/Refrigerated Additional Information: 1.Due to lower concentration of DNA yielded from blood spot, it is possible that additional specimen may be required to complete testing. 2.For collection instructions, seeBlood Spot Collection Instructions. 3. For collection instructions in Spanish, seeBlood Spot Collection Card-Spanish Instructions(T777). 4. For collection instructions in Chinese, seeBlood Spot Collection Card-Chinese Instructions(T800). Specimen Type:Saliva Patient Preparation:Patient should not eat, drink, smoke, or chew gum 30 minutes prior to collection. Supplies:Saliva Swab Collection Kit (T786) Specimen Volume:1 Swab Collection Instructions:Collect and send specimen per kit instructions. Specimen Stability Information:Ambient 30 days Additional Information:Due to lower concentration of DNA yielded from saliva, it is possible that additional specimen may be required to complete testing. | Blood: 1 mL; Blood spots: 2 spots; Skin biopsy, cultured fibroblasts, or saliva: See Specimen Required | Congenital disorders of glycosylation (CDG), formerly known as carbohydrate-deficient glycoprotein syndrome, are a group of disorders affecting several steps of the pathway involved in the glycosylation of proteins. CDG are classified into 5 groups. CDG types I and II will have abnormal biochemical findings detected by serum transferrin and serum total N-glycan analyses (see CDG / Carbohydrate Deficient Transferrin for Congenital Disorders of Glycosylation, Serum). In the other 3 groups these analyses will be normal. CDG type I disorders are characterized by defects in the assembly or transfer of the dolichol-linked glycan, while CDG type II includes defects of the glycan moiety processing. The third group includes disorders of glycosylphosphatidyl inositol anchor protein glycosylation. If clinically suspected, a flow cytometry analysis could facilitate the diagnostic workup. The fourth group involves disorders of O-mannosylation, a process that takes place predominantly in the muscle and brain tissues. The fifth group involves deglycosylation defects (eg, NAGLY1-CDG). The urine oligosaccharide profile by matrix-assisted laser desorption/ionization time-of-flight/time-of-flight mass spectrometer (MALDI-TOF/TOF-MS) may be abnormal and facilitate the diagnostic workup. CDG typically present as multisystemic disorders with a broad range of clinical features including developmental delay, hypotonia, abnormal magnetic resonance imaging findings, skin manifestations, and coagulopathy. There is considerable variation in the severity of this group of diseases, ranging from hydrops fetalis to a mild presentation in adults. Almost all types of CDG are autosomal recessive in inheritance, but some are X-linked. The broad clinical spectrum and genetic heterogeneity of CDG make a comprehensive panel a helpful tool in establishing a diagnosis for patients with suggestive clinical features. | An interpretive report will be provided. | All detected alterations are evaluated according to American College of Medical Genetics and Genomics recommendations.(1) Variants are classified based on known, predicted, or possible pathogenicity and reported with interpretive comments detailing their potential or known significance. | Clinical Correlations: Test results should be interpreted in the context of clinical findings, family history, and other laboratory data. Misinterpretation of results may occur if the information provided is inaccurate or incomplete. If testing was performed because of a clinically significant family history, it is often useful to first test an affected family member. Detection of at least one reportable variant in an affected family member would allow for more informative testing of at-risk individuals. To discuss the availability of additional testing options or for assistance in the interpretation of these results, contact the Mayo Clinic Laboratories genetic counselors at 800-533-1710. Technical Limitations: Next-generation sequencing may not detect all types of genomic variants. In rare cases, false-negative or false-positive results may occur. The depth of coverage may be variable for some target regions; assay performance below the minimum acceptable criteria or for failed regions will be noted. Given these limitations, negative results do not rule out the diagnosis of a genetic disorder. If a specific clinical disorder is suspected, evaluation by alternative methods can be considered. There may be regions of genes that cannot be effectively evaluated by sequencing or deletion and duplication analysis as a result of technical limitations of the assay, including regions of homology, high guanine-cytosine (GC) content, and repetitive sequences. Confirmation of select reportable variants will be performed by alternate methodologies based on internal laboratory criteria. This test is validated to detect 95% of deletions up to 75 base pairs (bp) and insertions up to 47 bp. Deletions-insertions (delins) of 40 or more bp, including mobile element insertions, may be less reliably detected than smaller delins. Deletion/Duplication Analysis: This analysis targets single and multi-exon deletions/duplications; however, in some instances single exon resolution cannot be achieved due to isolated reduction in sequence coverage or inherent genomic complexity. Balanced structural rearrangements (such as translocations and inversions) may not be detected. This test is not designed to detect low levels of mosaicism or to differentiate between somatic and germline variants. If there is a possibility that any detected variant is somatic, additional testing may be necessary to clarify the significance of results. Genes may be added or removed based on updated clinical relevance. Refer to theTargeted Genes and Methodology Details for theCongenital Disorder of Glycosylation Gene Panelfor the most up to date list of genes included in this test. For detailed information regarding gene specific performance and technical limitations, see Method Description or contact a laboratory genetic counselor. If the patient has had an allogeneic hematopoietic stem cell transplant or a recent blood transfusion, results may be inaccurate due to the presence of donor DNA. Call Mayo Clinic Laboratories for instructions for testing patients who have received a bone marrow transplant. Reclassification of Variants: At this time, it is not standard practice for the laboratory to systematically review previously classified variants on a regular basis. The laboratory encourages healthcare providers to contact the laboratory at any time to learn how the classification of a particular variant may have changed over time. Variant Evaluation: Evaluation and categorization of variants are performed using published American College of Medical Genetics and Genomics and the Association for Molecular Pathology recommendations as a guideline(1). Other gene-specific guidelines may also be considered. Variants are classified based on known, predicted, or possible pathogenicity and reported with interpretive comments detailing their potential or known significance. Variants classified as benign or likely benign are not reported. Multiple in silico evaluation tools may be used to assist in the interpretation of these results. The accuracy of predictions made by in silico evaluation tools is highly dependent upon the data available for a given gene, and periodic updates to these tools may cause predictions to change over time. Results from in silico evaluation tools should be interpreted with caution and professional clinical judgement. | 1. Richards S, Aziz N, Bale S, et al: Standards and guidelines for the interpretation of sequence variants: a joint consensus recommendation of the American College of Medical Genetics and Genomics and the Association for Molecular Pathology. Genet Med. 2015 May;17(5):405-424 2. Freeze HH, Chong JX, Bamshad MJ, Ng BG: Solving glycosylation disorders: fundamental approaches reveal complicated pathways. Am J Hum Genet. 2014;94(2):161-175 3. Krasnewich D: Human glycosylation disorders. Cancer Biomark. 2014 Jan;14(1):3-16 | Next-generation sequencing (NGS) and/or Sanger sequencing are performed to test for the presence of variants in coding regions and intron/exon boundaries of the genes analyzed, as well as some other regions that have known disease-causing variants. The human genome reference GRCh37/hg19 build was used for sequence read alignment. At least 99% of the bases are covered at a read depth over 30X. Sensitivity is estimated at above 99% for single nucleotide variants, above 94% for deletions-insertions (delins) less than 40 base pairs (bp), above 95% for deletions up to 75 bp and insertions up to 47 bp. NGS and/or a polymerase chain reaction (PCR)-based quantitative method is performed to test for the presence of deletions and duplications in the genes analyzed There may be regions of genes that cannot be effectively evaluated by sequencing or deletion and duplication analysis as a result of technical limitations of the assay, including regions of homology, high guanine-cytosine (GC) content, and repetitive sequences. SeeTargeted Genes and Methodology Details for the Congenital Disorder of Glycosylation Gene Panelfor details regarding the targeted genes analyzed and the specific gene regions not routinely covered.(Unpublished Mayo method) Genes analyzed:ALDOB,ALDOC,ALG1,ALG11,ALG12,ALG13,ALG14,ALG2,ALG3,ALG5,ALG6,ALG8,ALG9,ARCN1,ARV1,ATP6AP1,ATP6V0A2,B3GALNT2,B3GALT6,B3GAT3,B3GLCT,B4GALNT1,B4GALT1,B4GALT7,B4GAT1,C1GALT1C1,CCDC115,CHST14,CHST3,CHST6,CHST8,CHSY1,COG1,COG2,COG4,COG5,COG6,COG7,COG8,DDOST,DHDDS,DOLK,DPAGT1,DPM1,DPM2,DPM3,DSE,EOGT,EXT1,EXT2,FKRP,FKTN,FCSK,FUT8,G6PC3,GALE,GALK1,GALNT2,GALNT3,GALT,GET4,GFM1,GFPT1,GMPPA,GMPPB,GNE,GNPTAB,GOLIM4,GORASP2,CRPPA,LARGE1,LFNG,MAGT1,MAN1B1,MAN2B2,MBTPS1,MGAT1,MGAT2,MOGS,MPDU1,MPI,MPV17,NGLY1,NUS1,PAPSS2,PGAP2,PGAP3,PGM1,PGM2,PGM3,PIGA,PIGL,PIGM,PIGN,PIGO,PIGT,PIGV,PIGW,PMM1,PMM2,POFUT1,POGLUT1,POMGNT1,POMGNT2,POMK,POMT1,POMT2,PRKCSH,RFT1,RXYLT1,SEC23A,SEC23B,SEC63,SLC10A7,SLC26A2,SLC35A1,SLC35A2,SLC35A3,SLC35C1,SLC35D1,SLC37A4,SLC39A8,SRD5A3,SSR3,SSR4,ST3GAL3,ST3GAL5,STT3A,STT3B,STXBP1,SYP,TF,TMEM165,TMEM199,TRAPPC9,TRAPPC11,TRIP11,TSTA3,TUSC3,VMA21,andXYLT1. | 28 to 42 days | Whole blood: 2 weeks (if available); Extracted DNA: 3 months; Blood spots/Saliva:1 month | This test was developed and its performance characteristics determined by Mayo Clinic in a manner consistent with CLIA requirements. It has not been cleared or approved by the US Food and Drug Administration. | 8144388233-Tissue culture, skin, solid tissue biopsy (if appropriate)88240-Cryopreservation (if appropriate) | CDG Gene Panel | 105346-1 | 608526 | Source | 31208-2
CDGN | Congenital Disorders of N-Glycosylation, Serum | Screening for N-linked congenital disorders of glycosylation Providing information on specific structural oligosaccharide abnormalities to potentially direct further genetic testing | Matrix-Assisted Laser Desorption/Ionization Time-of-Flight Mass Spectrometry (MALDI-TOF MS) | Yes | CDGN, S | When this test is ordered, carbohydrate deficient transferrin for congenital disorders will always be performed at an additional charge. | Collection Container/Tube: Preferred:Serum gel Acceptable:Red top Submission Container/Tube:Plastic vial Specimen Volume:0.15 mL Collection Instructions:Centrifuge and aliquot serum into a plastic vial. | 0.1 mL | Congenital disorders of glycosylation (CDG) are a group of over 150 inherited metabolic disorders largely affecting N- and O-glycosylation of proteins. The majority of CDG are attributed to congenital defects in N-glycosylation, which take place primarily in the cytoplasm and in the membranes of the endoplasmic reticulum. O-glycosylation defects are frequently tissue specific and present differently than classic N-linked defects. CDG are currently classified into 2 main groups. Type I CDG is characterized by defects in the assembly or transfer of the dolichol-linked glycan (sugar chain), while type II involves processing defects of the glycan. Depending on the specific defect, an N-glycosylation disorder can be either a type I or type II CDG. N-linked CDG are phenotypically diverse, usually presenting as clinical syndromes with multisystemic involvement and a broad clinical spectrum. There is considerable variation in the severity of this group of diseases ranging from a mild presentation in adults to severe multi-organ dysfunction causing infantile lethality. Intellectual disability is common, although in some subtypes, phosphomannose isomerase-CDG (MPI-CDG or CDG type Ib) in particular, intellect is preserved. CDG should be considered in all patients with multisystem disease and in those with neurologic abnormalities, including developmental delay and seizures; brain abnormalities, such as cerebellar atrophy or hypoplasia; and unexplained liver dysfunction. Additional common symptoms that may be present include abnormal subcutaneous fat distribution; gastrointestinal issues, such as vomiting, chronic diarrhea, and protein-losing enteropathy; eye abnormalities, including retinal degeneration and strabismus; and cardiomyopathy. Matrix-assisted laser desorption/ionization time-of-flight (MALDI-TOF) mass spectrometry analysis of released N-linked oligosaccharides, as performed in this assay, is a global assessment of N-linked glycosylation. This complements the also performed transferrin and apolipoprotein CIII isoform analysis (see CDG / Carbohydrate Deficient Transferrin for Congenital Disorders of Glycosylation, Serum) by providing additional information on specific structural oligosaccharide abnormalities that can guide molecular testing. | An interpretive report will be provided. | The results of the transferrin and apolipoprotein CIII isoform analysis are followed up with matrix-assisted laser desorption/ionization time-of-flight (MALDI-TOF) mass spectrometry analysis of released N-linked oligosaccharides to assess N-linked glycosylation. Reports of abnormal results will include recommendations for additional biochemical and molecular genetic studies to identify more precisely the specific congenital disorder of glycosylation. If applicable, treatment options, the name and telephone number of contacts who may provide studies, and a telephone number for one of the laboratory directors (if the referring physician has additional questions) will be provided. | No significant cautionary statements | 1. Sparks SE, Krasnewich DM. Congenital disorders of N-linked glycosylation and multiple pathway overview. In: Adam MP, Ardinger HH, Pagon RA, et al, eds. GeneReviews [Internet]. University of Washington, Seattle; 2005. Updated January 12, 2017. Accessed March 1, 2024. Available at www.ncbi.nlm.nih.gov/books/NBK1332/ 2. Chang IJ, He M, Lam CT. Congenital disorders of glycosylation. Ann Transl Med. 2018;6(24):477. doi:10.21037/atm.2018.10.45 3. Francisco R, Marques-da-Silva D, Brasil S, et al. The challenge of CDG diagnosis. Mol Genet Metab. 2019;126(1):1-5. doi:10.1016/j.ymgme.2018.11.003 4. Freeze HH, Chong JX, Bamshad MJ, Ng BG. Solving glycosylation disorders: fundamental approaches reveal complicated pathways. Am J Hum Genet. 2014;94(2):161-175. doi:10.1016/j.ajhg.2013.10.024 5. Verheijen J, Tahata S, Kozicz T, et al. Therapeutic approaches in congenital disorders of glycosylation (CDG) involving N-linked glycosylation: an update. Genet Med. 2020;22(2):268-279. doi:10.1038/s41436-019-0647-2 6. Francisco R, Brasil S, Poejo J, et al. Congenital disorders of glycosylation (CDG): state of the art in 2022. Orphanet J Rare Dis. 2023;18(1):329. doi:10.1186/s13023-023-02879-z | N-linked oligosaccharides are enzymatically released, purified, and then detected by matrix-assisted laser desorption/ionization time-of-flight (MALDI-TOF) mass spectrometry.(Unpublished Mayo method) | 5 to 11 days | 1 month | This test was developed and its performance characteristics determined by Mayo Clinic in a manner consistent with CLIA requirements. It has not been cleared or approved by the US Food and Drug Administration. | 83789 | CDGN, S | In Process | 602576 | Reviewed By | 18771-6
NCDA | Congenital Dyserythropoietic Anemia Gene Panel, Next-Generation Sequencing, Varies | Confirming the diagnosis or carrier variant status of genes associated with congenital dyserythropoietic anemia Identifying variants within genes associated with phenotypic severity, allowing for predictive testing and further genetic counseling | Sequence Capture and Targeted Next-Generation Sequencing (NGS) followed by Polymerase Chain Reaction (PCR) and Sanger Sequencing | Yes | CDA Sequencing, NGS | Varies | Specimen Type:Whole blood Patient Preparation:A previous bone marrow transplant from an allogenic donor will interfere with testing. Call 800-533-1710 for instructions for testing patients who have received a bone marrow transplant. Container/Tube: Preferred:Lavender top (EDTA) Acceptable:Yellow top (ACD) Specimen Volume:3 mL Collection Instructions: 1. Invert several times to mix blood. 2. Send whole blood specimen in original tube.Do not aliquot. Specimen Stability Information:Ambient (preferred) 4 days/Refrigerated | 1 mL | Next-generation sequencing is a methodology that can interrogate large regions of genomic DNA in a single assay. The presence and pattern of gene variants can provide critical diagnostic, prognostic, and therapeutic information for managing physicians. This panel aids in the diagnosis and genetic counseling of individuals with clinical or familial features of congenital dyserythropoietic anemia (CDA). CDA is a disorder of ineffective erythropoiesis clinically subdivided into subtypes with various phenotypic findings that segregate into different gene associations.(1-6) These disorders have distinctive cytopathologic findings consisting of nuclear abnormalities in bone marrow erythroid precursors. Types I and II CDA are inherited in an autosomal recessive pattern, whereas types III and IV are autosomal dominant. | An interpretive report will be provided., | All detected variants are evaluated according to American College of Medical Genetics and Genomics recommendations.(7) Variants are classified based on known, predicted, or possible pathogenicity and reported with interpretive comments detailing their potential or known significance. | Clinical Correlations: Test results should be interpreted in the context of clinical findings, family history, and other laboratory data. Misinterpretation of results may occur if the information provided is inaccurate or incomplete. If testing was performed because of a clinically significant family history, it is often useful to first test an affected family member. Detection of a reportable variant in an affected family member would allow for more informative testing of at-risk individuals. To discuss the availability of additional testing options or for assistance in the interpretation of these results, contact the Mayo Clinic Laboratories genetic counselors at 800-533-1710. Technical Limitations: Next-generation sequencing may not detect all types of genomic variants. In rare cases, false-negative or false-positive results may occur. The depth of coverage may be variable for some target regions; assay performance below the minimum acceptable criteria or for failed regions will be noted. Given these limitations, negative results do not rule out the diagnosis of a genetic disorder. If a specific clinical disorder is suspected, evaluation by alternative methods can be considered. There may be regions of genes that cannot be effectively evaluated by sequencing or deletion and duplication analysis as a result of technical limitations of the assay, including regions of homology, high guanine-cytosine (GC) content, and repetitive sequences. Confirmation of select reportable variants will be performed by alternate methodologies based on internal laboratory criteria. This test is validated to detect 95% of deletions up to 75 base pairs (bp) and insertions up to 47 bp. Deletions-insertions (delins) of 40 or more bp, including mobile element insertions, may be less reliably detected than smaller delins. Deletion/Duplication Analysis: This analysis targets single and multi-exon deletions/duplications; however, in some instances, single exon resolution cannot be achieved due to isolated reduction in sequence coverage or inherent genomic complexity. Balanced structural rearrangements (such as translocations and inversions) may not be detected. This test is not designed to detect low levels of mosaicism or to differentiate between somatic and germline variants. If there is a possibility that any detected variant is somatic, additional testing may be necessary to clarify the significance of results. Genes may be added or removed based on updated clinical relevance.For detailed information regarding gene-specific performance and technical limitations, see Method Description or contact a laboratory genetic counselor. If the patient has had an allogeneic hematopoietic stem cell transplant or a recent blood transfusion, results may be inaccurate due to the presence of donor DNA. Call Mayo Clinic Laboratories for instructions for testing patients who have received a bone marrow transplant. Reclassification of Variants: Currently, it is not standard practice for the laboratory to systematically review previously classified variants on a regular basis. The laboratory encourages healthcare providers to contact the laboratory at any time to learn how the classification of a particular variant may have changed over time. Due to broadening genetic knowledge, it is possible that the laboratory may discover new information of relevance to the patient. Should that occur, the laboratory may issue an amended report. Variant Evaluation: Evaluation and categorization of variants are performed using published American College of Medical Genetics and Genomics and the Association for Molecular Pathology recommendations as a guideline.(7) Other gene-specific guidelines may also be considered. Variants are classified based on known, predicted, or possible pathogenicity and reported with interpretive comments detailing their potential or known significance. Variants classified as benign or likely benign are not reported. Multiple in silico evaluation tools may be used to assist in the interpretation of these results. The accuracy of predictions made by in silico evaluation tools is highly dependent upon the data available for a given gene, and periodic updates to these tools may cause predictions to change over time. Results from in silico evaluation tools should be interpreted with caution and professional clinical judgment. Rarely, incidental or secondary findings may implicate another predisposition or presence of active disease. These findings will be carefully reviewed to determine whether they will be reported. | 1. Orkin SH, Nathan DG, Ginsburg D, et al, eds. Nathan and Oski's Hematology of Infancy and Childhood. 7th ed. Saunders Elsevier; 2009:360-364 2. Iolascon A, Andolfo I, Russo R. Congenital dyserythropoietic anemias. Blood. 2020;136(11):1274-1283. doi:10.1182/blood.2019000948 3. Kamiya T, Manabe A. Congenital dyserythropoietic anemia. Int J Hematol. 2010;92(3):432-348. doi:10.1007/s12185-010-0667-9 4. Iolascon A, Heimpel H, Wahlin A, Tamary H. Congenital dyserythropoietic anemias: molecular insights and diagnostic approach. Blood. 2013;122(13):2162-2166 5. Arnaud L, Saison C, Helias V, et al. A dominant mutation in the gene encoding the erythroid transcription factor KLF1 causes a congenital dyserythropoietic anemia. Am J Hum Genet. 2010;87(5):721-727 6. Iolascon A, Andolfo I, Barcellini W, et al. Recommendations for splenectomy in hereditary hemolytic anemias. Haematologica. 2017;102(8):1304-1313. doi:10.3324/haematol.2016.161166 7. Richards S, Aziz N, Bale S, et al. ACMG Laboratory Quality Assurance Committee: Standards and guidelines for the interpretation of sequence variants: a joint consensus recommendation of the American College of Medical Genetics and Genomics and the Association for Molecular Pathology. Genet Med. 2015;17(5):405-424 | Next-generation sequencing (NGS) and/or Sanger sequencing are performed to test for the presence of variants in coding regions and intron/exon boundaries of the genes analyzed, as well as some other regions that have known disease-causing variants. The human genome reference GRCh37/hg19 build was used for sequence read alignment. At least 99% of the bases are covered at a read depth over 30X. Sensitivity is estimated at above 99% for single nucleotide variants, above 94% for deletions-insertions (delins) less than 40 base pairs (bp), above 95% for deletions up to 75 bp and insertions up to 47 bp. NGS and/or a polymerase chain reaction based quantitative method is performed to test for the presence of deletions and duplications in the genes analyzed. There may be regions of genes that cannot be effectively evaluated by sequencing or deletion and duplication analysis as a result of technical limitations of the assay, including regions of homology, high guanine-cytosine (GC) content, and repetitive sequences.(Unpublished Mayo method) SeeTargeted Genes and Methodology Details for Congenital Dyserythropoietic Anemia Gene Panelfor details regarding the targeted genes analyzed for each test and specific gene regions not routinely covered. Reference transcript numbers may be updated due to transcript re-versioning. Always refer to the final patient report for gene transcript information referenced at the time of testing. Confirmation of select reportable variants may be performed by alternate methodologies based on internal laboratory criteria. Genes analyzed: CDAN1, CDIN1 (C15orf41), GATA1, KIF23, KLF1, and SEC23B | 28 to 42 days | Whole blood: 2 weeks (if available); Extracted DNA: 3 months | This test was developed and its performance characteristics determined by Mayo Clinic in a manner consistent with CLIA requirements. It has not been cleared or approved by the US Food and Drug Administration. | 81479 | CDA Sequencing, NGS | 103734-0 | 619088 | Released By | 18771-6
GNFIB | Congenital Fibrinogen Disorders, FGA, FGB, and FGG Genes, Next-Generation Sequencing, Varies | Evaluating congenital fibrinogen disorders (CFD) in patients with a personal or family history suggestive of a fibrinogen disorder Confirming a CFD diagnosis with the identification of known or suspected disease-causing alterations in theFGA,FGB, orFGGgenes Determining the disease-causing alterations within theFGA,FGB, orFGGgenes to delineate the underlying molecular defect in a patient with a laboratory diagnosis of suggestive of CFD Identifying the causative alterations for genetic counseling purposes Prognosis and risk assessment based on the genotype-phenotype correlations Carrier testing for close family members of an individual with autosomal recessive afibrinogenemia/hypofibrinogenemia | Sequence Capture and Targeted Next-Generation Sequencing (NGS) followed by Polymerase Chain Reaction (PCR) and Sanger Sequencing | Yes | FGA/B/G Genes, Full Gene NGS | The clinical workup congenital fibrinogen disorders (CFD) should begin with global coagulation screening assays. | Patient Preparation:A previous bone marrow transplant from an allogenic donor will interfere with testing. For instructions for testing patients who have received a bone marrow transplant, call 800-533-1710. Submit only 1 of the following specimens: Specimen Type:Whole blood Container/Tube: Preferred:Lavender top (EDTA) Acceptable:Yellow top (ACD) Specimen Volume:3 mL Collection Instructions: 1. Invert several times to mix blood. 2. Send whole blood specimen in original tube.Do not aliquot. Specimen Stability Information:Ambient (preferred) 4 days/Refrigerated Due to its complexity, consultation with the laboratory is required for all prenatal testing; call 800-533-1710 to speak to a genetic counselor. Specimen Type:Amniotic fluid Container/Tube:Amniotic fluid container Specimen Volume:20 mL Specimen Stability Information:Refrigerated (preferred)/Ambient Additional information: 1. A separate culture charge will be assessed under CULAF / Culture for Genetic Testing, Amniotic Fluid. 2.All prenatal specimens must be accompanied by a maternal blood specimen;order MATCC / Maternal Cell Contamination, Molecular Analysis, Varies on the maternal specimen. Specimen Type:Chorionic villi Container/Tube:15-mL tube containing 15 mL of transport media Specimen Volume:20 mg Specimen Stability Information:Refrigerated Additional Information: 1. A separate culture charge will be assessed under CULFB / Fibroblast Culture for Biochemical or Molecular Testing. 2.All prenatal specimens must be accompanied by a maternal blood specimen;order MATCC / Maternal Cell Contamination, Molecular Analysis, Varies on the maternal specimen. Acceptable: Specimen Type:Confluent cultured cells Container/Tube:T-25 flask Specimen Volume:2 Flasks Collection Instructions:Submit confluent cultured cells from another laboratory. Specimen Stability Information:Ambient (preferred)/Refrigerated Additional Information: All prenatal specimens must be accompanied by a maternal blood specimen;order MATCC / Maternal Cell Contamination, Molecular Analysis, Varies on the maternal specimen. | Blood: 1 mL; Amniotic fluid: 10 mL; Other specimen types: see Specimen Required | Congenital fibrinogen disorders (CFD) are rare bleeding abnormalities associated with germline variants in theFGA,FGB, andFGGgenes. They manifest as one of 2 broad subtypes: autosomal recessive afibrinogenemia/hypofibrinogenemia (also known as a type I fibrinogen defect) or autosomal dominant dysfibrinogenemia (also known as a type II defect). Afibrinogenemia and hypofibrinogenemia are considered quantitative defects characterized by undetectable or low levels of fibrinogen, respectively. Afibrinogenemia often presents in the neonatal period as umbilical cord bleeding. However, a later age of onset is not unusual and bleeding in the skin, oral cavity, gastrointestinal tract, genitourinary tract, and the central nervous system can occur. Individuals with hypofibrinogenemia are typically asymptomatic due to fibrinogen levels that, while lower than normal, are adequate to protect against spontaneous bleeding. Dysfibrinogenemia is considered a qualitative defect. It is caused by structural changes in fibrinogen that modify its function, resulting in impaired clotting ability. Individuals with dysfibrinogenemia are commonly asymptomatic or have episodic symptoms. Cases are frequently discovered incidentally during routine coagulation testing or because of a positive family history. Patients with CFD can also present with thrombotic events. Affected women are at increased risk of obstetric complications, including pregnancy loss, placental abruption, and postpartum hemorrhage.(3-6) Causes of acquired (nongenetic) fibrinogen disorders should be excluded prior to genetic testing, including liver disease, consumptive coagulopathy (eg, disseminated intravascular coagulopathy, trauma-induced coagulopathy, medications (eg, L-asparaginase), malignancy (eg, multiple myeloma), the use of plasma exchange using albumin as a replacement fluid, and autoimmune conditions resulting in antifibrinogen antibodies (e.g., rheumatoid arthritis and systemic lupus erythematosus).(3,4) The United Kingdom Haemophilia Centre Doctors' Organization provides guidelines regarding diagnosis and management for individuals with inherited bleeding disorders including fibrinogen deficiency.(7) | An interpretive report will be provided. | All detected variants are evaluated according to American College of Medical Genetics and Genomics recommendations.(8) Variants are classified based on known, predicted, or possible pathogenicity and reported with interpretive comments detailing their potential or known significance. | Clinical Correlations: Test results should be interpreted in the context of clinical findings, family history, and other laboratory data. Misinterpretation of results may occur if the information provided is inaccurate or incomplete. If testing was performed because of a clinically significant family history, it is often useful to first test an affected family member. Detection of a reportable variant in an affected family member would allow for more informative testing of at-risk individuals. To discuss the availability of additional testing options or for assistance in the interpretation of these results, contact the Mayo Clinic Laboratories genetic counselors at 800-533-1710. Technical Limitations: Next-generation sequencing may not detect all types of genomic variants. In rare cases, false-negative or false-positive results may occur. The depth of coverage may be variable for some target regions; assay performance below the minimum acceptable criteria or for failed regions will be noted. Given these limitations, negative results do not rule out the diagnosis of a genetic disorder. If a specific clinical disorder is suspected, evaluation by alternative methods can be considered. There may be regions of genes that cannot be effectively evaluated by sequencing or deletion and duplication analysis as a result of technical limitations of the assay, including regions of homology, high guanine-cytosine (GC) content, and repetitive sequences. Confirmation of select reportable variants will be performed by alternate methodologies based on internal laboratory criteria. This test is validated to detect 95% of deletions up to 75 base pairs (bp) and insertions up to 47 bp. Deletions-insertions (delins) of 40 or more bp, including mobile element insertions, may be less reliably detected than smaller delins. Deletion/Duplication Analysis: This analysis targets single and multi-exon deletions/duplications; however, in some instances, single exon resolution cannot be achieved due to isolated reduction in sequence coverage or inherent genomic complexity. Balanced structural rearrangements (such as translocations and inversions) may not be detected. This test is not designed to detect low levels of mosaicism or to differentiate between somatic and germline variants. If there is a possibility that any detected variant is somatic, additional testing may be necessary to clarify the significance of results. For detailed information regarding gene specific performance and technical limitations, see Method Description or contact a laboratory genetic counselor. If the patient has had an allogeneic hematopoietic stem cell transplant or a recent blood transfusion, results may be inaccurate due to the presence of donor DNA. Call Mayo Clinic Laboratories for instructions for testing patients who have received a bone marrow transplant. Reclassification of Variants: Currently, it is not standard practice for the laboratory to systematically review previously classified variants on a regular basis. The laboratory encourages healthcare providers to contact the laboratory at any time to learn how the classification of a particular variant may have changed over time. Due to broadening genetic knowledge, it is possible that the laboratory may discover new information of relevance to the patient. Should that occur, the laboratory may issue an amended report. Variant Evaluation: Evaluation and categorization of variants are performed using published American College of Medical Genetics and Genomics and the Association for Molecular Pathology recommendations as a guideline.(8) Other gene-specific guidelines may also be considered. Variants are classified based on known, predicted, or possible pathogenicity and reported with interpretive comments detailing their potential or known significance. Variants classified as benign or likely benign are not reported. Multiple in silico evaluation tools may be used to assist in the interpretation of these results. The accuracy of predictions made by in silico evaluation tools is highly dependent upon the data available for a given gene, and periodic updates to these tools may cause predictions to change over time. Results from in silico evaluation tools should be interpreted with caution and professional clinical judgment. Rarely, incidental or secondary findings may implicate another predisposition or presence of active disease. These findings will be carefully reviewed to determine whether they will be reported. | 1. Mackie IJ, Kitchen S, Machin SJ, Lowe GDO: Guidelines on fibrinogen assays. Br J Haematol. 2003 May;121(3):396-404 2. Boender J, Kruip MJHA, Leebeek FWG: A diagnostic approach to mild bleeding disorders. J Thromb Haemost. 2016 Aug;14(8):1507-1516 3. May JE, Wolberg AS, Lim MY: Disorders of fibrinogen and fibrinolysis. Hematol Oncol Clin North Am. 2021 Dec;35(6):1197-1217 4. Tiscia GL, Margaglione M: Human fibrinogen: Molecular and genetic aspects of congenital disorders. Int J Mol Sci. 2018 May 29;19(6):1597 5. Palla R, Peyvandi F, Shapiro AD: Rare bleeding disorders: diagnosis and treatment. Blood. 2015 Mar 26;125(13):2052-2061 6. de Moerloose P, Casini A, Neerman-Arbez M: Congenital fibrinogen disorders: an update. Semin Thromb Hemost. 2013 Sep;39(6):585-595 7. Mumford AD, Ackroyd S, Alikhan R: Guideline for the diagnosis and management of the rare coagulation disorders: a United Kingdom Haemophilia Centre Doctors' Organization guideline on behalf of the British Committee for Standards in Haematology. Br J Haematol. 2014 Nov;167(3):304-326 8. Richards S, Aziz N, Bale S et al; ACMG Laboratory Quality Assurance Committee: Standards and guidelines for the interpretation of sequence variants: a joint consensus recommendation of the American College of Medical Genetics and Genomics and the Association for Molecular Pathology. Genet Med. 2015 May;17(5):405-424 | Next-generation sequencing (NGS) and/or Sanger sequencing is performed to test for the presence of variants in coding regions and intron/exon boundaries of theFGA,FGB, andFGGgenes, as well as some other regions that have known disease-causing variants. The human genome reference GRCh37/hg19 build was used for sequence read alignment. At least 99% of the bases are covered at a read depth over 30X. Sensitivity is estimated at above 99% for single nucleotide variants, above 94% for deletions-insertions (delins) less than 40 base pairs (bp), above 95% for deletions up to 75 bp, and insertions up to 47 bp. NGS and/or a polymerase chain reaction-based quantitative method is performed to test for the presence of deletions and duplications in theFGA,FGB, andFGGgenes. There may be regions of genes that cannot be effectively evaluated by sequencing or deletion and duplication analysis as a result of technical limitations of the assay, including regions of homology, high guanine-cytosine (GC) content, and repetitive sequences. SeeTargeted Genes and Methodology Details for Congenital Fibrinogen Disorders, FGA, FGB, and FGG Genesand Methodology Details for details regarding the targeted genes analyzed for each test and specific gene regions not routinely covered.(Unpublished Mayo method) The reference transcript forFGAis NM_000508.5,FGBis NM_005141.4, andFGGis NM_000509.5 and NM_021870.3. Reference transcript numbers may be updated due to transcript re-versioning. Always refer to the final patient report for gene transcript information referenced at the time of testing. Confirmation of select reportable variants may be performed by alternate methodologies based on internal laboratory criteria. | 28 to 42 days | Whole blood: 2 weeks (if available); Extracted DNA: 3 months; Amniotic fluid, cultured amniocytes, chorionic villi, cultured chorionic villi: 1 month | This test was developed and its performance characteristics determined by Mayo Clinic in a manner consistent with CLIA requirements. It has not been cleared or approved by the US Food and Drug Administration. | 8147988233-Tissue culture, skin, solid tissue biopsy (if appropriate)88240-Cryopreservation (if appropriate)88235-Amniotic fluid culture (if appropriate)81265-Maternal cell contamination (if appropriate) | FGA/B/G Genes, Full Gene NGS | 92992-7 | 619172 | Released By | 18771-6
CHDGG | Congenital Heart Disease Gene Panel, Varies | Providing a genetic evaluation for patients with a personal or family history of congenital heart disease Establishing a diagnosis of a genetic condition associated with congenital heart disease | Sequence Capture and Targeted Next-Generation Sequencing followed by Polymerase Chain Reaction (PCR) and Sanger Sequencing | Yes | Congenital Heart Disease Gene Panel | For prenatal specimens only: | Patient Preparation:A previous bone marrow transplant from an allogenic donor will interfere with testing. For instructions for testing patients who have received a bone marrow transplant, call 800-533-1710. Submit only 1 of the following specimens: Specimen Type:Whole blood Container/Tube: Preferred:Lavender top (EDTA) or yellow top (ACD) Acceptable:Any anticoagulant Specimen Volume:3 mL Collection Instructions: 1. Invert several times to mix blood. 2. Send whole blood specimen in original tube.Do not aliquot. Specimen Stability Information:Ambient (preferred)/Refrigerated Due to its complexity, consultation with the laboratory is required for all prenatal testing; call 800-533-1710 to speak to a genetic counselor. Specimen Type:Amniotic fluid Container/Tube:Amniotic fluid container Specimen Volume:20 mL Specimen Stability Information:Refrigerated (preferred)/Ambient Additional information: 1. If amniotic fluid or nonconfluent cultures are received, CULAF / Culture for Genetic Testing, Amniotic Fluid will be added at an additional charge. 2.All prenatal specimens must be accompanied by a maternal blood specimen;order MATCC / Maternal Cell Contamination, Molecular Analysis, Varies on the maternal specimen. Specimen Type: Chorionic villi Container/Tube:15-mL tube containing 15 mL of transport media Specimen Volume:20 mg Specimen Stability Information:Refrigerated Additional Information: 1. If nonconfluent cultures are received, CULFB / Fibroblast Culture for Biochemical or Molecular Testing will be added at an additional charge. 2.All prenatal specimens must be accompanied by a maternal blood specimen;order MATCC / Maternal Cell Contamination, Molecular Analysis, Varies on the maternal specimen. Acceptable: Specimen Type:Confluent cultured cells Container/Tube:T-25 flask Specimen Volume:2 Flasks Collection Instructions:Submit confluent cultured cells from another laboratory. Specimen Stability Information:Ambient (preferred)/Refrigerated Additional Information:All prenatal specimens must be accompanied by a maternal blood specimen;order MATCC / Maternal Cell Contamination, Molecular Analysis, Varies on the maternal specimen. | Blood: 1 mL; Other specimen types: See Specimen Required | Congenital heart disease/defects (CHD/CHD) is a general term used to describe one or more problems with the heart’s structure that exist at birth. CHD represent the most common birth defects in humans, with approximately 1% of births affected. CHD may involve one or more structures of the heart, including chambers, valves, arteries and veins, and may be isolated (nonsyndromic) or part of a systemic condition involving additional congenital anomalies (syndromic). In the absence of an identifiable environmental or teratogenic cause, most CHD are considered multifactorial and do not have a genetic cause identified. However, it is estimated that a genetic etiology can be determined in around 20% to 30% of CHD cases, with increased likelihood of diagnostic findings in individuals with extracardiac anomalies and/or dysmorphic features. When an underlying genetic cause is detected, it is most often due to chromosomal copy-number variants, followed by aneuploidy, then single-gene variants.(1) For this reason, chromosomal microarray analysis is often used as the first-tier test for individuals with CHD, followed by single- or multi-gene panel analysis, depending on the cardiac lesion, presence or absence of extra-cardiac features, and family history. This panel includes genes associated with both isolated CHD as well as syndromic conditions commonly involving CHD, such as Noonan syndrome and related disorders, CHARGE syndrome (coloboma, heart defects, atresia choanae [also known as choanal atresia], growth retardation, genital abnormalities, and ear abnormalities), Holt-Oram syndrome, and Alagille syndrome. Confirmation of the genetic cause of CHD may inform further screening or surveillance strategies, as well as genetic counseling for the family. | An interpretive report will be provided | All detected variants are evaluated according to American College of Medical Genetics and Genomics recommendations.(2) Variants are classified based on known, predicted, or possible pathogenicity and reported with interpretive comments detailing their potential or known significance. | Clinical Correlations: Test results should be interpreted in the context of clinical findings, family history, and other laboratory data. Misinterpretation of results may occur if the information provided is inaccurate or incomplete. If testing was performed because of a clinically significant family history, it is often useful to first test an affected family member. Detection of a reportable variant in an affected family member would allow for more informative testing of at-risk individuals. To discuss the availability of additional testing options or for assistance in the interpretation of these results, contact the Mayo Clinic Laboratories genetic counselors at 800-533-1710. Technical Limitations: Next-generation sequencing may not detect all types of genomic variants. In rare cases, false-negative or false-positive results may occur. The depth of coverage may be variable for some target regions; assay performance below the minimum acceptable criteria or for failed regions will be noted. Given these limitations, negative results do not rule out the diagnosis of a genetic disorder. If a specific clinical disorder is suspected, evaluation by alternative methods can be considered. There may be regions of genes that cannot be effectively evaluated by sequencing or deletion and duplication analysis as a result of technical limitations of the assay, including regions of homology, high guanine-cytosine content, and repetitive sequences. Confirmation of select reportable variants will be performed by alternate methodologies based on internal laboratory criteria. This test is validated to detect 95% of deletions up to 75 base pairs (bp) and insertions up to 47 bp. Deletions-insertions (delins) of 40 or more bp, including mobile element insertions, may be less reliably detected than smaller delins. Deletion/Duplication Analysis: This analysis targets single and multi-exon deletions/duplications; however, in some instances single exon resolution cannot be achieved due to isolated reduction in sequence coverage or inherent genomic complexity. Balanced structural rearrangements (such as translocations and inversions) may not be detected. This test is not designed to detect low levels of mosaicism or to differentiate between somatic and germline variants. If there is a possibility that any detected variant is somatic, additional testing may be necessary to clarify the significance of results. Genes may be added or removed based on updated clinical relevance.Refer to theTargeted Genes and Methodology Details for Congenital Heart Disease Gene Panelfor the most up to date list of genes included in this test.For detailed information regarding gene specific performance and technical limitations, see Method Description or contact a laboratory genetic counselor. If the patient has had an allogeneic hematopoietic stem cell transplant or a recent blood transfusion, results may be inaccurate due to the presence of donor DNA. Call Mayo Clinic Laboratories for instructions for testing patients who have received a bone marrow transplant. Reclassification of Variants: At this time, it is not standard practice for the laboratory to systematically review previously classified variants on a regular basis. The laboratory encourages healthcare providers to contact the laboratory at any time to learn how the classification of a particular variant may have changed over time. Variant Evaluation: Evaluation and categorization of variants are performed using published American College of Medical Genetics and Genomics and the Association for Molecular Pathology recommendations as a guideline.(2) Other gene-specific guidelines may also be considered. Variants are classified based on known, predicted, or possible pathogenicity and reported with interpretive comments detailing their potential or known significance. Variants classified as benign or likely benign are not reported. Multiple in silico evaluation tools may be used to assist in the interpretation of these results. The accuracy of predictions made by in silico evaluation tools is highly dependent upon the data available for a given gene, and periodic updates to these tools may cause predictions to change over time. Results from in silico evaluation tools should be interpreted with caution and professional clinical judgment. Rarely, incidental or secondary findings may implicate another predisposition or presence of active disease. Incidental findings may include, but are not limited to, results related to the sex chromosomes. These findings will be carefully reviewed to determine whether they will be reported. | 1. Ison HE, Griffin EL, Parrott A, et al: Genetic counseling for congenital heart disease-Practice resource of the National Society of Genetic Counselors. J Genet Couns. 2022 Feb;31(1):9-33 2. Richards S, Aziz N, Bale S, et al: Standards and guidelines for the interpretation of sequence variants: a joint consensus recommendation of the American College of Medical Genetics and Genomics and the Association for Molecular Pathology. Genet Med. 2015 May;17(5):405-424 | Next-generation sequencing (NGS) and/or Sanger sequencing is performed to test for the presence of variants in coding regions and intron/exon boundaries of the genes analyzed, as well as some other regions that have known disease-causing variants. The human genome reference GRCh37/hg19 build was used for sequence read alignment. At least 99% of the bases are covered at a read depth over 30X. Sensitivity is estimated at above 99% for single nucleotide variants, above 94% for deletions-insertions (delins) less than 40 base pairs (bp), above 95% for deletions up to 75 bp and insertions up to 47 bp. NGS and/or a polymerase chain reaction-based quantitative method is performed to test for the presence of deletions and duplications in the genes analyzed. There may be regions of genes that cannot be effectively evaluated by sequencing or deletion and duplication analysis as a result of technical limitations of the assay, including regions of homology, high guanine-cytosine (GC) content, and repetitive sequences. SeeTargeted Genes and Methodology Details for Congenital Heart Disease Gene Panelfor details regarding the targeted genes analyzed for each test and specific gene regions not routinely covered.(Unpublished Mayo method) Confirmation of select reportable variants may be performed by alternate methodologies based on internal laboratory criteria. Genes analyzed:ACTB, ACTG1, BRAF, CBL, CHD7, CITED2, ELN, FOXF1, FOXH1, GATA4, GATA5, GATA6, GDF1, HRAS, JAG1, KRAS, LZTR1, MAP2K1, MAP2K2, MRAS, MYH11, NKX2-5, NKX2-6, NODAL, NOTCH1, NOTCH2, NR2F2, NRAS, PLD1, PPP1CB, PTPN11, RAF1, RIT1, RRAS2, SHOC2, SMAD6, SOS1, SOS2, TAB2, TBX1, TBX20, TBX5, TFAP2B,andZIC3 | 28 to 42 days | Whole blood: 2 weeks (if available); Extracted DNA: 3 months; Cord blood, amniotic fluid, cultured amniocytes, chorionic villi, cultured chorionic villi: 1 month | This test was developed and its performance characteristics determined by Mayo Clinic in a manner consistent with CLIA requirements. It has not been cleared or approved by the US Food and Drug Administration. | 8140481405 x 381406 x 681407 x 3814088147981479 (if appropriate for government payers)81265-Maternal cell contamination (if appropriate)88233-Tissue culture, skin, solid tissue biopsy (if appropriate)88235-Amniotic Fluid culture (if appropriate)88240-Cryopreservation (if appropriate) | Congenital Heart Disease Gene Panel | 51966-0 | 617210 | Released By | 18771-6
CILPF | Congenital Infantile Leukemia, FISH, Tissue | Detecting a neoplastic clone associated with the common chromosome abnormalities and classic rearrangements seen in infant patients with leukemia using tissue specimens | Fluorescence In Situ Hybridization (FISH) | Yes | Congenital Infantile Leuk, FISH, Ts | This test includes a charge for application of the first probe set (2 fluorescence in situ hybridization [FISH] probes) and professional interpretation of results. Additional charges will be incurred for all reflex probes performed. Analysis charges will be incurred based on the number of cells analyzed per probe set. If no cells are available for analysis, no analysis charges will be incurred. | Submit only 1 of the following specimens: Specimen Type:Tissue Preferred:Tissue block Collection Instructions:Submit a formalin-fixed, paraffin-embedded (FFPE) tumor tissue block. Blocks prepared with alternative fixation methods may be acceptable; provide fixation method used. Additional Information: 1. The paraffin embedded specimen can be from any anatomic location (skin, soft tissue, lymph node, etc.). 2. Bone specimens that have been decalcified will be attempted for FISH, with a success rate of approximately 50%. Acceptable:Slides Collection Instructions:20 Consecutive, unstained, 5 micron-thick sections placed on positively charged slides, and 1 hematoxylin and eosin-stained slide. | 15 consecutive, unstained, 5-micron-thick sections placed on positively charged slides, and 1 hematoxylin and eosin-stained slide. | While pediatric leukemia is the most common malignancy affecting children, acute leukemia occuring prior to the age of 18 months (infant leukemia) or occuring within the first 3 months of life (congenital leukemia) are relatively rare in occurrence. The incidence of congenital and infant acute leukemia cases (through 12 months of age) is estimated at only 30 to 40 cases/million/year, with the majority comprising infant cases. Nearly all cases of congenital and infant acute leukemia represent eitheracute myeloid leukemia (AML) orB-cell acute lymphocytic leukemia/lymphoblastic lymphoma (B-ALL/LBL) with only very rare cases of T-cell-ALL/LBL identified in this age group. Characteristic genetic abnormalities have been identified in both the congenital acute leukemia and infant acute leukemia setting, each with uniquely associated clinical-pathologic correlations. Rare but important patients withKAT6A/CREBBPtranslocations and congenital acute leukemia have been described with spontaneously remitting AML despite the lack of therapeutic intervention. In addition, transient abnormal myelopoiesis associated with Down syndrome is another common manifestation encountered in the neonatal setting that can be associated with the development of frank acute leukemia. In contrast, nearly 80% of infant acute leukemia cases are associated with MLL(KMT2A) translocation events with varying percentages of translocation partners based on an AML versus B-ALL/LBL presentation. Due to the underlying genetic heterogeneity associated with both congenital and infant leukemia and the important prognostic, diagnostic, and occasional therapeutic targets identified, appropriate genetic characterization of this uncommon acute leukemia presentation is critical. These thorough fluorescence in situ hybridization (FISH) panels have been developed by Mayo Clinic Laboratories to interrogate the more common AML and B-ALL abnormalities associated with both congenital and infant acute leukemias. These FISH probes have been validated both in bone marrow/bloodCILDF / Congenital Infantile Leukemia, Diagnostic FISH, Variesand in paraffin CILPF / Congenital Infantile Leukemia, FISH, Tissuesince a significant minority of these patient’s present clinically with isolated extramedullary (tissue) manifestations (ie, myeloid sarcoma). | An interpretive report will be provided. | A neoplastic clone is detected when the percent of cells with an abnormality exceeds the normal reference range for any given probe. A positive result is not diagnostic for congenital or infantile leukemia but may provide relevant prognostic information. The absence of an abnormal clone does not rule out the presence of neoplastic disorder. | This test is not approved by the US Food and Drug Administration, and it is best used as an adjunct to existing clinical and pathologic information. Fixatives other than formalin (eg, Prefer, Bouin’s) may not be successful for fluorescence in situ hybridization (FISH) assays. Although FISH testing will not be rejected due to non-formalin fixation, results may be compromised. Paraffin-embedded tissues that have been decalcified may be unsuccessful for FISH analysis. FISH studies will be attempted if sufficient tumor is present for analysis. The pathologist reviewing the hematoxylin and eosin-stained slide may find it necessary to cancel testing. If no FISH signals are observed post-hybridization, the case will be released indicating a lack of FISH results. | 1. Swerdlow SH, Campo E, Harris NL, et al, eds: WHO Classification of Tumours of Haematopoietic and Lymphoid Tissues. 4th ed. IARC Press; 2017 2. Tomizawa D: Recent progress in the treatment of infant acute lymphoblastic leukemia. Pediatr Int. 2015;57(5):811-819. doi: 10.1111/ped.12758 3. Inaba H, Zhou Y, Abla O, et al: Heterogeneous cytogenetic subgroups and outcomes in childhood acute megakaryoblastic leukemia: a retrospective international study. Blood. 2015;126(13):1575-1584. doi: 10.1182/blood-2015-02-629204 4. Coenen EA, Zwaan CM, Reinhardt D, et al: Pediatric acute myeloid leukemia with t(8;16)(p11;p13), a distinct clinical and biological entity: a collaborative study by the International-Berlin-Frankfurt-Munster AML-study group. Blood. 2013;122(15):2704-2713. doi: 10.1182/blood-2013-02-485524 | This test is performed using commercially available and laboratory-developedprobes. Gain or loss of chromosomes 4, 8, 10, 13, 17, and 21 are detected using enumeration strategy probes. Deletion of theCDKN2Alocus on chromosome 9 andTP53on chromosome 17 are detected using enumeration strategy.Rearrangements involving genes involvingMLL(KMT2A),NUP98, ETV6,MYC,JAK2, IGH,TAL1/STIL, TRB,andTRADare detected using a dual-color break-apart (BAP) strategy probe.If aMYCgene region separation is identified, break-apart BCL2 and BCL6 will be evaluated using a dual-color break-apart (BAP) strategy probe.Dual-color, dual-fusion fluorescence in situ hybridization (D-FISH) strategy probe sets are used to detectinv(16),t(8;21), t(15;17), t(8;16), t(1;22),t(7;12),t(9;22), t(12;21), t(1;19), t(5;14), t(9;22), t(10;11),and in reflex testing when a rearrangement of theMLL, TRB,TRADgene region is observed. Amplification ofABL1(9q34) is detected using a D-FISH probe strategy. Paraffin-embedded tissues are cut at 5 microns and mounted on positively charged glass slides. The selection of tissue and the identification of target areas on the hematoxylin and eosin (H and E)-stained slide are performed by a pathologist. Using the H and E-stained slide as a reference, target areas are etched with a diamond-tipped etcher on the back of the unstained slide to be assayed. For each probe set, the probes are hybridized to the appropriate target areas and 2 technologists each analyze 50 interphase nuclei (100 total) per probe set with the results expressed as the percent abnormal nuclei.(Unpublished Mayo method) | 7 to 10 days | Slides and hematoxylin and eosin used for analysis are retained by the laboratory in accordance to CAP and NYS requirements. Client provided paraffin blocks and extra unstained slides (if provided) will be returned after testing is complete. | This test was developed and its performance characteristics determined by Mayo Clinic in a manner consistent with CLIA requirements. It has not been cleared or approved by the US Food and Drug Administration. | 88271 x2, 88291-DNA probe, each (first probe set), interpretation and report88271 x2-DNA probe, each; each additional probe set (if appropriate)88271-DNA probe, each; coverage for sets containing 3 probes (if appropriate)88271 x 2-DNA probe, each; coverage for sets containing 4 probes (if appropriate)88271 x 3-DNA probe, each; coverage for sets containing 5 probes (if appropriate)88274 w/modifier 52-Interphase in situ hybridization, <25 cells, each probe set (if appropriate)88274-Interphase in situ hybridization, 25 to 99 cells, each probe set (if appropriate)88275-Interphase in situ hybridization, 100 to 300 cells, each probe set (if appropriate) | Congenital Infantile Leuk, FISH, Ts | In Process | 614191 | Released by | 18771-6
CLADP | Congenital Lactic Acidosis Panel, Varies | Follow up for abnormal biochemical results suggestive of congenital lactic acidosis Establishing a molecular diagnosis for patients with congenital lactic acidosis Identifying variants within genes known to be associated with congenital lactic acidosis, allowing for predictive testing of at-risk family members | Sequence Capture and Targeted Next-Generation Sequencing followed by Polymerase Chain Reaction (PCR) and Sanger Sequencing/Long-Range Polymerase Chain Reaction (L-RPCR) followed by Next-Generation Sequencing (NGS) | Yes | Congenital Lactic Acidosis Panel | For skin biopsy or cultured fibroblast specimens, fibroblast culture testing will be performed at an additional charge. If viable cells are not obtained, the client will be notified. | Patient Preparation:A previous bone marrow transplant from an allogenic donor will interfere with testing. Call 800-533-1710 for instructions for testing patients who have received a bone marrow transplant. Submit only 1 of the following specimens: Specimen Type:Whole blood Container/Tube: Preferred:Lavender top (EDTA) or yellow top (ACD) Acceptable:Any anticoagulant Specimen Volume:3 mL Collection Instructions: 1. Invert several times to mix blood. 2. Send specimen in original tube.Do notaliquot. Specimen Stability Information:Ambient (preferred) 4 days/Refrigerated 14 days Specimen Type: Skin biopsy Supplies: Fibroblast Biopsy Transport Media (T115) Container/Tube: Sterile container with any standard cell culture media (eg, minimal essential media, RPMI 1640). The solution should be supplemented with 1% penicillin and streptomycin. Specimen Volume: 4-mm punch Specimen Stability Information: Refrigerated (preferred)/Ambient Additional Information:A separate culture charge will be assessed under CULFB / Fibroblast Culture for Biochemical or Molecular Testing. An additional 3 to 4 weeks is required to culture fibroblasts before genetic testing can occur. SpecimenType: Cultured fibroblast Container/Tube: T-25 flask SpecimenVolume: 2 Flasks CollectionInstructions: Submit confluent cultured fibroblast cells from a skin biopsy from another laboratory. Cultured cells from a prenatal specimen will not be accepted. Specimen Stability Information: Ambient (preferred)/Refrigerated (<24 hours) Additional Information:A separate culture charge will be assessed under CULFB / Fibroblast Culture for Biochemical or Molecular Testing. An additional 3 to 4 weeks is required to culture fibroblasts before genetic testing can occur. Specimen Type: Blood spot Supplies:Card-Blood Spot Collection (Filter Paper) (T493) Container/Tube: Preferred: Collection card (Whatman Protein Saver 903 Paper) Acceptable: PerkinElmer 226 (formerly Ahlstrom 226) filter paper, or blood spot collection card Specimen Volume: 5 Blood spots Collection Instructions: 1. An alternative blood collection option for a patient older than 1 year is a fingerstick. For detailed instructions, seeHow to Collect Dried Blood Spot Samples. 2. Let blood dry on the filter paper at ambient temperature in a horizontal position for a minimum of 3 hours. 3. Do not expose specimen to heat or direct sunlight. 4. Do not stack wet specimens. 5. Keep specimen dry. Specimen Stability Information:Ambient (preferred)/Refrigerated Additional Information: 1. Due to lower concentration of DNA yielded from blood spot, it is possible that additional specimen may be required to complete testing. 2. For collection instructions, seeBlood Spot Collection Instructions 3. For collection instructions in Spanish, seeBlood Spot Collection Card-Spanish Instructions(T777) 4. For collection instructions in Chinese, seeBlood Spot Collection Card-Chinese Instructions(T800) | See Specimen Required | Congenital lactic acidosis (CLA) is a rare, but serious, condition that presents in newborns with extreme elevations of lactic acid and is caused by a variety of biochemical disorders, resulting in impaired mitochondrial activity. Elevated lactate in multiple specimen types such as blood and cerebrospinal fluid (CSF) are typically observed. However, additional symptoms are extremely variable, as any high-energy organ or tissue may be impaired, resulting in a need for multisystem screening that may involve biopsies and biochemical analysis. CLA can be caused by pathogenic variants in genes encoding enzymes involved in gluconeogenesis, pyruvate oxidation, the Krebs cycle, and mitochondrial function. A comprehensive gene panel with mitochondrial genome analysis is an essential tool to establish a diagnosis for patients with congenital lactic acidosis. As biomarker testing and multisystem organ assessments are not specific and can yield complex results, genetic testing is required to distinguish among the spectrum of conditions that can cause CLA. This panel analyzes a combination of nuclear genes for single-gene biochemical disorders known to cause CLA, as well as analysis of the mitochondrial genome. | An interpretive report will be provided. | All detected alterations are evaluated according to American College of Medical Genetics and Genomics (ACMG) recommendations.(1) Variants are classified based on known, predicted, or possible pathogenicity and reported with interpretive comments detailing their potential or known significance. | Clinical Correlations: Test results should be interpreted in the context of clinical findings, family history, and other laboratory data. Misinterpretation of results may occur if the information provided is inaccurate or incomplete. If testing was performed because of a clinically significant family history, it is often useful to first test an affected family member. Detection of at least one reportable variant in an affected family member would allow for more informative testing of at-risk individuals. To discuss the availability of additional testing options or for assistance in the interpretation of these results, contact the Mayo Clinic Laboratory genetic counselors at 800-533-1710. Technical Limitations: Next-generation sequencing may not detect all types of genomic variants. In rare cases, false-negative or false-positive results may occur. The depth of coverage may be variable for some target regions; assay performance below the minimum acceptable criteria or for failed regions will be noted. Given these limitations, negative results do not rule out the diagnosis of a genetic disorder. If a specific clinical disorder is suspected, evaluation by alternative methods can be considered. There may be regions of genes that cannot be effectively evaluated by sequencing or deletion and duplication analysis as a result of technical limitations of the assay, including regions of homology, high guanine-cytosine (GC) content, and repetitive sequences. Confirmation of select reportable variants will be performed by alternate methodologies based on internal laboratory criteria. This test is validated to detect 95% of deletions up to 75 base pairs (bp) and insertions up to 47 bp. Insertions/deletions (indels) of 40 or more bp, including mobile element insertions, may be less reliably detected than smaller indels. Deletion/Duplication Analysis: This analysis targets single and multi-exon deletions/duplications; however, in some instances single exon resolution cannot be achieved due to isolated reduction in sequence coverage or inherent genomic complexity. Balanced structural rearrangements (such as translocations and inversions) may not be detected. This test is not designed to detect low levels of mosaicism or to differentiate between somatic and germline variants. If there is a possibility that any detected variant is somatic, additional testing may be necessary to clarify the significance of results. Genes may be added or removed based on updated clinical relevance. Refer to theTargeted Genes and Methodology Details for Congenital Lactic Acidosis Panelin Special Instructions for the most up to date list of genes included in this test. For detailed information regarding gene specific performance and technical limitations, see Method Description or contact a laboratory genetic counselor. If the patient has had an allogeneic hematopoietic stem cell transplant or a recent heterologous blood transfusion, results may be inaccurate due to the presence of donor DNA. Call Mayo Clinic Laboratories for instructions for testing patients who have received a bone marrow transplant. Reclassification of Variants: At this time, it is not standard practice for the laboratory to systematically review previously classified variants on a regular basis. The laboratory encourages health care providers to contact the laboratory at any time to learn how the classification of a particular variant may have changed over time. Variant Evaluation: Evaluation and categorization of variants is performed using published American College of Medical Genetics and Genomics and the Association for Molecular Pathology recommendations as a guideline. Other gene-specific guidelines may also be considered. Variants are classified based on known, predicted, or possible pathogenicity and reported with interpretive comments detailing their potential or known significance. Variants classified as benign or likely benign are not reported. Multiple in silico evaluation tools may be used to assist in the interpretation of these results. The accuracy of predictions made by in silico evaluation tools is highly dependent upon the data available for a given gene, and periodic updates to these tools may cause predictions to change over time. Results from in silico evaluation tools should be interpreted with caution and professional clinical judgement. | 1. Richards S, Aziz N, Bale S, et al: Standards and guidelines for the interpretation of sequence variants: a joint consensus recommendation of the American College of Medical Genetics and Genomics and the Association for Molecular Pathology. Genet Med. 2015 May;17(5):405-424 2. Bravo-Alonso I, Navarrette R, Vega AI, et al: Genes and variants underlying human congenital lactic acidosis-from genetics to personalized treatment. J Clin Med. 2019;8(11):1811 |  | 28 to 42 days | Whole Blood: 2 weeks (if available); Extracted DNA: 3 months; Blood spots:1 month | This test was developed and its performance characteristics determined by Mayo Clinic in a manner consistent with CLIA requirements. It has not been cleared or approved by the US Food and Drug Administration. | 81443814608146588233-Tissue culture, skin, solid tissue biopsy (if appropriate)88240-Cryopreservation (if appropriate)81479 (if appropriate for government payers) | Congenital Lactic Acidosis Panel | 105352-9 | 608643 | Released By | 18771-6
CTDC | Connective Tissue Diseases Cascade, Serum | Evaluation of patients with signs and symptoms compatible with connective tissue diseases Initial evaluation of patients in clinical situations in which the prevalence of disease is low (6) This test isnotrecommended for: -Testing in clinical situations in which there is a high prevalence of connective tissue diseases (eg, rheumatology specialty practice) -Follow-up evaluation of patients with known connective tissue diseases | Enzyme-Linked Immunosorbent Assay (ELISA) | Yes | Connective Tissue Disease Cascade,S | If antinuclear antibodies are greater than or equal to 3.0 U, then antibodies to double-stranded DNA (dsDNA), extractable nuclear antigen evaluation,ribosome P, and centromereare performed at an additional charge. | Collection Container/Tube: Preferred:Serum gel Acceptable:Red top SubmissionContainer/Tube:Plastic vial Specimen Volume:1 mL Collection Information:Centrifuge and aliquot serum into plastic vial. | 0.7 mL | The following diseases are often referred to as connective tissue diseases (CTD): rheumatoid arthritis, systemic lupus erythematosus, systemic sclerosis including CREST syndrome (calcinosis, Raynaud phenomenon, esophageal dysmotility, sclerodactyly, and telangiectasia), Sjogren syndrome, mixed connective tissue disease, and idiopathic inflammatory myopathies. CTD (also known as systemic rheumatic diseases) are characterized by immune-mediated inflammation that involves the joints, skin, and visceral organs. These diseases are also accompanied by antibodies to a host of nuclear and cytoplasmic autoantigens. The diagnosis of any CTD is based on clinical signs and symptoms and characteristic radiographic, histopathologic, and serologic findings. Certain CTD are characterized by autoantibodies that are highly specific for individual diseases as outlined in the Table. CTD often present clinically with signs and symptoms that are nonspecific, including constitutional signs such as fever, weight loss, fatigue, and arthralgias. Table.Autoantibodies and Clinical Associations with Specific Connective Tissue Diseases Cyclic citrullinated peptide antibodies Rheumatoid arthritis Double-Stranded DNA (dsDNA) Systemic lupus erythematosus (SLE) Smith (Sm) SLE Ribosome P SLE SS-B/La Sjogren syndrome (SjS) SS-A/Ro (Ro52 or Ro60) SjS, SLE, systemic sclerosis (SSc), antisynthetase syndrome RNP 68 and A (RNP) Mixed connective tissue disease Topoisomerase 1 (topo-1, Scl-70) SSc Histidyl tRNA synthetase (JO1) Idiopathic inflammatory myositis (commonly anti-synthetase syndrome) Centromere B SSc (most commonly the limited cutaneous forms: LcSSc) In this testing cascade, serum is tested initially for the presence ofantinuclear antibodies(ANA) and forcyclic citrullinated peptide(CCP) antibodies. The presence of CCP antibodies indicates a strong likelihood ofrheumatoid arthritis (RA).(1) However, additional testing for rheumatoid factor, which is not included in the cascade, is important for optimal diagnosis as per the 2010 American College of Rheumatology/European League Against Rheumatism RA classification criteria.(2) The presence of ANA supports the possibility of a CTD, and the level of ANA is used to identify sera for second-order testing for antibodies to dsDNA and the other autoantigens. The decision threshold for performing second-order tests is based on empirical data derived from testing patients with varying levels of ANA and is chosen to minimize testing in situations in which positive results for dsDNA and other antibodies is very unlikely.(3) However, a negative ANA enzyme immunoassay result does not rule out a diagnosis of CTD as has been reported in a number of studies. Therefore, in patients with a strong clinical suspicion of CTD, testing for ANA by indirect immunofluorescence assay may be warranted.(4,5) | ANTINUCLEAR ANTIBODIES (ANA) < or =1.0 U (negative) 1.1-2.9 U (weakly positive) 3.0-5.9 U (positive) > or =6.0 U (strongly positive) Reference values apply to all ages. CYCLIC CITRULLINATED PEPTIDE ANTIBODIES, IgG <20.0 U (negative) 20.0-39.9 U (weak positive) 40.0-59.9 U (positive) > or =60.0 U (strong positive) Reference values apply to all ages. | Interpretive comments are provided. See individual test IDs for additional information. Differential testing for Ro52 and Ro60 antibodies in SS-A/Ro positive patients may be useful in the diagnosis of specific CTD clinical subset, disease stratification, and prognosis. Consider testing for Ro52 and Ro60 antibodies (ROPAN / Ro52 and Ro60 Antibodies, IgG, Serum) if the patient is positive for SS-A/Ro. | The results of tests for autoantibodies must be interpreted in the appropriate clinical context. The presence of detectable levels of antinuclear antibodies (ANA) in solid-phase immunoassays, such as enzyme-linked immunosorbent assay (ELISA), is not specific for connective tissue disease. Positive results may occur prior to onset of clinical diseases as well as in the absence of connective tissue disease. Negative ANA by ELISA results may not be reliable for the evaluation of patients at-risk for systemic sclerosis and inflammatory myopathies. Weak-to-moderate positive results for cyclic citrullinated peptide antibodies may occur in patients with connective tissue diseases other than rheumatoid arthritis. | 1. Tomar R, Homburger H. Assessment of immunoglobulins and antibodies. In: Rich R, Fleisher T, Shearer W, et al, eds. Clinical Immunology: Principles and Practice. 2nd ed. Mosby-Year Book Inc; 2001:120.1-120.14 2.Aletaha D, Neogi T, Silman AJ, et al. 2010 Rheumatoid arthritis classification criteria: an American College of Rheumatology/European League Against Rheumatism collaborative initiative. Arthritis Rheum. 2010;62(9):2569-2581 3.Deng X, Peters B, Ettore MW, et al. Utility of antinuclear antibody screening by various methods in a clinical laboratory patient cohort. J Appl Lab Med. 2016;1(1):36-46 4.Pisetky DS, Spencer DM, Lipsky PE, Rovin BH. Assay variation in the detection of antinuclear antibodies in the sera of patients with established SLE. Ann Rheum Dis. 2018;77(6):911-913 5. Claessens J, Belmondo T, De Langhe E, et al. Solid phase assays versus automated indirect immunofluorescence for detection of antinuclear antibodies. Autoimmun Rev. 2018;17(6):533-540 6. van Boekel MA, Vossenaar ER, van den Hoogen FHJ, van Venrooij WJ. Autoantibody systems in rheumatoid arthritis: specificity, sensitivity and diagnostic value. Arthritis Res. 2002;4(2):87-93 7. Kavanaugh A, Tomar R, Reveille J, Solomon DH, Homburger HA. Guidelines for clinical use of the antinuclear antibody test and tests for specific autoantibodies to nuclear antigens. Arch Pathol Lab Med. 2000;124(1):71-81 | Antinuclear Antibodies: The method used to detect antinuclear antibodies (ANA) is enzyme-linked immunosorbent assay (ELISA). A HEp-2 lysate supplemented with specific purified antigens (double-stranded [ds] DNA, histone, SS-A [Ro], SS-B [La], Smith, sm/RNP, Scl-70, Jo-1, and centromere B antigen) are coated onto microtiter plate wells. A dilution of patient serum is added to the well and incubated. After washing to remove unbound serum protein, an enzyme conjugated antihuman IgG antibody is added to detect human IgG bound to the microtiter plate well. After incubation and washing to remove unbound conjugate, a substrate to the enzyme is added to the well. After incubation, the enzyme substrate reaction is stopped. The complete assay is measured on a spectrophotometer plate reader. The optical density measured is proportional to the antibody present in the patient serum. Testing is performed on the Agility instrument by Dynex.(Package insert: ELISA kits. Bio-Rad Laboratories; 07/2014) Cyclic Citrullinated Peptide: Cyclic citrullinated peptide (CCP) antibodies in serum are detected by binding to the wells of a commercial microtiter plate coated with synthetic CCP. During the first incubation, serum antibodies bind to adsorbed, solid phase CCP. The wells are then washed to remove unbound serum constituents, and horse radish peroxidase-labeled goat anti-human IgG antibody is added. After further incubation and washing to remove unbound conjugate, substrate (3,3',5,5'-tetramethylbenzidine) is added and allowed to incubate. The reaction between enzyme and substrate is stopped and color in the wells is measured in a microtiter plate reader. The concentration of CCP antibodies is determined by comparison to a 5 point standard curve (15.6-250 U). Testing is performed on the Agility instrument by Dynex.(Packageinsert: Quanta Lite CCP3 IgG ELISA.INOVA Diagnostics; 02/2020) dsDNA: The test kit contains 12 micotiter strips each with 8 break-off reagent wells coated with double-stranded DNA (dsDNA). In the first reaction step, diluted patient samples, calibrators and controls are incubated in the wells. Anti-dsDNA antibodies will bind to the antigens coated in the microtiter wells. The wells are washed to remove any unbound proteins and non-specific antibodies. In a second reaction step, rabbit anti-human IgG HRP enzyme conjugate is added to each well. The enzyme conjugate will bind to any wells that have human IgG binding to the dsDNA antigen. The wells are washed to remove any unbound HRP enzyme conjugate. 3,3,5,5, tetramethylbenzidine (TMB) enzyme substrate is added. If the HRP enzyme is present in the well (positive reaction), the HRP enzyme will react with the TMB substrate and produce a blue color. After an additional incubation time to allow the color development, a stop solution is added which turns the blue color yellow and inhibits further color development to allow for stable spectrophotometric reading. The test strips are placed in a microplate reader and the optical density of the color is measured. The amount of antigen specific bound antibody is proportional to the color intensity.(Package insert: Anti-dsDNA-NcX ELISA (IgG). EUROIMMUN; 7/8/2020) SS-A/Ro, SS-B/La, RNP, Sm, Scl 70, Jo 1, ribosome P, and centromere B antibodies are measured by a commercial multiplex flow immunoassay system. Recombinant or purified antigens are coupled covalently to polystyrene microspheres that are impregnated with fluorescent dyes to create unique fluorescent signatures, one microsphere type for each antigen. Diluted sera, calibrators, and controls are added to a mixture containing the antigen-coupled microspheres. Antibodies to each antigen bind to their homologous antigen-coupled microspheres. The microspheres are washed to remove extraneous serum proteins. Phycoerythrin (PE)-conjugated antihuman IgG antibody is then added to detect IgG antibodies bound to the microspheres. The microspheres are washed to remove unbound conjugate, and bound conjugate is detected by laser photometry. A primary laser determines the fluorescent signature of each microsphere, and a secondary laser reveals the level of PE fluorescence associated with the microsphere surface. Results are calculated for each antigen-coated microsphere type by comparing the median fluorescence response to a series of multipoint calibration curves.(Package insert: BioPlex 2200 ANA Screen. Bio-Rad Laboratories; 2019) | 3 to 4 days | 14 days | This test has been cleared, approved, or is exempt by the US Food and Drug Administration and is used per manufacturer's instructions. Performance characteristics were verified by Mayo Clinic in a manner consistent with CLIA requirements. | 860388620083516-Centromere (if appropriate)83516-Ribosome (if appropriate)86225-ds-DNA AB IgG, Serum (if appropriate)86235 x 6-RNP, Sm, SS-B, SS-A, Jo 1, and Scl 70 (if appropriate) | Connective Tissue Disease Cascade,S | 95267-1 | IM_01 | Interpretation | 69048-7
COSPC | Consult, Outside Slide (Bill Only) |  | This test is for billing purposes only. This is not an orderable test. | Yes | Consult, Outside Slide | Varies | This test is for billing purposes only. This is not an orderable test. |  |  | This test is for billing purposes only. This is not an orderable test. | [6 empty] | Not Applicable | 88321
0838T | Consult, Outside Slide Digitize (Bill Only) |  | This test is for tracking purposes only. This is not an orderable test. | Yes | Consult, Outside Slide Digitize | This test is for tracking purposes only. | This test is for tracking purposes only. This is not an orderable test. |  |  | This test is for tracking purposes only. This is not an orderable test. | [6 empty] | Not Applicable | 0838T
0840T | Consult, w/Comp Rvw His Digitize (Bill Only) |  | This test is for tracking purposes only. This is not an orderable test. | Yes | Consult, w/Comp Rvw His Digitize | This test is for tracking purposes only. | This test is for tracking purposes only. This is not an orderable test. | [9 empty] | Not Applicable | 0840T
CRHPC | Consult, w/Comp Rvw of His (Bill Only) |  | This test is for billing purposes only. This is not an orderable test. | Yes | Consult, w/Comp Rvw of His | Varies | This test is for billing purposes only. This is not an orderable test. |  |  | This test is for billing purposes only. This is not an orderable test. | [6 empty] | Not Applicable | 88325
CSPPC | Consult, w/Slide Prep (Bill Only) |  | This test is for billing purposes only. This is not an orderable test. | Yes | Consult, w/Slide Prep | Varies | This test is for billing purposes only. This is not an orderable test. |  |  | This test is for billing purposes only. This is not an orderable test. | [6 empty] | Not Applicable | 88323
0839T | Consult, w/Slide Prep Digitize (Bill Only) |  | This test is for tracking purposes only. This is not an orderable test. | Yes | Consult, w/Slide Prep Digitize | This test is for tracking purposes only. | This test is for tracking purposes only. This is not an orderable test. |  |  | This test is for tracking purposes only. This is not an orderable test. | [6 empty] | Not Applicable | 0839T
CUPPC | Consult, w/USS Prof (Bill Only) |  | This test is for billing purposes only. This is not an orderable test. | Yes | Consult, w/USS Prof | Varies | This test is for billing purposes only. This is not an orderable test. |  |  | This test is for billing purposes only. This is not an orderable test. | [6 empty] | Not Applicable | 88323-26
CONCS | Contactin-1 IgG Cell Binding Assay, Serum | Evaluating for chronic inflammatory demyelinating polyradiculoneuropathy and related demyelinating peripheral neuropathies Determining contactin-1 IgG results as a part of a profile | Only orderable as part of a profile. For more information see: -CIDP / Chronic Inflammatory Demyelinating Polyradiculoneuropathy/Nodopathy Evaluation, Serum -DMNES / Peripheral Nervous System Demyelinating Neuropathy, Autoimmune Evaluation, Serum Cell Binding Assay (CBA) | Yes | Contactin-1 IgG CBA, S | Serum | Only orderable as part of a profile. For more information see: -CIDP / Chronic Inflammatory Demyelinating Polyradiculoneuropathy/Nodopathy Evaluation, Serum -DMNES / Peripheral Nervous System Demyelinating Neuropathy, Autoimmune Evaluation, Serum | 0.5 mL | Chronic inflammatory demyelinating polyradiculoneuropathy (CIDP) is an acquired, immune-mediated condition effecting peripheral nerves and nerve roots and is characterized by electrodiagnostic features of demyelination with a chronic onset that leads to significant disability. The prevalence of CIDP is estimated at approximately 2 to 4 cases per 100,000 persons. Although a rarer cause of polyneuropathy, it is important to recognize as it is treatable with the appropriate use of immunomodulating therapies. Although the exact immunological trigger of CIDP remains unclear, a subset of patients with suspected CIDP have been identified with autoantibodies targeting nodal-paranodal proteins. These patients share common immunopathological mechanisms of disease, clinical features, and treatment responses that are distinct from classic CIDP. A common target of these autoantibodies is the neurofascin-155 (NF155)-contactin-1 (CNTN1) complex. NF155 is expressed at the paranodal loops of Schwann cells where it interacts with CNTN1 expressed on adjacent axons. This interaction stabilizes and allows the proper organization of the paranodal axoglial junction. Antibody-mediated disruption of this interaction in animal models recapitulates the pathophysiology observed in humans. Contactin-1 IgG antibodies are present in approximately 2% of patients with CIDP like presentations. CNTN1 IgG-positive cases are more likely to present with neuropathic pain, sensory ataxia, and subacute progressive demyelinating polyradiculoneuropathy or polyradiculopathy. The majority of seropositive patients have been reported to be refractory to treatment with intravenous immune globulin. However, some of these patients respond well to B-cell depleting therapies such as rituximab. Up to half of CNTN1 IgG-positive patients with CIDP or CIDP-like presentations have been reported to develop membranous nephropathy and, thus, screening for proteinuria may be warranted. | Only orderable as part of a profile. For more information see: -CIDP / Chronic Inflammatory Demyelinating Polyradiculoneuropathy/Nodopathy Evaluation, Serum -DMNES / Peripheral Nervous System Demyelinating Neuropathy, Autoimmune Evaluation, Serum Negative | Seropositivity for contactin-1 IgG is consistent with an immune-mediated demyelinating polyradiculoneuropathy/polyradiculopathy. | A negative result does not rule out an immune-mediated demyelinating disease. This test should only be utilized in the appropriate clinical context. The use of immunotherapy prior to sample collection may negatively impact the sensitivity of these assays. | 1. Dubey D, Honorat JA, Shelly S, et al: Contactin-1 autoimmunity: Serologic, neurologic, and pathologic correlates. Neurol Neuroimmunol Neuroinflamm. 2020;7(4):e771 2. Cortese A, Lombardi R, Briani C, et al. Antibodies to neurofascin, contactin-1, and contactin-associated protein 1 in CIDP: Clinical relevance of IgG isotype. Neurol Neuroimmunol Neuroinflamm. 2020;7(1):e639 3. Manso C, Querol L, Mekaouche M, Illa I, Devaux JJ. Contactin-1 IgG4 antibodies cause paranode dismantling and conduction defects. Brain. 2016;139(Pt 6):1700-1712 4. Le Quintrec M, Teisseyre M, Bec N, et al. Contactin-1 is a novel target antigen in membranous nephropathy associated with chronic inflammatory demyelinating polyneuropathy. Kidney Int. 2021;100(6):1240-1249 5. Ogata H, Yamasaki R, Hiwatashi A, et al. Characterization of IgG4 anti-neurofascin 155 antibody-positive polyneuropathy. Ann Clin Transl Neurol. 2015;2(10):960-971 6. Cortese A, Lombardi R, Briani C, et al. Antibodies to neurofascin, contactin-1, and contactin-associated protein 1 in CIDP: Clinical relevance of IgG isotype. Neurol Neuroimmunol Neuroinflamm. 2020;7(1):e639 7. Querol L, Nogales-Gadea G, Rojas-Garcia R, et al. Neurofascin IgG4 antibodies in CIDP associate with disabling tremor and poor response to IVIg. Neurology. 2014;82(10):879-886 8. Shelly S, Klein CJ, Dyck PJB, et al. Neurofascin-155 immunoglobulin subtypes: Clinicopathologic associations and neurologic outcomes. Neurology. 2021;97(24):e2392-e2403 | Patient specimen is applied to a composite slide containing transfected and nontransfected HEK-293 cells. After incubation and washing, fluorescein-conjugated goat-antihuman IgG is applied to detect the presence of patient IgG binding.(Package insert: IIFT: Neurology Mosaics, Instructions for the indirect immunofluorescence test. EUROIMMUN; FA_112d-1_A_UK_C13, 02/2019) | 5 to 8 days | 28 days | This test was developed and its performance characteristics determined by Mayo Clinic in a manner consistent with CLIA requirements. It has not been cleared or approved by the US Food and Drug Administration. | 86255 | Contactin-1 IgG CBA, S | 101448-9 | 616442 | Contactin-1 IgG CBA, S | 101448-9
CSMEU | Controlled Substance Monitoring Enhanced Profile with Reflex, 21 Drug Classes, High Resolution Mass Spectrometry and Immunoassay Screen, Random, Urine | Detecting drug use involving stimulants, barbiturate, benzodiazepines, cocaine, opioids, tetrahydrocannabinol, and alcohol This test isnot intendedfor use in employment-related testing. | ADULT: Spectrophotometry PNRCH: Immunoassay followed by Gas Chromatography Mass Spectrometry (GC-MS) or Liquid Chromatography Tandem Mass Spectrometry (LC-MS/MS) as needed TOPSU, TABSU, TSTIM: Liquid Chromatography Tandem Mass Spectrometry, High-Resolution Accurate Mass (LC-MS/MS HRAM) ETGSR: Immunoassay followed by Liquid Chromatography Tandem Mass Spectrometry as needed | Yes | CSM Enhanced Profile,21, HRMS/IA, U | Testing begins with an adulterant survey. If the sample is found to be adulterated, testing will end, and the remaining tests will be canceled. | Supplies:Urine Container, 60 mL (T313) Collection Container/Tube:Plastic urine container Submission Container/Tube:Plastic, 60 mL urine container Specimen Volume: 30 mL Collection Instructions: 1. Collect a random urine specimen. 2. Submit 30 mL in 1 plastic bottle. 3. No preservative. Additional Information: 1. No specimen substitutions. 2. Submitting less than 30 mL may compromise the ability to perform all necessary testing. 3. STAT requests arenot acceptedfor this test. | 20 mL | This test uses screening techniques that involves immunoassay testing and high-resolution accurate mass spectrometry screening for drugs by class. All positive immunoassay screening results are confirmed by gas chromatography mass spectrometry (GC-MS) or liquid chromatography tandem mass spectrometry (LC-MS/MS) and quantitated before a positive result is reported. The following drugs/drug classes are tested by immunoassay and confirmed by GC-MS: -Barbiturates -Cocaine The following drugs/drug classes are tested by immunoassay and confirmed by LC-MS/MS -Carboxy-tetrahydrocannabinol -Ethyl glucuronide The targeted opioid, benzodiazepine, and stimulant screen portions are performed using liquid chromatography-tandem mass spectrometry, high-resolution accurate mass and are completed for all opioids, benzodiazepines, and stimulants. Opioids are a large class of medications commonly used to relieve acute and chronic pain or help manage opioid abuse and dependence. Medications that fall into this class include buprenorphine, codeine, fentanyl, hydrocodone, hydromorphone, methadone, morphine, oxycodone, oxymorphone, tapentadol, tramadol, and others. Opioids work by binding to the opioid receptors that are found in the brain, spinal cord, gastrointestinal tract, and other organs. Common side effects for opioids include drowsiness, confusion, nausea, constipation, and, in severe cases, respiratory depression. These are dose dependant and vary with tolerance. These medications can also produce physical and psychological dependence and have a high risk for abuse and diversion, which is one of the main reasons many professional practice guidelines recommend compliance testing in patients prescribed these medications. Opioids are readily absorbed from the gastrointestinal tract, nasal mucosa, lungs, and after subcutaneous or intermuscular injection. Opioids are primarily excreted from the kidney in both free and conjugated forms. This assay does not hydrolyze the urine sample and looks for both parent drugs and metabolites (including glucuronide forms). The detection window for most opioids in urine is approximately 1 to 3 days with longer detection times for some compounds (ie, methadone). Benzodiazepines represent a large family of medications used to treat a wide range of disorders from anxiety to seizures and are also used in pain management. With a high risk for abuse and diversion, professional practice guidelines recommend compliance monitoring for these medications using urine drug tests. However, traditional benzodiazepine immunoassays suffer from a lack of cross-reactivity with all the benzodiazepines, so many compliant patients taking either clonazepam (Klonopin) or lorazepam (Ativan) may screen negative by immunoassay but are positive when confirmatory testing is done. The new targeted benzodiazepine screening test provides a more sensitive and specific test to check for compliance to all the commonly prescribed benzodiazepines and looks for both parent drugs and metabolites in the urine. Stimulants are sympathomimetic amines that stimulate the central nervous system activity and, in part, suppress the appetite. Amphetamine and methamphetamine are also prescription drugs used in the treatment of narcolepsy and attention-deficit disorder/attention-deficit hyperactivity disorder (ADHD). Methylphenidate is another stimulant used to treat ADHD. Phentermine is indicated for the management of obesity. All other amphetamines (eg, methylenedioxymethamphetamine: MDMA) are Drug Enforcement Administration-scheduled Class I compounds. Due to their stimulant effects, the drugs are commonly sold illicitly and abused. Physiological symptoms associated with very high amounts of ingested amphetamine or methamphetamine include elevated blood pressure, dilated pupils, hyperthermia, convulsions, and acute amphetamine psychosis. Ethyl glucuronide is a direct metabolite of ethanol that is formed by enzymatic conjugation of ethanol with glucuronic acid. Alcohol in urine is normally detected for only a few hours, whereas ethyl glucuronide can be detected in the urine for 1 to 5 days. This procedure uses immunoassay reagents that are designed to produce a negative result when no drugs are present in a natural (eg, unadulterated) specimen of urine; the assay is designed to have a high true-negative rate. Like all immunoassays, it can have a false-positive rate due to cross-reactivity with natural chemicals and drugs other than those they were designed to detect. The immunoassay also has a false-negative rate to the antibody's ability to cross-react with different drugs in the class being screened. This test is intended to be used in a setting where the test results can be used to make a definitive diagnosis. | ADULTERANT SURVEY: Cutoff concentrations Oxidants: 200 mg/L Nitrites: 500 mg/L DRUG IMMUNOASSAY PANEL: Negative Screening cutoff concentrations: Barbiturates: 200 ng/mL Cocaine (benzoylecgonine-cocaine metabolite): 150 ng/mL Tetrahydrocannabinol carboxylic acid: 50 ng/mL This report is intended for use in clinical monitoring or management of patients. It is not intended for use in employment-related testing. TARGETED OPIOID SCREEN: Not detected Cutoff concentrations: Codeine: 25 ng/mL Codeine-6-beta-glucuronide: 100 ng/mL Morphine: 25 ng/mL Morphine-6-beta-glucuronide: 100 ng/mL 6-Monoacetylmorphine: 25 ng/mL Hydrocodone: 25 ng/mL Norhydrocodone: 25 ng/mL Dihydrocodeine: 25 ng/mL Hydromorphone: 25 ng/mL Hydromorphone-3-beta-glucuronide: 100 ng/mL Oxycodone: 25 ng/mL Noroxycodone: 25 ng/mL Oxymorphone: 25 ng/mL Oxymorphone-3-beta-glucuronide: 100 ng/mL Noroxymorphone: 25 ng/mL Fentanyl: 2 ng/mL Norfentanyl: 2 ng/mL Meperidine: 25 ng/mL Normeperidine: 25 ng/mL Naloxone: 25 ng/mL Naloxone-3-beta-glucuronide: 100 ng/mL Methadone: 25 ng/mL 2-Ethylidene-1,5-dimethyl-3,3-diphenylpyrrolidine (EDDP): 25 ng/mL Propoxyphene: 25 ng/mL Norpropoxyphene: 25 ng/mL Tramadol: 25 ng/mL O-desmethyltramadol: 25 ng/mL Tapentadol: 25 ng/mL N-desmethyltapentadol: 50 ng/mL Tapentadol-beta-glucuronide: 100 ng/mL Buprenorphine: 5 ng/mL Norbuprenorphine: 5 ng/mL Norbuprenorphine glucuronide: 20 ng/mL TARGETED BENZODIAZEPINE SCREEN: Not detected Cutoff concentrations: Alprazolam: 10 ng/mL Alpha-hydroxyalprazolam: 10 ng/mL Alpha-hydroxyalprazolam glucuronide: 50 ng/mL Chlordiazepoxide: 10 ng/mL Clobazam: 10 ng/mL N-desmethylclobazam: 200 ng/mL Clonazepam: 10 ng/mL 7-Aminoclonazepam: 10 ng/mL Diazepam: 10 ng/mL Nordiazepam: 10 ng/mL Flunitrazepam: 10 ng/mL 7-Aminoflunitrazepam: 10 ng/mL Flurazepam: 10 ng/mL 2-Hydroxy ethyl flurazepam: 10 ng/mL Lorazepam: 10 ng/mL Lorazepam glucuronide: 50 ng/mL Midazolam: 10 ng/mL Alpha-hydroxymidazolam: 10 ng/mL Oxazepam: 10 ng/mL Oxazepam glucuronide: 50 ng/mL Prazepam: 10 ng/mL Temazepam: 10 ng/mL Temazepam glucuronide: 50 ng/mL Triazolam: 10 ng/mL Alpha-hydroxytriazolam: 10 ng/mL Zolpidem: 10 ng/mL Zolpidem phenyl-4-carboxylic acid: 10 ng/mL TARGETED STIMULANT SCREEN: Not detected Cutoff concentrations: Methamphetamine: 100 ng/mL Amphetamine: 100 ng/mL 3,4-Methylenedioxymethamphetamine (MDMA): 100 ng/mL 3,4-Methylenedioxy-N-ethylamphetamine (MDEA): 100 ng/mL 3,4-Methylenedioxyamphetamine (MDA): 100 ng/mL Ephedrine: 100 ng/mL Pseudoephedrine: 100 ng/mL Phentermine: 100 ng/mL Phencyclidine (PCP): 20 ng/mL Methylphenidate: 20 ng/mL Ritalinic acid: 100 ng/mL ETHYL GLUCURONIDE SCREEN: Negative Screening cutoff concentrations: Ethyl glucuronide: 500 ng/mL | A positive result derived by this testing indicates that the patient has used one of the drugs detected by these techniques in the recent past. For information about drug testing, including estimated detection times andResult Interpretations, seeControlled Substance Monitoringon MayoClinicLabs.com. | In regard to ethyl glucuronide testing, care should be taken when interpreting results since there are many factors (eg, fluid intake and other biologic factors) that may influence a urine test result. It is possible that substances other than those investigated in the specificity study may interfere with the test and cause false-positive or false-negative results. | 1. Physicians' Desk Reference; 60th ed. Medical Economics Company; 2006 2. Bruntman LL, ed. Goodman and Gilman's: The Pharmacological Basis of Therapeutics. 11th ed. McGraw-Hill Book Company; 2006 3. Langman LJ, Bechtel LK, Holstege CP. Clinical toxicology. In: Rifai N, Chiu RWK, Young I, Burnham CAD, Wittwer CT, eds. Tietz Textbook of Laboratory Medicine. 7th ed. Elsevier; 2023:chap 43 4. Gutstein HB, Akil H. Opioid analgesics. In: Brunton LL, Lazo JS, Parker KL, eds. Goodman and Gilman's: The Pharmacological Basis of Therapeutics. 11th ed. McGraw-Hill Companies; 2006 5. Rovine T, Ferrero CL, American Pain Society: Chronic Pain in America: Roadblocks to Relief. Roper Starch Worldwide, Inc; 1999. Updated 2001. Accessed July 16, 2024. Available at http://accurateclinic.com/wp-content/uploads/2016/04/Chronic-Pain-In-America-Roadblocks-To-Relief-1999.pdf 6. Magnani B, Kwong T. Urine drug testing for pain management. Clin Lab Med. 2012;32(32):379-390 7. Jannetto PJ, Bratanow NC, Clark WA, et al. Executive summary: American Association of Clinical Chemistry Laboratory Medicine Practice Guideline-using clinical laboratory tests to monitor drug therapy in pain management patients. J Appl Lab Med. 2018;2(4):489-526 8. McMillin GA, Marin SJ, Johnson-Davis KL, Lawlor BG, Strathmann FG. A hybrid approach to urine drug testing using high-resolution mass spectrometry and select immunoassays. Am J Clin Pathol. 2015;143(2):234-240 9. Cone EJ, Caplan YH, Black DL, Robert T, Moser F. Urine drug testing of chronic pain patients: licit and illicit drug patterns. J Anal Toxicol. 2008;32(8):530-543 | Adulterant: All results are measured using spectrophotometry at wavelengths specified by the reagent manufacturer. The use of a refractometer may also be used in the specific gravity measurement.(Package inserts: Specimen Validity Test Creatinine. Roche Diagnostics; V3.0, 08/2015; Specimen Validity Test Nitrite. Roche Diagnostics; V3.0, 08/2018, Specimen Validity Test Oxidant. Roche Diagnostics; V 3.0, 08/2018; Specimen Validity Test pH Roche Diagnostics; V3.0, 02/2019, Specimen Validity Test Specific Gravity. Roche Diagnostics; V4.0, 08/2022) Drug Panel: The barbiturate, cocaine metabolite, and tetrahydrocannabinol metabolite assays are based on the kinetic interaction of microparticles in a solution as measured by changes in light transmission. In the absence of sample drug, soluble drug conjugates bind to antibody-bound microparticles, causing the formation of particle aggregates. As the aggregation reaction proceeds in the absence of sample drug, the absorbance increases. When a urine sample contains the drug in question, this drug competes with the drug derivative conjugate for microparticle-bound antibody. Antibody bound to sample drug is no longer available to promote particle aggregation, and subsequent particle lattice formation is inhibited. The presence of sample drug diminishes the increasing absorbance in proportion to the concentration of drug in the sample. Sample drug content is determined relative to the value obtained for a known cutoff concentration of drug.(Package inserts:BARB. Roche Diagnostics; V 13.0, 09/2021; THC2. Roche Diagnostics; V 13.0, 03/2022; COC2. Roche Diagnostics; V 9.0, 03/2019) Targeted Screening Panels for opioids, benzodiazepines, and stimulants: The urine sample is diluted with internal standard and clinical laboratory reagent water and then analyzed by liquid chromatography tandem mass spectrometry using a high-resolution accurate mass orbitrap detector.(Unpublished Mayo method) Ethyl Glucuronide Screen: This assay is a homogeneous enzyme-linked immunosorbent assay technique. The assay will be performed semiquantitatively. The assay is based on competition between free drug in the urine sample, and a drug labeled with the enzyme glucose-6-phosphate dehydrogenase for a fixed amount of specific antibody binding sites. Active enzyme converts nicotinamide adenine dinucleotide (NAD+) to NADH, which results in an absorbance change that can be measured spectrophotometrically at 340 nm.(Package insert: DRI Ethyl Glucuronide Assay. Microgenics Corporation; 09/2015) | 3 to 4 days | 14 days | This test was developed and its performance characteristics determined by Mayo Clinic in a manner consistent with CLIA requirements. It has not been cleared or approved by the US Food and Drug Administration. | 80307803478036480326G0482 (if appropriate) | CSM Enhanced Profile,21, HRMS/IA, U | 69739-1 | 616033 | Ethyl Glucuronide Screen, U | 58375-7
CSMHU | Controlled Substance Monitoring Hybrid Drug Profile, 20 Drug Classes, High-Resolution Mass Spectrometry and Immunoassay Screen, Random, Urine | Detecting drug use involving stimulants, barbiturate, benzodiazepines, cocaine, opioids, and tetrahydrocannabinol This test isnot intendedfor usein employment-related testing. | ADULT: Spectrophotometry LDPU: Immunoassay TOPSU, TABSU, TSTIM: Liquid Chromatography Tandem Mass Spectrometry, High-Resolution Accurate Mass (LC-MS/MS HRAM) | Yes | CSM Hybrid Drug Profile,20,HRMS/IA | Testing begins with an adulterant survey. If the sample is found to be adulterated, testing will end, and the remaining tests will be canceled. | Supplies:Urine Tubes, 10 mL (T068) Collection Container/Tube:Plastic urine container Submission Container/Tube:Plastic, 10 mL tube Specimen Volume:5 mL Collection Instructions: 1. Collect a random urine specimen. 2. Submit 5 mL in 1 plastic bottle. 3. No preservative Additional Information: 1. No specimen substitutions. 2. Submitting less than 5 mL may compromise the ability to perform all necessary testing. 3. STAT requests arenot acceptedfor this test. | 2 mL | This test uses the simple screening technique that involves immunoassay testing for drugs by class. All positive immunoassay screening results can be confirmed by either gas chromatography mass spectrometry (GC-MS) or liquid chromatography tandem mass spectrometry (LC-MS/MS) and quantitated if applicable. The targeted opioid, benzodiazepine, and stimulant screen portions are performed by LC-MS/MS high-resolution accurate mass and are completed for all opioids, benzodiazepines, and stimulants. Opioids are a large class of medications commonly used to relieve acute and chronic pain or help manage opioid abuse and dependence. Medications that fall into this class include buprenorphine, codeine, fentanyl, hydrocodone, hydromorphone, methadone, morphine, oxycodone, oxymorphone, tapentadol, tramadol, and others. Opioids work by binding to the opioid receptors that are found in the brain, spinal cord, gastrointestinal tract, and other organs. Common side effects for opiods include drowsiness, confusion, nausea, constipation, and, in severe cases, respiratory depression. These are dose dependant and vary with tolerance. These medications can also produce physical and psychological dependence and have a high risk for abuse and diversion, which is one of the main reasons many professional practice guidelines recommend compliance testing in patients prescribed these medications. Opioids are readily absorbed from the gastrointestinal tract, nasal mucosa, lungs, and after subcutaneous or intermuscular injection. Opioids are primarily excreted from the kidney in both free and conjugated forms. This assay does not hydrolyze the urine sample and looks for both parent drugs and metabolites (including glucuronide forms). The detection window for most opioids in urine is approximately 1 to 3 days with longer detection times for some compounds (eg, methadone). Benzodiazepines represent a large family of medications used to treat a wide range of disorders from anxiety to seizures and are also used in pain management. With a high risk for abuse and diversion, professional practice guidelines recommend compliance monitoring for these medications using urine drug tests. However, traditional benzodiazepine immunoassays suffer from a lack of cross-reactivity with all the benzodiazepines, so many compliant patients taking either clonazepam (Klonopin) or lorazepam (Ativan) may screen negative by immunoassay but are positive when confirmatory testing is done. The new targeted benzodiazepine screening test provides a more sensitive and specific test to check for compliance to all the commonly prescribed benzodiazepines and looks for both parent drugs and metabolites in the urine. Stimulants are sympathomimetic amines that stimulate the central nervous system activity and, in part, suppress the appetite. Amphetamine and methamphetamine are also prescription drugs used in the treatment of narcolepsy and attention-deficit disorder/attention-deficit hyperactivity disorder (ADHD). Methylphenidate is another stimulant used to treat ADHD. Phentermine is indicated for the management of obesity. All other amphetamines (eg, methylenedioxymethamphetamine: MDMA) are Drug Enforcement Administration-scheduled Class I compounds. Due to their stimulant effects, the drugs are commonly sold illicitly and abused. Physiological symptoms associated with very high amounts of ingested amphetamine or methamphetamine include elevated blood pressure, dilated pupils, hyperthermia, convulsions, and acute amphetamine psychosis. This test is intended to be used in a setting where the test results can be used to make a definitive diagnosis. | ADULTERANT SURVEY: Cutoff concentrations Oxidants: 200 mg/L Nitrites: 500 mg/L LIMITED DRUG PANEL: Negative Screening cutoff concentrations: Barbiturates: 200 ng/mL Cocaine (benzoylecgonine-cocaine metabolite): 150 ng/mL Tetrahydrocannabinol carboxylic acid: 50 ng/mL This report is intended for use in clinical monitoring or management of patients. It is not intended for use in employment-related testing. TARGETED OPIOID SCREEN: Not detected Cutoff concentrations: Codeine: 25 ng/mL Codeine-6-beta-glucuronide: 100 ng/mL Morphine: 25 ng/mL Morphine-6-beta-glucuronide: 100 ng/mL 6-Monoacetylmorphine: 25 ng/mL Hydrocodone: 25 ng/mL Norhydrocodone: 25 ng/mL Dihydrocodeine: 25 ng/mL Hydromorphone: 25 ng/mL Hydromorphone-3-beta-glucuronide: 100 ng/mL Oxycodone: 25 ng/mL Noroxycodone: 25 ng/mL Oxymorphone: 25 ng/mL Oxymorphone-3-beta-glucuronide: 100 ng/mL Noroxymorphone: 25 ng/mL Fentanyl: 2 ng/mL Norfentanyl: 2 ng/mL Meperidine: 25 ng/mL Normeperidine: 25 ng/mL Naloxone: 25 ng/mL Naloxone-3-beta-glucuronide: 100 ng/mL Methadone: 25 ng/mL 2-Ethylidene-1,5-dimethyl-3,3-diphenylpyrrolidine (EDDP): 25 ng/mL Propoxyphene: 25 ng/mL Norpropoxyphene: 25 ng/mL Tramadol: 25 ng/mL O-desmethyltramadol: 25 ng/mL Tapentadol: 25 ng/mL N-desmethyltapentadol: 50 ng/mL Tapentadol-beta-glucuronide: 100 ng/mL Buprenorphine: 5 ng/mL Norbuprenorphine: 5 ng/mL Norbuprenorphine glucuronide: 20 ng/mL TARGETED BENZODIAZEPINE SCREEN: Not detected Cutoff concentrations: Alprazolam: 10 ng/mL Alpha-hydroxyalprazolam: 10 ng/mL Alpha-hydroxyalprazolam glucuronide: 50 ng/mL Chlordiazepoxide: 10 ng/mL Clobazam: 10 ng/mL N-desmethylclobazam: 200 ng/mL Clonazepam: 10 ng/mL 7-Aminoclonazepam: 10 ng/mL Diazepam: 10 ng/mL Nordiazepam: 10 ng/mL Flunitrazepam: 10 ng/mL 7-Aminoflunitrazepam: 10 ng/mL Flurazepam: 10 ng/mL 2-Hydroxy ethyl flurazepam: 10 ng/mL Lorazepam: 10 ng/mL Lorazepam glucuronide: 50 ng/mL Midazolam: 10 ng/mL Alpha-hydroxymidazolam: 10 ng/mL Oxazepam: 10 ng/mL Oxazepam glucuronide: 50 ng/mL Prazepam: 10 ng/mL Temazepam: 10 ng/mL Temazepam glucuronide: 50 ng/mL Triazolam: 10 ng/mL Alpha-hydroxytriazolam: 10 ng/mL Zolpidem: 10 ng/mL Zolpidem phenyl-4-carboxylic acid: 10 ng/mL TARGETED STIMULANT SCREEN: Not detected Cutoff concentrations: Methamphetamine: 100 ng/mL Amphetamine: 100 ng/mL 3,4-Methylenedioxymethamphetamine (MDMA): 100 ng/mL 3,4-Methylenedioxy-N-ethylamphetamine (MDEA): 100 ng/mL 3,4-Methylenedioxyamphetamine (MDA): 100 ng/mL Ephedrine: 100 ng/mL Pseudoephedrine: 100 ng/mL Phentermine: 100 ng/mL Phencyclidine (PCP): 20 ng/mL Methylphenidate: 20 ng/mL Ritalinic acid: 100 ng/mL | A positive result derived by this testing indicates that the patient has used one of the drugs detected by these techniques in the recent past. For information about drug testing, including estimated detection times andResult Interpretations, seeControlled Substance Monitoringon MayoClinicLabs.com. | No significant cautionary statements | 1. Physicians' Desk Reference. 60th ed. Medical Economics Company; 2006 2. Bruntman LL Lazo JS, Parker KL, eds. Goodman and Gilman's: The Pharmacological Basis of Therapeutics. 11th ed. McGraw-Hill Book Company; 2006 3.Langman LJ, Bechtel LK, Holstege CP. Clinical toxicology. In: Rifai N, Chiu RWK, Young I, Burnham CAD, Wittwer CT, eds. Tietz Textbook of Laboratory Medicine. 7th ed. Elsevier; 2023:chap 43 4.Gutstein HB, Akil H.Opioid analgesics. In: Brunton LL, Lazo JS, Parker KL, eds. Goodman and Gilman's: The Pharmacological Basis of Therapeutics. 11th ed. McGraw-Hill Companies; 2006:chap 21 5. Rovine T, Ferrero CL, American Pain Society: Chronic Pain in America: Roadblocks to Relief. Roper Starch Worldwide, Inc; 1999. Updated 2001. Accessed July 16, 2024. Available at http://accurateclinic.com/wp-content/uploads/2016/04/Chronic-Pain-In-America-Roadblocks-To-Relief-1999.pdf 6. Magnani B, Kwong T. Urine drug testing for pain management. Clin Lab Med. 2012;32(3):379-390 7. Jannetto PJ, Bratanow NC, Clark WA, et al. Executive summary: American Association of Clinical Chemistry Laboratory Medicine Practice Guideline-using clinical laboratory tests to monitor drug therapy in pain management patients. J Appl Lab Med. 2018;2(4):489-526 8. McMillin GA, Marin SJ, Johnson-Davis KL, Lawlor BG, Strathmann FG. A hybrid approach to urine drug testing using high-resolution mass spectrometry and select immunoassays. Am J Clin Pathol. 2015;143(2):234-240 9. Cone EJ, Caplan YH, Black DL, Robert T, Moser F. Urine drug testing of chronic pain patients: licit and illicit drug patterns. J Anal Toxicol. 2008;32(8):530-543 | Adulterant: All results are measured using spectrophotometry at wavelengths specified by the reagent manufacturer. The use of a refractometer may also be used in the specific gravity measurement.(Package inserts: Specimen Validity Test Creatinine. Roche Diagnostics; V3.0, 08/2015; Specimen Validity Test Nitrite. Roche Diagnostics; V3.0, 08/2018, Specimen Validity Test Oxidant. Roche Diagnostics; V 3.0, 08/2018; Specimen Validity Test pH Roche Diagnostics; V3.0, 02/2019, Specimen Validity Test Specific Gravity. Roche Diagnostics; V4.0, 08/2022) Drug Panel: The barbiturate, cocaine metabolite, and tetrahydrocannabinol metabolite assays are based on the kinetic interaction of microparticles in a solution as measured by changes in light transmission. In the absence of sample drug, soluble drug conjugates bind to antibody-bound microparticles, causing the formation of particle aggregates. As the aggregation reaction proceeds in the absence of sample drug, the absorbance increases. When a urine sample contains the drug in question, this drug competes with the drug derivative conjugate for microparticle-bound antibody. Antibody bound to sample drug is no longer available to promote particle aggregation, and subsequent particle lattice formation is inhibited. The presence of sample drug diminishes the increasing absorbance in proportion to the concentration of drug in the sample. Sample drug content is determined relative to the value obtained for a known cutoff concentration of drug.(Package inserts: BARB. Roche Diagnostics; V 13.0, 09/2021; THC2. Roche Diagnostics; V 13.0, 03/2022; COC2. Roche Diagnostics; V 9.0, 03/2019) Targeted Screening Panels for opioids, benzodiazepines, and stimulants: The urine sample is diluted with internal standard and clinical laboratory reagent water and then analyzed by liquid chromatography tandem mass spectrometry using a high-resolution accurate mass orbitrap detector.(Unpublished Mayo method) | 3 to 4 days | 14 days | This test was developed and its performance characteristics determined by Mayo Clinic in a manner consistent with CLIA requirements. It has not been cleared or approved by the US Food and Drug Administration. | 80307803478036480326G0482 (if appropriate) | CSM Hybrid Drug Profile,20,HRMS/IA | 69739-1 | 615291 | Tetrahydrocannabinol | 19415-9
CSMOF | Controlled Substance Monitoring Panel, 11 Drug Classes, Screen Only, Immunoassay, Oral Fluid | Monitoring acute (ie, short-term) drug use in addiction treatment or pain management settings as part of a rotational drug testing strategy Presumptive screening for amphetamine, methamphetamine, opioids/opiates (targeting morphine, oxymorphone, oxycodone, hydrocodone, 6-monoacetylmorphine, tramadol, buprenorphine, fentanyl, and methadone), PCP (phencyclidine), cocaine metabolite (targeting benzoylecgonine), benzodiazepines (targeting oxazepam, lorazepam, and clonazepam), zolpidem, barbiturates (targeting phenobarbital), methylphenidate, and THC-COOH (marijuana metabolite) in oral fluid specimens This test isnotintended forforensic or medico-legal purposes (ie, employee drug testing or settings where chain-of-custody is required). | Competitive Chemiluminescent Immunoassay | Yes | Controlled Substance Panel, OF | Fluid | Patient Preparation: 1. For 15 to 60 minutes before specimen collection, the patient should abstain from eating food. 2. If the patient has recently taken an oral medication or used an inhaled medication, wait 2 hours before collecting the specimen. 3. Patient must empty mouthof any gum, food, or tobacco prior to oral fluid collection. If patient's mouth is not empty immediately before collection, have them rinse their mouth with water (up to 4 oz) and wait 10 minutes before collection. The patient may discard or drink the water after rinsing. Supplies:Quantisal Oral Fluid Collection Device (T980) Note:Check expiration date on Quantisal packaging Container/Tube:Quantisal collection device Specimen Volume:1 mL Collection Instructions: 1. For complete instructions, seeOral Fluid Specimen Collection Instructions for Controlled Substance Monitoring. 2. Peel open package and remove collector by the handle. Do not touch the collection pad with fingers before or after specimen collection. To expedite the collection process, move tongue side to side to accumulate saliva in mouth before starting. Keep the tip of the device pointed down. 3. Position collector under tongue and close mouth. Keep head down to allow gravity to help with saliva collection. Important: Do not chew on pad, talk, or remove collector from mouth until indicator turns BLUE, or until 10 minutes has passed, whichever occurs first. 4. Hold transport tube in an upright position and uncap by pushing up with thumbs. Do not stand tube on table. Do not spill or empty the liquid from tube. 5. Insert collector into the uncapped transport tube and replace cap. Do not place collector back in mouth after it has been placed in the transport tube. 6.Snap capfirmly for transport. Place center of specimen seal on top of tube and press down both sides. 7. Complete paperwork and send sample to laboratory. 8. Send in original tube.Do not aliquot. | See Specimen Required | Drug abuse is a major social and medical issue and usually requires costly interventions for the treatment and rehabilitation of abusers. This qualitative test screens for commonly prescribed and/or abused drugs/drug classes in human oral fluid specimens. It uses a noninvasive specimen collection method, which can be observed. This test may be used for screening samples for compliance monitoring of prescription drugs in a point of care setting. | Not detected Positives are reported with a qualitative result. Cutoff concentrations by competitive chemiluminescent immunoassay: Opioids: 6-Acetylmorphine: 5 ng/mL Morphine: 10 ng/mL Hydrocodone: 10 ng/mL Oxycodone: 10 ng/mL Oxymorphone: 10 ng/mL Methadone: 10 ng/mL Fentanyl: 1 ng/mL Tramadol: 5 ng/mL Buprenorphine: 1 ng/mL Benzodiazepines: Oxazepam: 10 ng/mL Clonazepam: 10 ng/mL Lorazepam: 10 ng/mL Non-Benzodiazepine: Zolpidem: 10 ng/mL Stimulants: Amphetamine: 20 ng/mL Methamphetamine: 10 ng/mL Methylphenidate: 100 ng/mL Cocaine Metabolite (BE): 30 ng/mL PCP, Phencyclidine: 5 ng/mL Marijuana metabolite (THC-COOH): 10 ng/mL Barbiturates, Phenobarbital: 50 ng/mL | This test is intended to screen for amphetamine, methamphetamine, opioids/opiates (targeting morphine, oxymorphone, oxycodone, hydrocodone, 6-monoacetylmorphine, tramadol, buprenorphine, fentanyl, and methadone), PCP (phencyclidine), cocaine metabolite (targeting benzoylecgonine), benzodiazepines (targeting oxazepam, lorazepam, and clonazepam), zolpidem, barbiturates (targeting phenobarbital), methylphenidate, and THC-COOH (marijuana metabolite) in oral fluid specimens. The limit of detection for each of these drug groups varies (see Reference Values). A positive finding for one of these drugs or metabolites is an indication for the presence of the drug of abuse or cross reactivity with other structurally similar commonly prescribed drugs. | It is possible that substances other than those investigated may interfere and cause a false-positive screening result. If specific drug identification is required, urine testing is recommended;order CSMPU / Controlled Substance Monitoring Panel, Random, Urine, which uses high-resolution accurate mass spectrometry-based targeted testing. In instances where an oral fluid specimen cannot be collected (eg, dry mouth), providers should consider alternative specimen collection methods (eg, urine). This test is not appropriate for use in forensic or employment settings (ie, medico-legal, chain-of-custody). | 1. Jannetto PJ, Bratanow NC, Clark WA, et al. Executive Summary: American Association of Clinical Chemistry Laboratory Medicine Practice Guideline-Using Clinical Laboratory Tests to Monitor Drug Therapy in Pain Management Patients. J Appl Lab Med. 2018;2(4):489-526. doi:10.1373/jalm.2017.023341 2. Bosker WM, Huestis MA. Oral fluid testing for drugs of abuse. Clin Chem. 2009;55(11):1910-31. doi:10.1373/clinchem.2008.108670. 3. Huestis MA, Verstraete A, Kwong TC, Morland J, Vincent MJ, de la Torre R. Oral fluid testing: promises and pitfalls. Clin Chem. 2011;57(6):805-10. doi:10.1373/clinchem.2010.152124 | The oral fluid sample, collected with the Quantisal device, is screened using a competitive immunoassay to indicate the presence of any of the drugs/drug classes or their cross reactivity with other structurally similar commonly prescribed or abused drugs. Screening for amphetamine, methamphetamine, opioids/opiates (targeting morphine, oxymorphone, oxycodone, hydrocodone, 6-monoacetyl morphine, tramadol, buprenorphine, fentanyl, and methadone), phencyclidine (PCP), cocaine metabolite (targeting benzoylecgonine), benzodiazepines (targeting oxazepam, lorazepam, and clonazepam), zolpidem, barbiturates (targeting phenobarbital), methylphenidate, and THC-COOH (marijuana metabolite) is accomplished using a competitive chemiluminescent immunoassay.(Unpublished Mayo method) | 2 days | 2 weeks | This test was developed and its performance characteristics determined by Mayo Clinic in a manner consistent with CLIA requirements. It has not been cleared or approved by the US Food and Drug Administration. | 80307 | Controlled Substance Panel, OF | 20787-8 | 621484 | Controlled Substance Interpretation | 69050-3
CSMPU | Controlled Substance Monitoring Panel, Random, Urine | Detecting drug use involving stimulants, barbiturates, benzodiazepines, cocaine, opioids, and tetrahydrocannabinol This test isnot intendedfor use in employment-related testing. | ADULT: Spectrophotometry PNRCH: Immunoassay followed by Gas Chromatography Mass Spectrometry (GC-MS) as needed TOPSU, TABSU, TSTIM: Liquid Chromatography Tandem Mass Spectrometry, High-Resolution Accurate Mass (LC-MS/MS HRAM) | Yes | Controlled Substance Monitoring, U | Testing begins with an adulterant survey. If the sample is found to be adulterated, testing will end, and the remaining tests will be canceled. | Supplies:Urine Container, 60 mL (T313) Collection Container/Tube:Plastic urine container Submission Container/Tube:Plastic, 60-mL urine container Specimen Volume:30 mL Collection Instructions: 1. Collect a random urine specimen. 2. Submit 30 mL in 1 plastic bottle. 3. No preservative. Additional Information: 1. No specimen substitutions. 2. Submitting less than 30 mL may compromise the ability to perform all necessary testing. 3. STAT requests arenot acceptedfor this test. | 20 mL | This test uses the simple screening technique that involves immunoassay testing for drugs by class. All positive immunoassay screening results are confirmed by gas chromatography mass spectrometry (GC-MS) or liquid chromatography tandem mass spectrometry (LC-MS/MS) and quantitated before a positive result is reported. This assay was designed to test for and confirm by GC-MS the following: -Barbiturates -Cocaine The following drugs/drug classes are tested by immunoassay and confirmed by LC-MS/MS -Carboxy-tetrahydrocannabinol The targeted opioid, benzodiazepine, and stimulant screen portions are performed by LC-MS/MS high-resolution accurate mass and are completed for all opioids, benzodiazepines, and stimulants. Opioids are a large class of medications commonly used to relieve acute and chronic pain or help manage opioid abuse and dependence. Medications that fall into this class include buprenorphine, codeine, fentanyl, hydrocodone, hydromorphone, methadone, morphine, oxycodone, oxymorphone, tapentadol, tramadol, and others. Opioids work by binding to the opioid receptors that are found in the brain, spinal cord, gastrointestinal tract, and other organs. Common side effects for opioids include drowsiness, confusion, nausea, constipation, and, in severe cases, respiratory depression. These are dose dependant and vary with tolerance. These medications can also produce physical and psychological dependence and have a high risk for abuse and diversion, which is one of the main reasons many professional practice guidelines recommend compliance testing in patients prescribed these medications. Opioids are readily absorbed from the gastrointestinal tract, nasal mucosa, lungs, and after subcutaneous or intermuscular injection. Opioids are primarily excreted from the kidney in both free and conjugated forms. This assay does not hydrolyze the urine sample and looks for both parent drugs and metabolites (including glucuronide forms). The detection window for most opioids in urine is approximately 1 to 3 days with longer detection times for some compounds (ie, methadone). Benzodiazepines represent a large family of medications used to treat a wide range of disorders from anxiety to seizures and are also used in pain management. With a high risk for abuse and diversion, professional practice guidelines recommend compliance monitoring for these medications using urine drug tests. However, traditional benzodiazepine immunoassays suffer from a lack of cross-reactivity with all the benzodiazepines, so many compliant patients taking either clonazepam (Klonopin) or lorazepam (Ativan) may screen negative by immunoassay but are positive when confirmatory testing is done. The new targeted benzodiazepine screening test provides a more sensitive and specific test to check for compliance to all the commonly prescribed benzodiazepines and looks for both parent drugs and metabolites in the urine. Stimulants are sympathomimetic amines that stimulate the central nervous system activity and, in part, suppress the appetite. Amphetamine and methamphetamine are also prescription drugs used in the treatment of narcolepsy and attention-deficit disorder/attention-deficit hyperactivity disorder (ADHD). Methylphenidate is another stimulant used to treat ADHD. Phentermine is indicated for the management of obesity. All other amphetamines (eg, methylenedioxymethamphetamine: MDMA) are Drug Enforcement Administration scheduled Class I compounds. Due to their stimulant effects, the drugs are commonly sold illicitly and abused. Physiological symptoms associated with very high amounts of ingested amphetamine or methamphetamine include elevated blood pressure, dilated pupils, hyperthermia, convulsions, and acute amphetamine psychosis. This test is intended to be used in a setting where the test results can be used to make a definitive diagnosis. | ADULTERANT SURVEY: Cutoff concentrations Oxidants: 200 mg/L Nitrites: 500 mg/L DRUG IMMUNOASSAY PANEL: Negative Screening cutoff concentrations: Barbiturates: 200 ng/mL Cocaine (benzoylecgonine-cocaine metabolite): 150 ng/mL Tetrahydrocannabinol carboxylic acid: 50 ng/mL This report is intended for use in clinical monitoring or management of patients. It is not intended for use in employment-related testing. TARGETED OPIOID SCREEN: Not detected Cutoff concentrations: Codeine: 25 ng/mL Codeine-6-beta-glucuronide: 100 ng/mL Morphine: 25 ng/mL Morphine-6-beta-glucuronide: 100 ng/mL 6-Monoacetylmorphine: 25 ng/mL Hydrocodone: 25 ng/mL Norhydrocodone: 25 ng/mL Dihydrocodeine: 25 ng/mL Hydromorphone: 25 ng/mL Hydromorphone-3-beta-glucuronide: 100 ng/mL Oxycodone: 25 ng/mL Noroxycodone: 25 ng/mL Oxymorphone: 25 ng/mL Oxymorphone-3-beta-glucuronide: 100 ng/mL Noroxymorphone: 25 ng/mL Fentanyl: 2 ng/mL Norfentanyl: 2 ng/mL Meperidine: 25 ng/mL Normeperidine: 25 ng/mL Naloxone: 25 ng/mL Naloxone-3-beta-glucuronide: 100 ng/mL Methadone: 25 ng/mL 2-Ethylidene-1,5-dimethyl-3,3-diphenylpyrrolidine (EDDP): 25 ng/mL Propoxyphene: 25 ng/mL Norpropoxyphene: 25 ng/mL Tramadol: 25 ng/mL O-desmethyltramadol: 25 ng/mL Tapentadol: 25 ng/mL N-desmethyltapentadol: 50 ng/mL Tapentadol-beta-glucuronide: 100 ng/mL Buprenorphine: 5 ng/mL Norbuprenorphine: 5 ng/mL Norbuprenorphine glucuronide: 20 ng/mL TARGETED BENZODIAZEPINE SCREEN: Not detected Cutoff concentrations: Alprazolam: 10 ng/mL Alpha-hydroxyalprazolam: 10 ng/mL Alpha-hydroxyalprazolam glucuronide: 50 ng/mL Chlordiazepoxide: 10 ng/mL Clobazam: 10 ng/mL N-desmethylclobazam: 200 ng/mL Clonazepam: 10 ng/mL 7-Aminoclonazepam: 10 ng/mL Diazepam: 10 ng/mL Nordiazepam: 10 ng/mL Flunitrazepam: 10 ng/mL 7-Aminoflunitrazepam: 10 ng/mL Flurazepam: 10 ng/mL 2-Hydroxy ethyl flurazepam: 10 ng/mL Lorazepam: 10 ng/mL Lorazepam glucuronide: 50 ng/mL Midazolam: 10 ng/mL Alpha-hydroxymidazolam: 10 ng/mL Oxazepam: 10 ng/mL Oxazepam glucuronide: 50 ng/mL Prazepam: 10 ng/mL Temazepam: 10 ng/mL Temazepam glucuronide: 50 ng/mL Triazolam: 10 ng/mL Alpha-hydroxytriazolam: 10 ng/mL Zolpidem: 10 ng/mL Zolpidem phenyl-4-carboxylic acid: 10 ng/mL TARGETED STIMULANT SCREEN: Not detected Cutoff concentrations: Methamphetamine: 100 ng/mL Amphetamine: 100 ng/mL 3,4-Methylenedioxymethamphetamine (MDMA): 100 ng/mL 3,4-Methylenedioxy-N-ethylamphetamine (MDEA): 100 ng/mL 3,4-Methylenedioxyamphetamine (MDA): 100 ng/mL Ephedrine: 100 ng/mL Pseudoephedrine: 100 ng/mL Phentermine: 100 ng/mL Phencyclidine (PCP): 20 ng/mL Methylphenidate: 20 ng/mL Ritalinic acid: 100 ng/mL | A positive result derived by this testing indicates that the patient has used one of the drugs detected by these techniques in the recent past. For information about drug testing, including estimated detection times andResult Interpretations, seeControlled Substance Monitoringon MayoClinicLabs.com. | No significant cautionary statements | 1. Physicians' Desk Reference; 60th ed. Medical Economics Company; 2006 2. Bruntman LL, ed. Goodman and Gilman's: The Pharmacological Basis of Therapeutics. 11th ed. McGraw-Hill Book Company; 2006 3.Langman LJ, Bechtel LK, Holstege CP. Clinical toxicology. In: Rifai N, Chiu RWK, Young I, Burnham CAD, Wittwer CT, eds. Tietz Textbook of Laboratory Medicine. 7th ed. Elsevier; 2023:chap 43 4.Gutstein HB, Akil H.Opioid analgesics. In: Brunton LL, Lazo JS, Parker KL, eds. Goodman and Gilman's: The Pharmacological Basis of Therapeutics. 11th ed. McGraw-Hill Companies; 2006 5. Rovine T, Ferrero CL, American Pain Society: Chronic Pain in America: Roadblocks to Relief. Roper Starch Worldwide, Inc; 1999. Updated 2001. Accessed July 16, 2024. Available at http://accurateclinic.com/wp-content/uploads/2016/04/Chronic-Pain-In-America-Roadblocks-To-Relief-1999.pdf 6. Magnani B, Kwong T. Urine drug testing for pain management. Clin Lab Med. 2012;32(32):379-390 7. Jannetto PJ, Bratanow NC, Clark WA, et al. Executive summary: American Association of Clinical Chemistry Laboratory Medicine Practice Guideline-using clinical laboratory tests to monitor drug therapy in pain management patients. J Appl Lab Med. 2018;2(4):489-526 8. McMillin GA, Marin SJ, Johnson-Davis KL, Lawlor BG, Strathmann FG. A hybrid approach to urine drug testing using high-resolution mass spectrometry and select immunoassays. Am J Clin Pathol. 2015;143(2):234-240 9. Cone EJ, Caplan YH, Black DL, Robert T, Moser F. Urine drug testing of chronic pain patients: licit and illicit drug patterns. J Anal Toxicol. 2008;32(8):530-543 | Adulterant: All results are measured using spectrophotometry at wavelengths specified by the reagent manufacturer. The use of a refractometer may also be used in the specific gravity measurement.(Package inserts: Specimen Validity Test Creatinine. Roche Diagnostics; V3.0, 08/2015; Specimen Validity Test Nitrite. Roche Diagnostics; V3.0, 08/2018, Specimen Validity Test Oxidant. Roche Diagnostics; V 3.0, 08/2018; Specimen Validity Test pH Roche Diagnostics; V3.0, 02/2019, Specimen Validity Test Specific Gravity. Roche Diagnostics; V4.0, 08/2022) Drug Immunoassay Panel: The barbiturate, cocaine metabolite, and tetrahydrocannabinol metabolite assays are based on the kinetic interaction of microparticles in a solution as measured by changes in light transmission. In the absence of sample drug, soluble drug conjugates bind to antibody-bound microparticles, causing the formation of particle aggregates. As the aggregation reaction proceeds in the absence of sample drug, the absorbance increases. When a urine sample contains the drug in question, this drug competes with the drug derivative conjugate for microparticle-bound antibody. Antibody bound to sample drug is no longer available to promote particle aggregation, and subsequent particle lattice formation is inhibited. The presence of sample drug diminishes the increasing absorbance in proportion to the concentration of drug in the sample. Sample drug content is determined relative to the value obtained for a known cutoff concentration of drug.(Package inserts: BARB. Roche Diagnostics; V 13.0, 09/2021; THC2. Roche Diagnostics; V 13.0, 03/2022; COC2. Roche Diagnostics; V 9.0, 03/2019) Targeted Screening Panels for opioids, benzodiazepines, and stimulants: The urine sample is diluted with internal standard and clinical laboratory reagent water and then analyzed by liquid chromatography tandem mass spectrometry using a high-resolution accurate mass orbitrap detector.(Unpublished Mayo method) | 3 to 4 days | 14 days | This test was developed and its performance characteristics determined by Mayo Clinic in a manner consistent with CLIA requirements. It has not been cleared or approved by the US Food and Drug Administration. | 80364803478030780326G0482 (if appropriate) | Controlled Substance Monitoring, U | 69739-1 | 610284 | Stimulant Interpretation | 54247-2
CSMTU | Controlled Substance Monitoring Targeted Profile, 17 Drug Classes, Mass Spectrometry, Random, Urine | Detecting drug use involving stimulants, benzodiazepines, and opioids This test isnot intendedfor use in employment-related testing. | ADULT: Spectrophotometry TOPSU, TABSU, TSTIM: Liquid Chromatography Tandem Mass Spectrometry, High-Resolution Accurate Mass (LC-MS/MS HRAM) | Yes | CSM Targeted Drug Profile,17,HRMS,U | Testing begins with an adulterant survey. If the sample is found to be adulterated, testing will end, and the remaining tests will be canceled. | Supplies:Urine Tubes, 10 mL (T068) Collection Container/Tube:Plastic urine container Submission Container/Tube:Plastic, 10 mL tube Specimen Volume:5 mL Collection Instructions: 1. Collect a random urine specimen. 2. Submit 5 mL in 1 plastic bottle. 3. No preservative Additional Information: 1. No specimen substitutions. 2. Submitting less than 5 mL may compromise the ability to perform all necessary testing. 3. STAT requests arenot acceptedfor this test. | 2 mL | The targeted opioid, benzodiazepine, and stimulant screen portions are performed by liquid chromatography tandem mass spectrometry, high-resolution accurate mass (LC-MS/MS HRAM) and are completed for all opioids, benzodiazepines, and stimulants. Opioids are a large class of medications commonly used to relieve acute and chronic pain or help manage opioid abuse and dependence. Medications that fall into this class include buprenorphine, codeine, fentanyl, hydrocodone, hydromorphone, methadone, morphine, oxycodone, oxymorphone, tapentadol, tramadol, and others. Opioids work by binding to the opioid receptors that are found in the brain, spinal cord, gastrointestinal tract, and other organs. Common side effects of opioids include drowsiness, confusion, nausea, constipation, and, in severe cases, respiratory depression. These are dose dependant and vary with tolerance. These medications can also produce physical and psychological dependence and have a high risk for abuse and diversion, which is one of the main reasons many professional practice guidelines recommend compliance testing in patients prescribed these medications. Opioids are readily absorbed from the gastrointestinal tract, nasal mucosa, lungs, and after subcutaneous or intermuscular injection. Opioids are primarily excreted from the kidney in both free and conjugated forms. This assay does not hydrolyze the urine sample and looks for both parent drugs and metabolites (including glucuronide forms). The detection window for most opioids in urine is approximately 1 to 3 days with longer detection times for some compounds (eg, methadone). Benzodiazepines represent a large family of medications used to treat a wide range of disorders from anxiety to seizures and are also used in pain management. With a high risk for abuse and diversion, professional practice guidelines recommend compliance monitoring for these medications using urine drug tests. However, traditional benzodiazepine immunoassays suffer from a lack of cross-reactivity with all the benzodiazepines, so many compliant patients taking either clonazepam (Klonopin) or lorazepam (Ativan) may screen negative by immunoassay but are positive when confirmatory testing is done. The new targeted benzodiazepine screening test provides a more sensitive and specific test to check for compliance to all the commonly prescribed benzodiazepines and looks for both parent drug and metabolites in the urine. Stimulants are sympathomimetic amines that stimulate the central nervous system activity and, in part, suppress the appetite. Amphetamine and methamphetamine are also prescription drugs used in the treatment of narcolepsy and attention-deficit disorder/attention-deficit hyperactivity disorder (ADHD). Methylphenidate is another stimulant used to treat ADHD. Phentermine is indicated for the management of obesity. All other amphetamines (eg, methylenedioxymethamphetamine: MDMA) are Drug Enforcement Administration-scheduled Class I compounds. Due to their stimulant effects, the drugs are commonly sold illicitly and abused. Physiological symptoms associated with very high amounts of ingested amphetamine or methamphetamine include elevated blood pressure, dilated pupils, hyperthermia, convulsions, and acute amphetamine psychosis. This test is intended to be used in a setting where the test results can be used to make a definitive diagnosis. | ADULTERANT SURVEY: Cutoff concentrations Oxidants: 200 mg/L Nitrites: 500 mg/L TARGETED OPIOID SCREEN: Not detected Cutoff concentrations: Codeine: 25 ng/mL Codeine-6-beta-glucuronide: 100 ng/mL Morphine: 25 ng/mL Morphine-6-beta-glucuronide: 100 ng/mL 6-Monoacetylmorphine: 25 ng/mL Hydrocodone: 25 ng/mL Norhydrocodone: 25 ng/mL Dihydrocodeine: 25 ng/mL Hydromorphone: 25 ng/mL Hydromorphone-3-beta-glucuronide: 100 ng/mL Oxycodone: 25 ng/mL Noroxycodone: 25 ng/mL Oxymorphone: 25 ng/mL Oxymorphone-3-beta-glucuronide: 100 ng/mL Noroxymorphone: 25 ng/mL Fentanyl: 2 ng/mL Norfentanyl: 2 ng/mL Meperidine: 25 ng/mL Normeperidine: 25 ng/mL Naloxone: 25 ng/mL Naloxone-3-beta-glucuronide: 100 ng/mL Methadone: 25 ng/mL 2-Ethylidene-1,5-dimethyl-3,3-diphenylpyrrolidine (EDDP): 25 ng/mL Propoxyphene: 25 ng/mL Norpropoxyphene: 25 ng/mL Tramadol: 25 ng/mL O-desmethyltramadol: 25 ng/mL Tapentadol: 25 ng/mL N-desmethyltapentadol: 50 ng/mL Tapentadol-beta-glucuronide: 100 ng/mL Buprenorphine: 5 ng/mL Norbuprenorphine: 5 ng/mL Norbuprenorphine glucuronide: 20 ng/mL TARGETED BENZODIAZEPINE SCREEN: Not detected Cutoff concentrations: Alprazolam: 10 ng/mL Alpha-hydroxyalprazolam: 10 ng/mL Alpha-hydroxyalprazolam glucuronide: 50 ng/mL Chlordiazepoxide: 10 ng/mL Clobazam: 10 ng/mL N-desmethylclobazam: 200 ng/mL Clonazepam: 10 ng/mL 7-Aminoclonazepam: 10 ng/mL Diazepam: 10 ng/mL Nordiazepam: 10 ng/mL Flunitrazepam: 10 ng/mL 7-Aminoflunitrazepam: 10 ng/mL Flurazepam: 10 ng/mL 2-Hydroxy ethyl flurazepam: 10 ng/mL Lorazepam: 10 ng/mL Lorazepam glucuronide: 50 ng/mL Midazolam: 10 ng/mL Alpha-hydroxymidazolam: 10 ng/mL Oxazepam: 10 ng/mL Oxazepam glucuronide: 50 ng/mL Prazepam: 10 ng/mL Temazepam: 10 ng/mL Temazepam glucuronide: 50 ng/mL Triazolam: 10 ng/mL Alpha-hydroxytriazolam: 10 ng/mL Zolpidem: 10 ng/mL Zolpidem phenyl-4-carboxylic acid: 10 ng/mL TARGETED STIMULANT SCREEN: Not detected Cutoff concentrations: Methamphetamine: 100 ng/mL Amphetamine: 100 ng/mL 3,4-Methylenedioxymethamphetamine (MDMA): 100 ng/mL 3,4-Methylenedioxy-N-ethylamphetamine (MDEA): 100 ng/mL 3,4-Methylenedioxyamphetamine (MDA): 100 ng/mL Ephedrine: 100 ng/mL Pseudoephedrine: 100 ng/mL Phentermine: 100 ng/mL Phencyclidine (PCP): 20 ng/mL Methylphenidate: 20 ng/mL Ritalinic acid: 100 ng/mL | A positive result derived by this testing indicates that the patient has used one of the drugs detected by these techniques in the recent past. For information about drug testing, including estimated detection times andResult Interpretations, seeControlled Substance Monitoringon MayoClinicLabs.com. | No significant cautionary statements | 1. Physicians' Desk Reference: 60th ed. Medical Economics Company; 2006 2. Bruntman LL Lazo JS, Parker KL, eds: Goodman and Gilman's: The Pharmacological Basis of Therapeutics. 11th ed. McGraw-Hill Book Company; 2006 3.Langman LJ, Bechtel LK, Holstege CP. Clinical toxicology. In: Rifai N, Chiu RWK, Young I, Burnham CAD, Wittwer CT, eds. Tietz Textbook of Laboratory Medicine. 7th ed. Elsevier; 2023:chap 43 4.Gutstein HB, Akil H:Opioid analgesics. In: Brunton LL, Lazo JS, Parker KL, eds. Goodman and Gilman's: The Pharmacological Basis of Therapeutics. 11th ed. McGraw-Hill Companies; 2006:chap 21 5. Rovine T, Ferrero CL, American Pain Society: Chronic Pain in America: Roadblocks to Relief. Roper Starch Worldwide, Inc; 1999. Updated 2001. Accessed July 16, 2024. Available at http://accurateclinic.com/wp-content/uploads/2016/04/Chronic-Pain-In-America-Roadblocks-To-Relief-1999.pdf 6. Magnani B, Kwong T. Urine drug testing for pain management. Clin Lab Med. 2012;32(3):379-390 7. Jannetto PJ, Bratanow NC, Clark WA, et al. Executive summary: American Association of Clinical Chemistry Laboratory Medicine Practice Guideline-using clinical laboratory tests to monitor drug therapy in pain management patients. J Appl Lab Med. 2018;2(4):489-526 8. McMillin GA, Marin SJ, Johnson-Davis KL, Lawlor BG, Strathmann FG. A hybrid approach to urine drug testing using high-resolution mass spectrometry and select immunoassays. Am J Clin Pathol. 2015;143(2):234-240 9. Cone EJ, Caplan YH, Black DL, Robert T, Moser F. Urine drug testing of chronic pain patients: licit and illicit drug patterns. J Anal Toxicol. 2008;32(8):530-543 | Adulterant: All results are measured using spectrophotometry at wavelengths specified by the reagent manufacturer. The use of a refractometer may also be used in the specific gravity measurement.(Package inserts: Specimen Validity Test Creatinine. Roche Diagnostics; V3.0, 08/2015; Specimen Validity Test Nitrite. Roche Diagnostics; V3.0, 08/2018, Specimen Validity Test Oxidant. Roche Diagnostics; V 3.0, 08/2018; Specimen Validity Test pH Roche Diagnostics; V3.0, 02/2019, Specimen Validity Test Specific Gravity. Roche Diagnostics; V4.0, 08/2022) Targeted Screening Panels for opioids, benzodiazepines, and stimulants: The urine sample is diluted with internal standard and clinical laboratory reagent water and then analyzed by liquid chromatography tandem mass spectrometry using a high-resolution accurate mass orbitrap detector.(Unpublished Mayo method) | 3 to 4 days |  | This test was developed and its performance characteristics determined by Mayo Clinic in a manner consistent with CLIA requirements. It has not been cleared or approved by the US Food and Drug Administration. | 803478036480326G0482 (if appropriate) | CSM Targeted Drug Profile,17,HRMS,U | 69739-1 | 610284 | Stimulant Interpretation | 54247-2
CPAPD | Conventional Smear-Diagnostic, Varies | Screening for cervical carcinoma and a number of infections of the female genital tract including human papillomavirus, herpes,Candida, andTrichomonas | Light Microscopy | Yes | Conventional Smear-Diagnostic | Varies | Patient Preparation:For optimal interpretation,Papanicolaousmears should be collected near the middle of the menstrual cycle.No douching, lubricant use, or sexual intercourse for 24 hours prior to specimen collection. Container/Tube:Slide Specimen Volume:Circular scrape of cervical os Collection Instructions: 1. Specimen containers must be labeled with a minimum of 2 unique identifiers (patient's name, and medical record number or date of birth). Containers should also be labeled with specimen source, and date collected. 2.Glass slides may be labeled with a single unique identifier, but 2 identifiers are preferred. If multiple slides are submitted, each slide must have proper identification. Glass slides should be identified with thepatient's name and a second patient identifier that is also on the accompanying paperwork (ie, medical record number or date of birth) 3. Fix slides immediately in 95% alcohol or treat with commercially available spray fixative. |  | Squamous cell carcinoma of the cervix is believed to develop in progressive stages from normal through precancerous (dysplastic) stages, to carcinoma in situ, and eventually invasive carcinoma. This sequence is felt to develop over a matter of years in most patients. The etiology of cervical carcinoma is unknown, but the disease is believed to be related to sexual activity and possibly sexually transmitted viral infections such as human papillomavirus (HPV). Most cervical carcinomas and precancerous conditions occur in the transformation zone (squamo-columnar junction), therefore, this area needs to be sampled if optimum results are to be obtained. | Satisfactory for evaluation. Negative for intraepithelial lesion or malignancy. Note:Abnormal results will be reviewed by a physician at anadditional charge. | Standard reporting, as defined by the Bethesda System (TBS) is utilized. | If endocervical cells have not been obtained (less than optimal smears) the results may be unreliable. There is a false-negative rate of 10% to 20% in the presence of cervical intraepithelial neoplasia or invasive squamous cell carcinoma. ThePapanicolaoutest is unreliable for endometrial carcinoma (at least 50% false-negative rate). | 1. Wright TC Jr, Cox JT, Massad LS, et al: ASCCP-Sponsored Consensus Conference. 2001 Consensus Guidelines for the management of women with cervical cytological abnormalities. JAMA. 2002 April;287(16):2120-2129 2. Solomon D, Davey D, Kurman R, et al: The 2001 Bethesda System: terminology for reporting results of cervical cytology-Consensus Statement JAMA. 2002 April;287(16):2114-2119 | Papanicolaou-stained slides are microscopically examined by a cytotechnologist. Abnormal findings are reviewed and reported by a pathologist (charged separately).(Unpublished Mayo method) | 2 to 5 days | 5 years | This test has been cleared, approved, or is exempt by the US Food and Drug Administration and is used per manufacturer's instructions. Performance characteristics were verified by Mayo Clinic in a manner consistent with CLIA requirements. | P30008816488141-CVSPC (if appropriate) | Conventional Smear-Diagnostic | In Process | 71819 | Case Number | 80398-1
CPAPS | Conventional Smear-Screen, Varies | Screening for cervical carcinoma and a number of infections of the female genital tract including human papillomavirus, herpes,Candida, andTrichomonas | Light Microscopy | Yes | Conventional Smear-Screen | If Papanicolaou results are abnormal,a pathologist will review the case at an additional charge. | Patient Preparation:For optimal interpretation,Papanicolaousmears should be collected near the middle of the menstrual cycle.No douching, lubricant use, or sexual intercourse for 24 hours prior to specimen collection. Container/Tube:Slide Specimen Volume:Circular scrape of cervical os Collection Instructions: 1.Specimen containers must be labeled with a minimum of 2 unique identifiers (patient's name, and medical record number or date of birth). Containers should also be labeled with specimen source, and date collected. 2.Glass slides may be labeled with a single unique identifier, but 2 identifiers are preferred. If multiple slides are submitted, each slide must have proper identification. Glass slides should be identified with thepatient's name and a second patient identifier that is also on the accompanying paperwork (ie, medical record number or date of birth) 3. Fix slides immediately in 95% alcohol or treat with commercially available spray fixative. |  | Squamous cell carcinoma of the cervix is believed to develop in progressive stages from normal through precancerous (dysplastic, intraepithelial neoplastic, stages II in situ carcinoma, and eventually invasive carcinoma). This sequence is felt to develop over a matter of years in most patients. The etiology of cervical carcinoma is unknown but the disease is believed to be related to sexual activity and possibly sexually transmitted viral infections such as human papilloma virus. Most cervical carcinomas and precancerous conditions occur in the transformation zone (squamo-columnar junction), therefore, this area needs to be sampled if optimum results are to be obtained. | Satisfactory for evaluation Negative for intraepithelial lesion or malignancy Note:Abnormal results will be reviewed by a physician at anadditional charge. | Standard reporting, as defined by the Bethesda System (TBS) is utilized. | If endocervical cells have not been obtained (less than optimal smears) the results may be unreliable. There is a false-negative rate of 10% to 20% in the presence of cervical intraepithelial neoplasia or invasive squamous cell carcinoma. ThePapanicolaoutest is unreliable for endometrial carcinoma (at least 50% false-negative rate). | 1. Wright TC Jr, Cox JT, Massad LS, et al: ASCCP-Sponsored Consensus Conference. 2001 Consensus Guidelines for the management of women with cervical cytological abnormalities. JAMA 2002 April;287(16):2120-2129 2. Solomon D, Davey D, Kurman R, et al: The 2001 Bethesda System: terminology for reporting results of cervical cytology-Consensus Statement. JAMA 2002 April;287(16):2114-2119 | Papanicolaou-stained slides are microscopically examined by a cytotechnologist. Abnormal findings are reviewed and reported by a pathologist (charged separately).(Unpublished Mayo method) | 2 to 5 days | 5 years | This test has been cleared, approved, or is exempt by the US Food and Drug Administration and is used per manufacturer's instructions. Performance characteristics were verified by Mayo Clinic in a manner consistent with CLIA requirements. | P30008816488141-CVSPC (if appropriate) | Conventional Smear-Screen | In Process | 71818 | Case Number | 80398-1
CPAVP | Copeptin proAVP, Plasma | Investigatingthe differential diagnosis for patients with water balance disorders, including diabetes insipidus,in conjunction with osmolality and hydration status May aid in the evaluation of cardiovascular disease in conjunction with other cardiac markers | Immunofluorescent Assay (IFA) | Yes | Copeptin proAVP, P | Plasma EDTA | Patient Preparation:For water-deprived testing, have the patient fast and thirst for at least 8 hours (no liquids, including water, are allowed) Collection Container/Tube:Lavender top (EDTA) Submission Container/Tube:Plastic screw-top vial Specimen Volume:0.5 mL Collection Information:Centrifuge and aliquot plasma into plastic vial. Donotsubmit in original tube. | 0.3 mL | Arginine vasopressin (AVP) and copeptin (also known as copeptin proAVP or copeptin AVP) are derived from the same precursor peptide. Copeptin has been proposed as a more stable, potentially superior, surrogate marker of AVP in the assessment of water balance disorders. Unlike AVP, copeptin is stable in plasma. Both copeptin and AVP are responsive to osmotic stimuli and increase in response to water deprivation.In healthy subjects, water deprivation causes the plasma osmolality to rise above approximately 280-290 mOsmol/kg, leading to the release of AVP and copeptin into the circulation. Copeptin increases gradually with fasting and water deprivation and declines rapidly after intake of water and/or food. Diabetes insipidus (DI) is characterized by the inability to appropriately concentrate urine in response to volume and osmolar stimuli. The main causes for DI are decreased AVP production (central DI) or decreased renal response to AVP (nephrogenic DI). The determination of the underlying disease pathology in patients with polyuria and altered plasma osmolality is often difficult. Polyuria can be related to insufficient AVP (central DI), reduced sensitivity to AVP (nephrogenic DI), or excessive water intake. Measurement of plasma copeptin concentration has been shown to be useful in the investigation of these AVP-related disorders. Additionally, utilization of copeptin has been proposed in the assessment of syndrome of inappropriate antidiuretic. Copeptin is also a marker of acute hemodynamic stress and has been reported to aid in the prognosis or diagnosis of several cardiac disorders such as acute coronary syndrome, stable coronary artery disease, congestive heart failure, and acute ischemic stroke. Some studies have demonstrated that copeptin may improve prediction of mortality and heart disease outcome when combined withnatriuretic peptides such asB-type natriuretic peptide (BNP)and N-terminalproBNP. | Non-water deprived, non-fasting adults*: <13.1 pmol/L Water deprived, fasting adults**: <15.2 pmol/L Non-water deprived, non-fasting pediatric patients***: <14.5 pmol/L Note: *Keller T, Tzikas S, Zeller T, et al: Copeptin improves early diagnosis of acute myocardial infarction. J Am Coll Cardiol. 2010 May 11;55[19]:2096-2106.doi: 10.1016/j.jacc.2010.01.029 **In-house Mayo study. ***Du JM, Sang G, Jiang CM, He XJ, Han Y: Relationship between plasma copeptin levels and complications of community-acquired pneumonia in preschool children. Peptides. 2013 Jul;45:61-65. doi: 10.1016/j.peptides.2013.04.015 | While secreted in equimolar concentrations in conjunction with arginine vasopressin (AVP), measured plasma concentrations of copeptin do not correlate strongly with AVP concentrations due to in vivo and in vitro differences in stability. Copeptin is a more stable surrogate biomarker of AVP release. The clinical utility of copeptin of differentiating polyuria and water balance disorders has been demonstrated in a number of studies, when used in conjunction with osmolality and hydration status. In a prospective clinical study, an algorithm was established based on patients with polyuria-polydipsia syndrome (n=55). A nonwater-deprived baseline copeptin concentration of 21.4 pmol/L or greater was found to be consistent with the presence of nephrogenic diabetes insipidus (DI). In a described algorithm,(1) patients with a copeptin concentrations of under 21.4 pmol/L and a copeptin cut-off of 4.9 pmol/L after fluid deprivation, was used to distinguish between complete or partial DI (<4.9 pmol/L) and primary polydipsia (> or =4.9 pmol/L). Central DI may also be differentiated from nephrogenic DI by measuring copeptin during a stimulus for AVP release such as a water deprivation test.Copeptinconcentrations obtained in the process of a water deprivation test can be difficult to interpret because of variation in water deprivation protocols. Patients with psychogenic polydipsia will either have a normal response to water deprivation or, in long-standing cases, show a pattern suggestive of mild nephrogenic DI. Expert consultation is recommended in these circumstances. Although the water-deprivation test is considered the reference standard for the evaluation of DI, measurement of saline stimulated copeptin was shown to be more accurate than the water-deprivation test.(2) In this indirect water deprivation test with a cutoff of 4.9 pmol/L or less indicated central DI while a concentration greater than 4.9 pmol/L indicated primary polydipsia. An elevated plasma copeptin AVP concentration in a hyponatremic patient may be indicative of the syndrome of inappropriate antidiuretic hormone secretion (SIADH). However, copeptin determination alone is not typically sufficient to distinguish SIADH from other hyponatremic disorders.(3) Elevations of plasma copeptin in patients with symptoms of heart failure may be prognostic of short- and long-term mortality. In patients with heart failure (HF) following a myocardial infarction (MI), elevations in copeptin are associated with severity of HF and poorer prognosis.(4) In a cohort of patients with class III or IV HF, copeptin concentrations of 40 pmol/L or greater significantly increased the risk of death or need for cardiac transplantation. The combination of elevated copeptin and hyponatremia was an even stronger predictor of heart failure, independent of B-type natriuretic peptide (BNP) and cardiac troponin (cTn) concentrations.(5) | Sepsis, severe sepsis, septic shock, lower respiratory tract infections, chronic obstructive pulmonary disease, and cardiovascular diseases, eg, chronic heart failure may increase copeptin concentrations. Arginine vasopressin (AVP) receptor antagonist therapies and other diseases in which AVP has been shown to play an important pathophysiologic role may also increase copeptin concentration. In some cases, bronchial carcinoma may lead to ectopic copeptin secretion. Mixed forms ofdiabetes insipidus (DI) can exist, and both central and peripheral DI may be incomplete, complicating the interpretation of results. In rare cases, some individuals can develop antibodies to mouse or other animal antibodies (often referred to as human anti-mouse antibodies [HAMA] or heterophile antibodies), which may cause interference in some immunoassays. Caution should be used in interpretation of results and the laboratory should be alerted if the result does not correlate with the clinical presentation. | 1. Timper K, Fenske W, Kuhn F, et al: Diagnostic accuracy of copeptin in the differential diagnosis of the polyuria-polydipsia syndrome: A prospective multicenter study. J Clin Endocrinol Metab. 2015 Jun;100(6):2268-2274.doi: 10.1210/jc.2014-4507 2. Fenske W, Refardt J, Chifu I, et al: A copeptin-based approach in the diagnosis of diabetes insipidus. N Engl J Med. 2018 Aug 2;379(5):428-439. doi: 10.1056/NEJMoa1803760 3. Fenske W, Stork S, Blechschmidt A, Maier SGK, Morgenthaler NG, Allolio B: Copeptin in the differential diagnosis of hyponatremia. J Clin Endocrinol Metab. 2009 Jan;94(1):123-129.doi: 10.1210/jc.2008-1426 4. Neuhold S, Huelsmann M, Strunk G, et al: Comparison of copeptin, B-type natriuretic peptide, and amino-terminal pro-B-type natriuretic peptide in patients with chronic heart failure: prediction of death at different stages of the disease. J Am Coll Cardiol. 2008 Jul 22;52(4):266-272.doi: 10.1016/j.jacc.2008.03.050 5. Miller WL, Grill DE, Struck J, Jaffe AS: Association of hyponatremia and elevated copeptin with death and need for transplantation in ambulatory patients with chronic heart failure. Am J Cardiol. 2013 Mar 15;111(6):880-885. doi: 10.1016/j.amjcard.2012.11.053 6. Morgenthaler NG, Struck J, Alonso C, Bergmann A: Assay for the measurement of copeptin, a stable peptide derived from the precursor of vasopressin. Clin Chem. 2006 Jan;52(1):112-119.doi: 10.1373/clinchem.2005.060038 7. Mueller C, Mockel M, Giannitsis E, et al: Use of copeptin for rapid rule-out of acute myocardial infarction. Eur Heart J Acute Cardiovasc Care. 2018 Sep;7(6):570-576.doi: 10.1177/2048872617710791 8. Maisel A, Mueller C, Neath SX, et al: Copeptin helps in the early detection of patients with acute myocardial infarction: primary results of the CHOPIN trial (copeptin helps in the early detection of patients with acute myocardial infarction). J Am Coll Cardiol. 2013 Jul 9;62:150-160.doi: 10.1016/j.jacc.2013.04.011 9. Keller T, Tzikas S, Zeller T, et al: Copeptin improves early diagnosis of acute myocardial infarction. J Am Coll Cardiol. 2010 May 11;55(19):2096-2106.doi: 10.1016/j.jacc.2010.01.029 10. Du JM, Sang G, Jiang CM, He XJ, Han Y: Relationship between plasma copeptin levels and complications of community-acquired pneumonia in preschool children. Peptides. 2013 Jul;45:61-65. doi: 10.1016/j.peptides.2013.04.015 | Copeptin proAVP is measured in this homogeneous automated immunofluorescent assay on the BRAHMS Kryptor Compact PLUS. The Kryptor Compact PLUS uses TRACE (time resolved amplified cryptate emission) technology based on a nonradioactive transfer of energy. This transfer occurs between 2 fluorescent tracers: the donor (europium cryptate) and the acceptor (XL707). In the Copeptin proAVP assay, a sheep polyclonal antibody against C-terminal proAVP is labeled with europium cryptate and a mouse monoclonal antibody against C-terminal proAVP is labeled with XL707. Copeptin is sandwiched between the 2 antibodies, bringing them into close proximity. When the antigen-antibody complex is excited with a nitrogen laser at 337 nm, some fluorescent energy is emitted at 620 nm and the rest is transferred to XL707. This energy is then emitted as fluorescence at 707 nm. A ratio of the energy emitted at 707 nm to that emitted at 620 nm (internal reference) is calculated for each sample. Signal intensity is proportional to the number of antigen-antibody complexes formed, and therefore to antigen concentration.(Unpublished Mayo method) | Same day/1 to 3 days | 2 weeks | This test was developed and its performance characteristics determined by Mayo Clinic in a manner consistent with CLIA requirements. It has not been cleared or approved by the US Food and Drug Administration. | 84588 | Copeptin proAVP, P | 78987-5 | CPAVP | Copeptin proAVP, P | 78987-5
CUU | Copper, 24 Hour, Urine | Investigation of Wilson disease and obstructive liver disease using a 24-hour urine specimen | Triple-Quadrupole Inductively-Coupled Plasma-Mass Spectrometry (ICP-MS/MS) | Yes | Copper, 24 Hr, U | Urine | Patient Preparation:High concentrations of barium are known to interfere with this test. If barium-containing contrast media has been administered,the specimen should not be collected for at least 96 hours. Supplies:Urine Tubes, 10 mL (T068) Collection Container/Tube:Clean, plastic urine collection container with no metal cap or glued insert Submission Container/Tube:Plastic urine tube or clean, plastic aliquot container with no metal cap or glued insert Specimen Volume:10 mL Collection Instructions: 1. Collect urine for 24 hours. 2. Refrigerate specimen within 4 hours of completion of 24-hour collection. 3. SeeMetals Analysis Specimen Collection and Transportfor complete instructions. Additional Information:SeeUrine Preservatives-Collection and Transportation for 24-Hour Urine Specimensfor multiple collections. | 0.4 mL | The biliary system is the major pathway of copper excretion. Biliary excretion of copper requires anadenosine triphosphate(ATP)-dependent transporter protein. Variants in the gene for the transporter protein cause hepatolenticular degeneration (Wilson disease). Ceruloplasmin, the primary copper-carrying protein in the blood, is also reduced in Wilson disease. Urine copper excretion is increased in Wilson disease due to a decreased serum binding of copper to ceruloplasmin or due to allelic variances in cellular metal ion transporters. Hypercupricuria (increased urinary copper) is also found in hemochromatosis, biliary cirrhosis, thyrotoxicosis, various infections, and a variety of other acute, chronic, and malignant diseases (including leukemia). Urine copper concentrations are also elevated during pregnancy and in patients taking contraceptives or estrogens. Low urine copper levels are seen in malnutrition, hypoproteinemias, malabsorption, and nephrotic syndrome. Increased zinc consumption interferes with normal copper absorption from the gastrointestinal tract causing hypocupremia. | 0-17 years: Not established > or =18 years: 9-71 mcg/24 h | Humans normally excrete less than 60 mcg/day of copper in the urine. Urinary copper excretion greater than 60 mcg/day may be seen in: -Wilson disease -Obstructive biliary disease (eg, primary biliary cirrhosis, primary sclerosing cholangitis) -Nephrotic syndrome (due to leakage through the kidney) -Chelation therapy -Estrogen therapy -Mega dosing of zinc-containing vitamins Because ceruloplasmin is an acute phase reactant, urine copper is elevated during acute inflammation. During the recovery phase, urine copper is usually below normal, reflecting the expected physiologic response to replace the copper that was depleted during inflammation. | No significant cautionary statements | 1. Zorbas YG, Kakuris KK, Deogenov VA, et al. Copper homeostasis during hypokinesia in healthy subjects with higher and lower copper consumption.Tr Elem Electro. 2008;25:169-178 2. Lech T, Sadlik JK. Contribution to the data on copper concentration in blood and urine in patients with Wilson's disease and in normal subjects. Biol Trace Elem Res. 2007;118(1):16-20 3. Rifai N, Horwath AR, Wittwer CT, eds. Tietz Textbook of Clinical Chemistry and Molecular Diagnostics. 6th ed. Elsevier; 2018 | The metal of interest is analyzed by triple-quadrupole inductively-coupled plasma mass spectrometry.(Unpublished Mayo method) | 2 to 5 days | 14 days | This test was developed and its performance characteristics determined by Mayo Clinic in a manner consistent with CLIA requirements. It has not been cleared or approved by the US Food and Drug Administration. | 82525 | Copper, 24 Hr, U | 5633-3 | VL4 | Urine Volume | 3167-4
CUT | Copper, Liver Tissue | Diagnosing Wilson disease and primary biliary cirrhosis using liver tissue specimens | Inductively Coupled Plasma Mass Spectrometry (ICP-MS) | Yes | Copper, Liver Ts | Liver Tissue | Supplies:Metal Free Specimen Vial (T173) Container/Tube: Preferred:Mayo metal-free specimen vial Acceptable:Paraffin block, with no more than 1 or 2 cuts previously made Specimen Volume:2 mg Collection Instructions:Twomg of liver tissue is required.This is typically a piece of tissue from a 22-gauge needle biopsy at least 2 cm long. If an 18-gauge needle is used, the tissue must be at least 1 cm in length. Additional Information:Paraffin blocks will be returned 7 days after analysis is complete. | Needle biopsy: See Specimen Required; 2 mm x 2 mm (punch): 0.3 mg by dry weight | Homeostatic regulation of copper metabolism is very complex. The liver is the key organ to facilitate copper storage and incorporation of copper into the transport protein ceruloplasmin. Intestinal absorption and biliary excretion also play major roles in the regulation of copper homeostasis. Abnormal copper metabolism is associated with liver disease. Elevated serum copper concentrations are seen in portal cirrhosis, biliary tract disease, and hepatitis, probably due to excess copper that would normally be excreted in the bile is retained in circulation. In primary biliary cirrhosis, ceruloplasmin is high, resulting in high serum copper. Lesser elevations of hepatic copper are found in chronic copper poisoning, obstructive jaundice, and certain cases of hepatic cirrhosis. Reduced serum copper concentration is typical of Wilson disease (hepatolenticular degeneration). Wilson disease is characterized by liver disease, neurologic abnormalities, and psychiatric disturbances. Kayser-Fleischer rings are normally present and urinary copper excretion is increased, while serum copper and ceruloplasmin are low. Labile copper fraction (LBC fraction) is also elevated in untreated Wilson disease. | <50 mcg/g dry weight | The constellation of symptoms associated with Wilson disease, which includes Kayser-Fleischer rings, behavior changes, and liver disease, is commonly associated with liver copper concentrations above 250 mcg/g dry weight. VERY HIGH >1000 mcg/g dry weight: This finding is strongly suggestive of Wilson disease. HIGH 250-1000 mcg/g dry weight: This finding is suggestive of possible Wilson disease. MODERATELY HIGH 50-250 mcg/g dry weight: Excessive copper at this level can be associated with cholestatic liver disease, such as primary biliary cirrhosis, primary sclerosing cholangitis, autoimmune hepatitis, and familial cholestatic syndrome. Heterozygous carriers for Wilson disease occasionally have modestly elevated values but rarely higher than 125 mcg/g of dry weight. In general, the liver copper content is higher than 250 mcg/g dried tissue in patients with Wilson disease. If any of the above findings are without supporting histology and other biochemical test results, contamination during collection, handling, or processing should be considered. Genetic testing for Wilson disease is available; order WNDZ / Wilson Disease,ATP7BFull Gene Sequencing with Deletion/Duplication, Varies. If additional assistance is needed, call 800-533-1710. In patients with elevated levels of copper without supporting histology and other biochemical test results, contamination during collection, handling, or processing should be considered. | Specimen handling should be minimized. Elevated copper levels without supporting histology or other biochemical test results should instigate an investigation into whether the specimen has been contaminated. A minimum tissue dry weight of 0.3 mg is required for analysis. This is the equivalent of a piece of tissue from a 22-gauge needle approximately 0.5 cm long, or approximately 0.3 cm in length when taken with an 18-gauge needle. Since the specimen must be manipulated during analysis, more than the minimal amount described in the previous sentence must be submitted for analysis. Paraffin blocks that have been cut for slides may be contaminated if the microtome was previously used to cut specimens that had been fixed with a copper-containing solution. Many fixatives, such as Hollande's, contain high levels of copper. Any object that has been exposed to these fixatives (eg, cutting boards, towels, containers, utensils) and then comes into contact with the tissue can potentially contaminate the specimen. Rinsing and washing will not remove the copper contaminant. Therefore, submission of fresh-frozen, unfixed tissue is strongly recommended. | 1. Korman J, Volenberg I, Balko J, et al. Screening for Wilson disease in acute liver failure: a comparison of currently available diagnostic tests. Hepatology. 2008;48(4):1167-1174 2. Roberts EA, Schlisky ML. Diagnosis and Treatment of Wilson Disease: AASLD Practice Guidelines. Hepatology. 2008;47:2089-2111 3. de Bie P, Muller P, Wijmenga C, Klomp LW. Molecular pathogenesis of Wilson and Menkes disease: correlation of mutations with molecular defects and disease phenotypes. J Med Genet. 2007;44(11):673-688 4. Merle U, Schaefer M, Ferenci P, Stremmel W. Clinical presentation, diagnosis and long-term outcome of Wilson's disease: a cohort study. Gut. 2007;56:115-120 5.Sodi R. Vitamins and trace elements. In: Rifai N, Chiu RWK, Young I, Burnham CAD, Wittwer CT, eds. Tietz Textbook of Laboratory Medicine. 7th ed. Elsevier; 2023:chap 39 6. Bitzer AC, Fox J, Day PL, et al. Establishment of a labile bound copper reference interval in a healthy population via an inductively coupled plasma mass spectrometry dual filtration-based assay. Arch Pathol Lab Med. 2023. doi:10.5858/arpa.2023-0259-OA | The metal of interest is analyzed by inductively coupled plasma mass spectrometry.(Unpublished Mayo method) | 3 to 6 days | 60 days | This test was developed and its performance characteristics determined by Mayo Clinic in a manner consistent with CLIA requirements. It has not been cleared or approved by the US Food and Drug Administration. | 82525 | Copper, Liver Ts | 8198-4 | 8687 | Copper, Liver Ts | 8198-4
FCOPP | Copper, RBCs |  | Inductively Coupled Plasma/Mass Spectrometry (ICP/MS) | Yes | Copper, RBCs | RBCS | ***Must submit one specimen per order. Specimens cannot be shared between multiple orders.*** Specimen Type:RBCs Collection Container/Tube:Royal Blue top tube (Trace metal-free; EDTA) Specimen Volume: 1mL Collection Instructions:Draw blood in a royal blue top (trace metal free; EDTA) tube(s). Centrifuge and separate plasma within two hours of collection. Leave RBCs in the original collection container and replace stopper. Send 1 mL RBC's refrigerated. NOTE: Tubes containing Heparin based anticoagulants are not acceptable. | 0.3 mL |  | Reporting limit determined each analysis. Units: mcg/dL NMS Labs derived data for 2.5th-97.5th percentile range is 59-91 mcg/dL (n=1999). The RBC sample used for analysis was measured by weight and multiplied by the density of human RBC (1.10 g/mL) to obtain mcg/dL units. |  | Specimens for elemental testing should be collected in certified metal-free containers. Elevated results for elemental testing may be caused by environmental contamination at the time of specimen collection and should be interpreted accordingly. It is recommended that unexpected elevated results be verified by testing another specimen in a trace metal free container. |  |  | 9 to 13 days |  | This test was developed and its performance characteristics determined by NMS Labs. It has not been cleared or approved by the U.S. Food and Drug Administration. | 82525 | Copper, RBCs | 5630-9 | Z3527 | Copper | 5630-9
CUS1 | Copper, Serum | Diagnosis of: -Wilson disease -Primary biliary cholangitis -Primary sclerosing cholangitis | Dynamic Reaction Cell-Inductively Coupled Plasma-Mass Spectrometry (DRC-ICP-MS) | Yes | Copper, S | Serum | Patient Preparation:High concentrations of gadolinium, iodine, and barium are known to interfere with most metal tests. If gadolinium-, iodine, or barium-containing contrast media has been administered, the specimen should not be collected for at least 96 hours. Supplies: -Metal Free Specimen Vial (T173) -Metal Free B-D Tube (No Additive), 6 mL (T184) Collection Container/Tube:6-mL Plain, royal blue-top Vacutainer plastic trace element blood collection tube Submission Container/Tube:7-mL Metal-free, screw-capped, polypropylene vial Specimen Volume:0.8 mL Collection Instructions: 1. Allow the specimen to clot for 30 minutes; then centrifuge the specimen to separate serum from the cellular fraction. 2. Remove the stopper. Carefullypourspecimen into metal-free, polypropylene vial, avoiding transfer of the cellular components of blood.Do not insert a pipet into the serum to accomplish transfer, and do not ream the specimen with a wooden stick to assist with serum transfer. 3. SeeMetals Analysis Specimen Collection and Transportfor complete instructions. | 0.2 mL | Copper (Cu) is an important trace element that is associated with a number of metalloproteins. Copper in biological material is complexed with proteins, peptides, and other organic ligands. Up to 90% of copper exported from the liver into peripheral blood is protein bound to ceruloplasmin, transcuprein, or metallothionein. A smaller amount of copper in plasma (<10%) is bound to albumin by specific peptide sequences, and this copper is in equilibrium with plasma amino acids. The ceruloplasmin molecule contains 6 to 8 atoms of Cu per molecule with 6 atoms of Cu involved in the protein's ferroxidase and free radical scavenging activities. The other 1 to 2 atoms of Cu are termed "labile" and may allow ceruloplasmin to act as a copper transporter, with a pool of copper being exchanged between albumin, transcuprein, and the labile sites of ceruloplasmin. Low serum copper, most often due to excess iron or zinc ingestion and infrequently due to dietary copper deficit, results in severe derangement in growth and impaired erythropoiesis. Low serum copper is also observed in hepatolenticular degeneration (Wilson disease) due to a decrease in the synthesis of ceruloplasmin and allelic variances in cellular metal ion transporters. In Wilson disease, the albumin-bound copper may actually be increased, but ceruloplasmin-bound copper is low, resulting in low serum copper. However, during the acute phase of Wilson disease (fulminant hepatic failure), ceruloplasmin and copper levels may be normal; in this circumstance, hepatic inflammation causes increased release of ceruloplasmin. It is useful to relate the degree of liver inflammation to the ceruloplasmin and copper-see discussion on hypercupremia below. Significant hepatic inflammation with normal ceruloplasmin and copper suggest acute Wilson disease. Other disorders associated with decreased serum copper concentrations include malnutrition, hypoproteinemia, malabsorption, nephrotic syndrome, Menkes disease, copper toxicity, and megadosing of zinc-containing vitamins (zinc interferes with normal copper absorption from the gastrointestinal [GI] tract). Hypercupremia is found in primary biliary cholangitis (formerly primary biliary cirrhosis), primary sclerosing cholangitis, hemochromatosis, malignant diseases (including leukemia), thyrotoxicosis, and various infections. Serum copper concentrations are also elevated in patients taking contraceptives or estrogens and during pregnancy. Since the GI tract effectively excludes excess copper, it is the GI tract that is most affected by copper ingestion. Increased serum concentration does not, by itself, indicate copper toxicity. | 0-2 months: 40-140 mcg/dL 3-6 months: 40-160 mcg/dL 7-9 months: 40-170 mcg/dL 10-12 months: 80-170 mcg/dL 13 months-10 years: 80-180 mcg/dL 11-17 years: 75-145 mcg/dL Males: > or =18 years: 73-129 mcg/dL Females: > or =18 years: 77-206 mcg/dL | Serum copper below the normal range is associated with Wilson disease, as well as a variety of other clinical situations (see Clinical Information). Excess use of denture cream containing zinc can cause hypocupremia. Serum concentrations above the normal range are seen in primary biliary cirrhosis, primary sclerosing cholangitis, and a variety of other clinical situations (see Clinical Information). | No significant cautionary statements | 1. McCullough AJ, Fleming CR, Thistle JL, et al. Diagnosis of Wilson's disease presenting as fulminant hepatic failure. Gastroenterology. 1983;84:161-167 2. Wiesner RH, LaRusso NF, Ludwig J, Dickson ER. Comparison of the clinicopathologic features of primary sclerosing cholangitis and primary biliary cirrhosis. Gastroenterology. 1985;88:108-114 3. Spain RI, Leist TP, De Sousa EA. When metals compete: a case of copper-deficiency myeloneuropathy and anemia. Nat Clin Pract Neurol. 2009;5(2):106-111 4. Kale SG, Holmes CS, Goldstein DS, et al. Neonatal diagnosis and treatment of Menkes disease. N Engl J Med. 2008;358(6):605-614 5. Nations SP, Boyer PJ, Love LA, et al. Denture cream: An unusual source of excess zinc, leading to hypocupremia and neurologic disease. Neurology. 2008;71;639-643 6. Strathmann FG, Blum LM: Toxic elements. In: Rifai N, Chiu RWK, Young I, Burnham CAD, Wittwer CT, eds. Tietz Textbook of Clinical Chemistry and MolecularDiagnostics. 7th ed. Elsevier; 2023:chap 44 | The metal of interest is analyzed by inductively coupled plasma mass spectrometry.(Unpublished Mayo method) | 1 to 3 days | 14 days | This test was developed and its performance characteristics determined by Mayo Clinic in a manner consistent with CLIA requirements. It has not been cleared or approved by the US Food and Drug Administration. | 82525 | Copper, S | 5631-7 | 616155 | Copper, S | 5631-7
CURCU | Copper/Creatinine Ratio, Random, Urine | Investigation of Wilson disease and obstructive liver disease using a random urine specimen | CURC: Triple-Quadrupole Inductively-Coupled Plasma Mass Spectrometry (ICP-MS/MS) CRETR: Enzymatic Colorimetric Assay | Yes | Copper/Creat Ratio, Random, U | Urine | Patient Preparation:High concentrations of barium are known to interfere with most metal tests. If barium-containing contrast media has been administered,the specimen should not be collected for at least 96 hours. Supplies:Urine Tubes, 10 mL (T068) Collection Container/Tube:Clean, plastic urine collection container with no metal cap or glued insert Submission Container/Tube:Plastic, 10-mL urine tube or a clean, plastic aliquot container with no metal cap or glued insert Specimen Volume:3 mL Collection Instructions: 1. Collect a random urine specimen. 2. SeeMetals Analysis Specimen Collection and Transportfor complete instructions. | 2 mL | The biliary system is the major pathway of copper excretion. Biliary excretion of copper requires anadenosine triphosphate (ATP)-dependent transporter protein. Variants in the gene for the transporter protein cause hepatolenticular degeneration (Wilson disease). Ceruloplasmin, the primary copper-carrying protein in the blood, is also reduced in Wilson disease. Urine copper excretion is increased in Wilson disease due to a decreased serum binding of copper to ceruloplasmin or due to allelic variances in cellular metal ion transporters. Hypercupriuria (increased urinary copper) is also found in hemochromatosis, biliary cirrhosis, thyrotoxicosis, various infections, and a variety of other acute, chronic, and malignant diseases (including leukemia). Urine copper concentrations are also elevated during pregnancy and in patients taking contraceptives or estrogens. Low urine copper levels are seen in malnutrition, hypoproteinemia, malabsorption, and nephrotic syndrome. Increased zinc consumption interferes with normal copper absorption from the gastrointestinal tract causing hypocupremia. | COPPER/CREATITINE: Males: 0-17 years: Not established > or =18 years: 9-43 mcg/g creatinine Females: 0-17 years: Not established > or =18 years: 7-72 mcg/g creatinine CREATITINE: > or =18 years old: 16-326 mg/dL Reference values have not been established for patients who are younger than 18 years. | Humans normally excrete less than 60 mcg/24 hour in the urine. Urinary copper excretion greater than 60 mcg/24 hour may be seen in: -Wilson disease -Obstructive biliary disease (eg, primary biliary cirrhosis, primary sclerosing cholangitis) -Nephrotic syndrome (due to leakage through the kidney) -Chelation therapy -Estrogen therapy -Mega dosing of zinc-containing vitamins Because ceruloplasmin is an acute phase reactant, urine copper is elevated during acute inflammation. During the recovery phase, urine copper is usually below normal, reflecting the expected physiologic response to replace the copper that was depleted during inflammation. | No significant cautionary statements | 1. Zorbas YG, Kakuris KK, Deogenov VA, Yerullis KB. Copper homeostasis during hypokinesia in healthy subjects with higher and lower copper consumption.Tr Elem Electro. 2008;25:169-178 2. Lech T, Sadlik JK. Contribution to the data on copper concentration in blood and urine in patients with Wilson's disease and in normal subjects. Biol Trace Elem Res. 2007;118(1):16-20 3. Czlonkowska A, Litwin T, Dusek P, et al. Wilson disease. Nat Rev Dis Primers. 2018;4(1):21. doi:10.1038/s41572-018-0018-3 4. Rifai N, Horwath AR, Wittwer CT, eds. Tietz Textbook of Clinical Chemistry and Molecular Diagnostics. 6th ed. Elsevier; 2018 | The metal of interest is analyzed by triple-quadrupole inductively-coupled plasma mass spectrometry.(Unpublished Mayo method) | 2 to 5 days | 14 days | This test was developed and its performance characteristics determined by Mayo Clinic in a manner consistent with CLIA requirements. It has not been cleared or approved by the US Food and Drug Administration. | 8252582570 | Copper/Creat Ratio, Random, U | 13829-7 | 615258 | Copper/Creat Ratio, U | 13829-7
CURC | Copper/Creatinine Ratio, Urine | Measurement of copper concentration of a part of the investigation of Wilson disease and obstructive liver disease using a random urine specimen | Only orderable as part of a profile. For more information see CURCU / Copper/Creatinine Ratio, Random, Urine. Inductively Coupled Plasma Mass Spectrometry (ICP-MS) | Yes | Copper/Creat Ratio, U | Urine | Only orderable as part of a profile. For more information see CURCU / Copper/Creatinine Ratio, Random, Urine. Patient Preparation:High concentrations of barium are known to interfere with most metal tests. If barium-containing contrast media has been administered, the specimen should not be collected for at least 96 hours. Supplies:Urine Tubes, 10 mL (T068) Collection Container/Tube:Clean, plastic urine collection container with no metal cap or glued insert Submission Container/Tube:Plastic, 10-mL urine tube or a clean, plastic aliquot container with no metal cap or glued insert Specimen Volume:3 mL Collection Instructions: 1. Collect a random urine specimen. 2. SeeMetals Analysis Specimen Collection and Transportfor complete instructions. | 2 mL | The biliary system is the major pathway of copper excretion. Biliary excretion of copper requires anadenosine triphosphate (ATP)-dependent transporter protein. Variants in the gene for the transporter protein cause hepatolenticular degeneration (Wilson disease). Ceruloplasmin, the primary copper-carrying protein in the blood, is also reduced in Wilson disease. Urine copper excretion is increased in Wilson disease due to a decreased serum binding of copper to ceruloplasmin or due to allelic variances in cellular metal ion transporters. Hypercupriuria (increased urinary copper) is also found in hemochromatosis, biliary cirrhosis, thyrotoxicosis, various infections, and a variety of other acute, chronic, and malignant diseases (including leukemia). Urine copper concentrations are also elevated during pregnancy and in patients taking contraceptives or estrogens. Low urine copper levels are seen in malnutrition, hypoproteinemia, malabsorption, and nephrotic syndrome. Increased zinc consumption interferes with normal copper absorption from the gastrointestinal tract causing hypocupremia. | Only orderable as part of a profile. For more information see CURCU / Copper/Creatinine Ratio, Random, Urine. Not applicable | Humans normally excrete less than 60 mcg/24 hour in the urine. Urinary copper excretion greater than 60 mcg/24 hour may be seen in: -Wilson disease -Obstructive biliary disease (eg, primary biliary cirrhosis, primary sclerosing cholangitis) -Nephrotic syndrome (due to leakage through the kidney) -Chelation therapy -Estrogen therapy -Mega dosing of zinc-containing vitamins Because ceruloplasmin is an acute phase reactant, urine copper is elevated during acute inflammation. During the recovery phase, urine copper is usually below normal, reflecting the expected physiologic response to replace the copper that was depleted during inflammation. | No significant cautionary statements | 1. Zorbas YG, Kakuris KK, Deogenov VA, Yerullis KB. Copper homeostasis during hypokinesia in healthy subjects with higher and lower copper consumption.Tr Elem Electro. 2008;25:169-178 2. Lech T, Sadlik JK: Contribution to the data on copper concentration in blood and urine in patients with Wilson's disease and in normal subjects. Biol Trace Elem Res. 2007;118(1):16-20 3. Czlonkowska A, Litwin T, Dusek P, et al. Wilson disease. Nat Rev Dis Primers. 2018;4(1):21. doi: 10.1038/s41572-018-0018-3 4. Rifai N, Horwath AR, Wittwer CT, eds. Tietz Textbook of Clinical Chemistry and Molecular Diagnostics. 6th ed. Elsevier; 2018 | The metal of interest is analyzed by inductively coupled plasma mass spectrometry.(Unpublished Mayo method) | 2 to 5 days | 14 days | This test was developed and its performance characteristics determined by Mayo Clinic in a manner consistent with CLIA requirements. It has not been cleared or approved by the US Food and Drug Administration. | 82525 | Copper/Creat Ratio, U | 13829-7 | 615258 | Copper/Creat Ratio, U | 13829-7
CORI | Coriander, IgE, Serum | Establishing the diagnosis of an allergy to coriander Defining the allergen responsible for eliciting signs and symptoms Identifying allergens: -Responsible for allergic response and/or anaphylactic episode -To confirm sensitization prior to beginning immunotherapy -To investigate the specificity of allergic reactions to insect venom allergens, drugs, or chemical allergens | Fluorescence Enzyme Immunoassay (FEIA) | Yes | Coriander, IgE | Serum | Collection Container/Tube: Preferred:Serum gel Acceptable:Red top Submission Container/Tube:Plastic vial Specimen Volume:0.5 mL for every 5 allergens requested Collection Instructions:Centrifuge and aliquot serum into a plastic vial. | For 1 allergen: 0.3 mL More than 1 allergen: (0.05 mL x number of allergens) + 0.25 mL dead space | Clinical manifestations of immediate hypersensitivity (allergic) diseases are caused by the release of proinflammatory mediators (histamine, leukotrienes, and prostaglandins) from IgE-sensitized effector cells (mast cells and basophils) when cell-bound IgE antibodies interact with an allergen. In vitro serum testing for IgE antibodies provides an indication of the immune response to allergens that may be associated with allergic disease. The allergens chosen for testing often depend upon the age of the patient, history of allergen exposure, season of the year, and clinical manifestations. In individuals predisposed to develop allergic disease, the sequence of sensitization and clinical manifestations proceed as follows: eczema and respiratory disease (rhinitis and bronchospasm) in infants and children less than 5 years due to food sensitivity (milk, egg, soy, and wheat proteins) followed by respiratory disease (rhinitis and asthma) in older children and adults due to sensitivity to inhalant allergens (dust mite, mold, and pollen inhalants). | Class,IgE kU/L,Interpretation, 0,<0.10,Negative, 0/1,0.10-0.34,Borderline/equivocal, 1,0.35-0.69,Equivocal, 2,0.70-3.49,Positive, 3,3.50-17.4,Positive, 4,17.5-49.9,Strongly positive, 5,50.0-99.9,Strongly positive, 6,> or =100,Strongly positive, | Detection of IgE antibodies in serum (class 1 or greater) indicates an increased likelihood of allergic disease as opposed to other etiologies and defines the allergens that may be responsible for eliciting signs and symptoms. The level of IgE antibodies in serum varies directly with the concentration of IgE antibodies expressed as a class score or kU/L. | Testing for IgE antibodies is not useful in patients previously treated with immunotherapy to determine if residual clinical sensitivity exists or in patients in whom the medical management does not depend upon identification of allergen specificity. Some individuals with clinically insignificant sensitivity to allergens may have measurable levels of IgE antibodies in serum, and test results must be interpreted in the clinical context. False-positive results for IgE antibodies may occur in patients with markedly elevated serum IgE (>2500 kU/L) due to nonspecific binding to allergen solid phases. | Homburger HA, Hamilton RG: Allergic diseases. In: McPherson RA, Pincus MR, eds. Henry's Clinical Diagnosis and Management by Laboratory Methods. 23rd ed.Elsevier; 2017:1057-1070 | Specific IgE from the patient's serum reacts with the allergen of interest, which is covalently coupled to an ImmunoCAP. After washing away nonspecific IgE, enzyme-labeled anti-IgE antibody is added to form a complex. After incubation, unbound anti-IgE is washed away, and the bound complex incubated with a developing agent. After stopping the reaction, the fluorescence of the eluate is measured. Fluorescence is proportional to the amount of specific IgE present in the patient's sample (ie, the higher the fluorescence value, the more IgE antibody is present).(Package insert: ImmunoCAP System Specific IgE FEIA. Phadia; Rev 06/2020) | Same day/1 to 3 days | 14 days | This test was developed and its performance characteristics determined by Mayo Clinic in a manner consistent with CLIA requirements. It has not been cleared or approved by the US Food and Drug Administration. | 86003 | Coriander, IgE | 16650-4 | CORI | Coriander, IgE | 16650-4
FCORG | Corn IgG |  | Enzyme Immunoassay (FEIA) | No | Corn IgG | Serum | Collection Container/Tube: Preferred: Red top Acceptable: Serum gel Submission Container/tube:Plastic vial Specimen Volume: 0.5 mL Collection Instructions: 1. Draw blood in a plain red-top tube(s), serum gel tube(s) is acceptable. 2. Centrifuge down and aliquot 0.5 mL of serum into a plastic vial. | See Specimen Required |  | Reference ranges have not been established for food-specific IgG tests. | The clinical utility of food-specific IgG tests has not been established. These tests can be used in special clinical situations to select foods for evaluation by diet elimination and challenge in patients who have food-related complaints. It should be recognized that the presence of food-specific IgG alone cannot be taken as evidence of food allergy and only indicates immunologic sensitization by the food allergen in question. This test should only be ordered by physicians who recognize the limitations of the test. |  |  |  | 5 to 7 days |  | This test was developed and its performance characteristics determined by Eurofins Viracor. It has not been cleared or approved by the U.S. Food and Drug Administration. | 86001 | Corn IgG | 35534-7 | FCORG | Corn IgG | 35534-7
FCOR4 | Corn IgG4 |  | Enzyme Immunoassay (FEIA) | No | Corn IgG4 | Serum | Collection Container/Tube: Preferred:Red Top Acceptable:Serum gel Specimen Volume:0.5 mL Collection Instructions: 1. Draw blood in a plain red-top tube(s), serum gel tube(s) is acceptable. 2. Centrifuge and aliquot 0.5 mL of serum in a plastic vial. 3. Send refrigerate. | See Specimen Required |  | Reference ranges have not been established for food-specific IgG4 tests. | The clinical utility of food-specific IgG4 tests has not been clearly established. These tests can be used in special clinical situations to select foods for evaluation by diet elimination and challenge in patients who have food-related complaints, and to evaluate food allergic patients prior to food challenges. The presence of food-specific IgG4 has been studied in response to various oral food immunotherapy treatments but cutoffs have not been established. |  |  |  | 4 to 7 days |  | This test was developed and its performance characteristics determined by Eurofins Viracor. It has not been cleared or approved by the U.S. Food and Drug Administration. | 86001 | Corn IgG4 | 56231-4 | FCOR4 | Corn IgG4 | 56231-4
CRNP | Corn Pollen, IgE, Serum | Establishing a diagnosis of an allergy to corn pollen Defining the allergen responsible for eliciting signs and symptoms Identifying allergens: -Responsible for allergic response and/or anaphylactic episode -To confirm sensitization prior to beginning immunotherapy -To investigate the specificity of allergic reactions to insect venom allergens, drugs, or chemical allergens | Fluorescence Enzyme Immunoassay (FEIA) | Yes | Corn Pollen, IgE | Serum | Collection Container/Tube: Preferred:Serum gel Acceptable:Red top Submission Container/Tube:Plastic vial Specimen Volume:0.5 mL for every 5 allergens requested Collection Instructions:Centrifuge and aliquot serum into a plastic vial. | For 1 allergen: 0.3 mL For more than 1 allergen: (0.05 mL x number of allergens) + 0.25 mL deadspac | Clinical manifestations of immediate hypersensitivity (allergic) diseases are caused by the release of proinflammatory mediators (histamine, leukotrienes, and prostaglandins) from IgE-sensitized effector cells (mast cells and basophils) when cell-bound IgE antibodies interact with an allergen. In vitro serum testing for IgE antibodies provides an indication of the immune response to allergens that may be associated with allergic disease. The allergens chosen for testing often depend upon the age of the patient, history of allergen exposure, season of the year, and clinical manifestations. In individuals predisposed to develop allergic disease, the sequence of sensitization and clinical manifestations proceed as follows: eczema and respiratory disease (rhinitis and bronchospasm) in infants and children less than 5 years due to food sensitivity (milk, egg, soy, and wheat proteins) followed by respiratory disease (rhinitis and asthma) in older children and adults due to sensitivity to inhalant allergens (dust mite, mold, and pollen inhalants). | Class,IgE kU/L,Interpretation, 0,<0.10,Negative, 0/1,0.10-0.34,Borderline/equivocal, 1,0.35-0.69,Equivocal, 2,0.70-3.49,Positive, 3,3.50-17.4,Positive, 4,17.5-49.9,Strongly positive, 5,50.0-99.9,Strongly positive, 6,> or =100,Strongly positive, | Detection of IgE antibodies in serum (class 1 or greater) indicates an increased likelihood of allergic disease as opposed to other etiologies and defines the allergens that may be responsible for eliciting signs and symptoms. The level of IgE antibodies in serum varies directly with the concentration of IgE antibodies expressed as a class score or kU/L. | Testing for IgE antibodies is not useful in patients previously treated with immunotherapy to determine if residual clinical sensitivity exists or in patients in whom the medical management does not depend upon identification of allergen specificity. Some individuals with clinically insignificant sensitivity to allergens may have measurable levels of IgE antibodies in serum, and test results must be interpreted in the clinical context. False-positive results for IgE antibodies may occur in patients with markedly elevated serum IgE (>2500 kU/L) due to nonspecific binding to allergen solid phases. | Homburger HA, Hamilton RG: Allergic diseases. In: McPherson RA, Pincus MR, eds. Henry's Clinical Diagnosis and Management by Laboratory Methods. 23rd ed.Elsevier; 2017:1057-1070 | Specific IgE from the patient's serum reacts with the allergen of interest, which is covalently coupled to an ImmunoCAP. After washing away nonspecific IgE, enzyme-labeled anti-IgE antibody is added to form a complex. After incubation, unbound anti-IgE is washed away, and the bound complex incubated with a developing agent. After stopping the reaction, the fluorescence of the eluate is measured. Fluorescence is proportional to the amount of specific IgE present in the patient's sample (ie, the higher the fluorescence value, the more IgE antibody is present). (Package insert: ImmunoCAP System Specific IgE FEIA. Phadia; Rev 06/2020) | Same day/1 to 3 days | 14 days | This test has been cleared, approved, or is exempt by the US Food and Drug Administration and is used per manufacturer's instructions. Performance characteristics were verified by Mayo Clinic in a manner consistent with CLIA requirements. | 86003 | Corn Pollen, IgE | 7248-8 | CRNP | Corn Pollen, IgE | 7248-8
CORN | Corn-Food, IgE, Serum | Establishing a diagnosis of an allergy to corn-food Defining the allergen responsible for eliciting signs and symptoms Identifying allergens: -Responsible for allergic response and/or anaphylactic episode -To confirm sensitization prior to beginning immunotherapy -To investigate the specificity of allergic reactions to insect venom allergens, drugs, or chemical allergens | Fluorescence Enzyme Immunoassay (FEIA) | Yes | Corn-Food, IgE | Serum | Collection Container/Tube: Preferred:Serum gel Acceptable:Red top Submission Container/Tube:Plastic vial Specimen Volume:0.5 mL for every 5 allergens requested Collection Instructions:Centrifuge and aliquot serum into a plastic vial. | For 1 allergen: 0.3 mL For more than 1 allergen: (0.05 mL x number of allergens) + 0.25 mL deadspace | Clinical manifestations of immediate hypersensitivity (allergic) diseases are caused by the release of proinflammatory mediators (histamine, leukotrienes, and prostaglandins) from IgE-sensitized effector cells (mast cells and basophils) when cell-bound IgE antibodies interact with an allergen. In vitro serum testing for IgE antibodies provides an indication of the immune response to allergens that may be associated with allergic disease. The allergens chosen for testing often depend upon the age of the patient, history of allergen exposure, season of the year, and clinical manifestations. In individuals predisposed to develop allergic disease, the sequence of sensitization and clinical manifestations proceed as follows: eczema and respiratory disease (rhinitis and bronchospasm) in infants and children less than 5 years due to food sensitivity (milk, egg, soy, and wheat proteins) followed by respiratory disease (rhinitis and asthma) in older children and adults due to sensitivity to inhalant allergens (dust mite, mold, and pollen inhalants). | Class,IgE kU/L,Interpretation, 0,<0.10,Negative, 0/1,0.10-0.34,Borderline/equivocal, 1,0.35-0.69,Equivocal, 2,0.70-3.49,Positive, 3,3.50-17.4,Positive, 4,17.5-49.9,Strongly positive, 5,50.0-99.9,Strongly positive, 6,> or =100,Strongly positive, | Detection of IgE antibodies in serum (class 1 or greater) indicates an increased likelihood of allergic disease as opposed to other etiologies and defines the allergens that may be responsible for eliciting signs and symptoms. The level of IgE antibodies in serum varies directly with the concentration of IgE antibodies expressed as a class score or kU/L. | Testing for IgE antibodies is not useful in patients previously treated with immunotherapy to determine if residual clinical sensitivity exists or in patients in whom the medical management does not depend upon identification of allergen specificity. Some individuals with clinically insignificant sensitivity to allergens may have measurable levels of IgE antibodies in serum, and test results must be interpreted in the clinical context. False-positive results for IgE antibodies may occur in patients with markedly elevated serum IgE (>2500 kU/L) due to nonspecific binding to allergen solid phases. | Homburger HA, Hamilton RG: Allergic diseases. In: McPherson RA, Pincus MR, eds. Henry's Clinical Diagnosis and Management by Laboratory Methods. 23rd ed.Elsevier; 2017:1057-1070 | Specific IgE from the patient's serum reacts with the allergen of interest, which is covalently coupled to an ImmunoCAP. After washing away nonspecific IgE, enzyme-labeled anti-IgE antibody is added to form a complex. After incubation, unbound anti-IgE is washed away, and the bound complex incubated with a developing agent. After stopping the reaction, the fluorescence of the eluate is measured. Fluorescence is proportional to the amount of specific IgE present in the patient's sample (ie, the higher the fluorescence value, the more IgE antibody is present). (Package insert: ImmunoCAP System Specific IgE FEIA. Phadia; Rev 06/2020) | Same day/1 to 3 days | 14 days | This test has been cleared, approved, or is exempt by the US Food and Drug Administration and is used per manufacturer's instructions. Performance characteristics were verified by Mayo Clinic in a manner consistent with CLIA requirements. | 86003 | Corn-Food, IgE | 6087-1 | CORN | Corn-Food, IgE | 6087-1
CORTC | Corticosterone, Serum | Diagnosis of suspected 11-hydroxylase deficiency, including the differential diagnosis of 11-beta-hydroxylase 1 (CYP11B1) versus 11-beta-hydroxylase 2 (CYP11B2) deficiency, and the diagnosis of glucocorticoid-responsive hyperaldosteronism Evaluating congenital adrenal hyperplasia newborn screen-positive children, when elevations of 17-hydroxyprogesterone are only moderate, thereby suggesting possible 11-hydroxylase deficiency | Liquid Chromatography Tandem Mass Spectrometry (LC-MS/MS) | Yes | Corticosterone, S | For more information seeSteroid Pathways. | Supplies:Sarstedt Aliquot Tube, 5 mL (T914) Collection Container/Tube: Preferred:Red top Acceptable:Serum gel Submission Container/Tube:Plastic vial Specimen Volume:0.5 mL Collection Instructions: 1. Morning (8 a.m.) specimen is preferred. 2.Centrifuge and aliquot serum into a plastic vial. | 0.4 mL | Corticosterone is a steroid hormone and a precursor molecule for aldosterone. It is produced from deoxycorticosterone, further converted to 18-hydroxy corticosterone and, finally, to aldosterone in the mineralocorticoid pathway. The adrenal glands, ovaries, testes, and placenta produce steroid hormones, which can be subdivided into 3 major groups: mineralocorticoids, glucocorticoids, and sex steroids. Synthesis proceeds from cholesterol along 3 parallel pathways, corresponding to these 3 major groups of steroids, through successive side-chain cleavage and hydroxylation reactions. At various levels of each pathway, intermediate products can move into the respective adjacent pathways via additional, enzymatically catalyzed reactions (seeSteroid Pathways). Corticosterone is the first intermediate in the corticoid pathway with significant mineralocorticoid activity. Its synthesis from 11-deoxycorticosterone is catalyzed by 11-beta-hydroxylase 2 (CYP11B2) or by 11-beta-hydroxylase 1 (CYP11B1). Corticosterone is in turn converted to 18-hydroxycorticosterone and finally to aldosterone, the most active mineralocorticoid. Both reactions are catalyzed by CYP11B2, which, unlike its sister enzyme CYP11B1, also possesses 18-hydroxylase and 18-methyloxidase (also known as aldosterone synthase) activity. The major diagnostic utility of measurements of steroid synthesis intermediates lies in the diagnosis of disorders of steroid synthesis, in particular congenital adrenal hyperplasia (CAH). All types of CAH are associated with cortisol deficiency with the exception of CYP11B2 deficiency and isolated impairments of the 17-lyase activity of CYP17A1 (this enzyme also has 17 alpha-hydroxylase activity). In cases of severe illness or trauma, CAH predisposes patients to poor recovery or death. Patients with the most common form of CAH (21-hydroxylase deficiency, which accounts for >90% of cases), the third most common form of CAH (3-beta-steroid dehydrogenase deficiency, which accounts for<3% of cases), or the extremely rare StAR (steroidogenic acute regulatory protein) or 20,22 desmolase deficiencies may also suffer mineralocorticoid deficiency, as the enzyme blocks in these disorders are proximal to potent mineralocorticoids. These patients might suffer salt-wasting crises in infancy. By contrast, patients with the second most common form of CAH (11-hydroxylase deficiency, which accounts for <5% of cases) are normotensive or hypertensive, as the block affects either CYP11B1 or CYP11B2 but rarely both, thus ensuring that at least corticosterone is still produced. In addition, patients with all forms of CAH might suffer the effects of substrate accumulation proximal to the enzyme block. In the 3 most common forms of CAH, the accumulating precursors spill over into the sex steroid pathway, resulting in virilization of female patients or, in milder cases, hirsutism, polycystic ovarian syndrome, or infertility, as well as in possible premature adrenarche and pubarche in both genders. Measurement of the various precursors of mature mineralocorticoid and glucocorticoids, in concert with the determination of sex steroid concentrations, allows diagnosis of CAH and its precise type and serves as an aid in monitoring steroid replacement therapy and other therapeutic interventions. Measurement of corticosterone is used as an adjunct to 11-deoxycorticosterone and 11-deoxycortisol (also known as compound S) measurement in the diagnosis of: -CYP11B1 deficiency (associated with cortisol deficiency) -The less common CYP11B2 deficiency (no cortisol deficiency) -The rare glucocorticoid responsive hyperaldosteronism (where expression of the geneCYP11B2is driven by the CYP11B1 promoter, thus making it responsive to corticotropin [previously adrenocorticotrophic hormone: ACTH] rather than renin) -Isolated loss of function of the 18-hydroxylase or 18-methyloxidase activity of CYP11B2 For other forms of CAH, the following tests might be relevant: 21-Hydroxylase deficiency: -OHPG / 17-Hydroxyprogesterone, Serum -ANST / Androstenedione, Serum -21DOC / 21-Deoxycortisol, Serum 3-Beta-steroid dehydrogenase deficiency: -17PRN / Pregnenolone and 17-Hydroxypregnenolone, Serum 17-Hydroxylase deficiency or 17-lyase deficiency (CYP17A1 has both activities): -17PRN / Pregnenolone and 17-Hydroxypregnenolone, Serum -PGSN / Progesterone, Serum -OHPG / 17-Hydroxyprogesterone, Serum -DHEA_ / Dehydroepiandrosterone (DHEA), Serum -ANST / Androstenedione, Serum Cortisol should be measured in all cases of suspected CAH. When evaluating for suspected 11-hydroxylase deficiency, this test should be used in conjunction with measurements of 11-deoxycortisol, 11-corticosteone, 18-hydroxycorticosterone, cortisol, renin, and aldosterone. When evaluating congenital adrenal hyperplasia newborn screen-positive children, this test should be used in conjunction with 11-deoxycortisol and 11-deoxycorticosteorone measurements as an adjunct to 17-hydroxyprogesterone, aldosterone and cortisol measurements. | < or =18 years: 18-1,970 ng/dL >18 years: 53-1,560 ng/dL | In 11-beta-hydroxylase 1 (CYP11B1) deficiency, serum concentrations of cortisol will be low (usually <7 microgram/dL for a morning collection). 11-Deoxycortisol and 11-deoxycorticosterone are elevated, usually to at least 2 to 3 times (more typically 20 to 300 times) the upper limit of the normal reference range on a morning blood collection. Elevations in 11-deoxycortisol are usually relatively greater than those of 11-deoxycorticosterone because of the presence of intact 11 beta-hydroxylase 2 (CYP11B2). For this reason, serum concentrations of all potent mineralocorticoids (corticosterone, 18-hydroxycorticosterone, and aldosterone) are typically increased above the normal reference range. Plasma renin activity is correspondingly low or completely suppressed. Caution needs to be exercised in interpreting the mineralocorticoid results in infants younger than 7 days; mineralocorticoid levels are often substantially elevated in healthy newborns in the first few hours of life and only decline to near-adult levels by week 1. Mild cases of CYP11B1 deficiency might require corticotropin (previously adrenocorticotrophic hormone: ACTH)1-24 stimulation testing for definitive diagnosis. In affected individuals, the observed serum 11-deoxycortisol concentration 60 minutes after intravenous or intramuscular administration of 250 microgram of ACTH1-24 will usually exceed 20 ng/mL, or at least a 4-fold rise. Such increments are rarely, if ever, observed in unaffected individuals. The corresponding cortisol response will be blunted (<18 ng/mL peak). In CYP11B2 deficiency, serum cortisol concentrations are usually normal, including a normal response to ACTH1-24. 11-Deoxycorticosterone will be elevated, often more profoundly than in CYP11B1 deficiency, while 11-deoxycortisol may or may not be significantly elevated. Serum corticosterone concentrations can be low, normal, or slightly elevated, while serum 18-hydroxycorticosterone and aldosterone concentrations will be low in the majority of cases. However, if the underlying genetic defect has selectively affected 18-hydroxylase activity, corticosterone concentrations will be substantially elevated. Conversely, if the deficit affects aldosterone synthase function primarily, 18-hydroxycorticosterone concentrations will be very high. Expression of theCYP11B2gene is normally regulated by renin and not ACTH. In glucocorticoid-responsive hyperaldosteronism, the ACTH-responsive promoter of CYP11B1 exerts aberrant control overCYP11B2gene expression. Consequently, corticosterone, 18-hydroxycorticosterone, and aldosterone are significantly elevated in these patients and their levels follow a diurnal pattern, governed by the rhythm of ACTH secretion. In addition, the high levels of CYP11B2 lead to 18-hydroxylation of 11-deoxycortisol (an event that is ordinarily rare, as CYP11B1, which has much greater activity in 11-deoxycortisol conversion than CYP11B2, lacks 18-hydroxylation activity). Consequently, significant levels of 18-hydroxycortisol, which normally is only present in trace amounts, might be detected in these patients. Ultimate diagnostic confirmation comes from directly showing responsiveness of mineralocorticoid production to ACTH1-24 injection. Normally, this has little, if any, effect on corticosterone, 18-hydroxycorticosterone, and aldosterone levels. This testing may then be further supplemented by showing that mineralocorticoid levels fall after administration of dexamethasone. Sex steroid levels are moderately to significantly elevated in CYP11B1 deficiency and much less, or minimally, pronounced, in CYP11B2 deficiency. Sex steroid levels in glucocorticoid-responsive hyperaldosteronism are usually normal. Most untreated patients with 21-hydroxylase deficiency have serum 17-hydroxyprogesterone concentrations well in excess of 1000 ng/dL. For the few patients with levels in the range of greater than 630 ng/dL (upper limit of reference range for newborns) to 2000 or 3000 ng/dL, it might be prudent to consider 11-hydroxylase deficiency as an alternative diagnosis. This is particularly true if serum androstenedione concentrations are also only mildly to modestly elevated, and if the phenotype is not salt wasting but either simple virilizing (female) or normal (female or male). 11-Hydroxylase deficiency, particularly if it affects CYP11B1, can be associated with modest elevations in serum 17-hydroxyprogesterone concentrations. In these cases, testing for CYP11B1 deficiency and CYB11B2 deficiency should be considered and interpreted as described above. Alternatively, measurement of 21-deoxycortisol might be useful in these cases. This minor pathway metabolite accumulates in CYP21A2 deficiency, as it requires 21-hydroxylation to be converted to cortisol, but is usually not elevated in CYP11B1 deficiency, since its synthesis requires 11-hydroxylation of 17-hydroxyprogesterone. | At birth, the hypothalamic-pituitary-adrenal axis and the hypothalamic-pituitary-gonadal axis are activated, and all adrenal steroids, including mineralocorticoids and sex steroids and their precursors, are high. In preterm infants, the elevations can be even more pronounced due to illness and stress. In doubtful cases, when the initial test was performed on a just-born baby, repeat testing a few days or weeks later is advised. Corticotropin (previously adrenocorticotrophic hormone: ACTH)1-24 testing has a low but definite risk of drug and allergic reactions and should, therefore, only be performed under the supervision of a physician in an environment that guarantees the patient's safety, typically an endocrine, or other centralized, testing center. Interpretation of ACTH1-24 testing in the context of diagnosis of congenital adrenal hyperplasia (CAH) requires considerable experience, particularly for the less common variants of CAH, such as 11-hydroxylase deficiency or 3-beta-hydroxysteroid dehydrogenase (3beta-HSD) deficiency for which very few, if any, reliable normative data exist. For the even rarer enzyme defects, such as deficiencies of StAR (steroidogenic acute regulatory protein), 20,22 desmolase, 17a-hydroxylase/17-lyase, and 17-beta-hydroxysteroid dehydrogenase (17beta-HSD), there are only case reports. Expert opinion from a pediatric endocrinologist with experience in CAH should, therefore, be sought. | 1. Von Schnakenburg K, Bidlingmaier F, Knorr D. 17-hydroxyprogesterone, androstenedione, and testosterone in normal children and in prepubertal patients with congenital adrenal hyperplasia. Eur J Pediatr. 1980;133(3):259-267 2. Therrell BL. Newborn screening for congenital adrenal hyperplasia. Endocrinol Metab Clin North Am. 2001;30(1):15-30 3. Collett-Solberg PF. Congenital adrenal hyperplasia: From genetics and biochemistry to clinical practice, part I. Clin Pediatr. 2001;40:1-16 4. Forest MG. Recent advances in the diagnosis and management of congenital adrenal hyperplasia due to 21-hydroxylase deficiency. Hum Reprod. Update 2004;10:469-485 5. Tonetto-Fernandes V, Lemos-Marini SH, Kuperman H, et al. Serum 21-deoxycortisol,17-hydroxyprogesterone, and 11-deoxycortisol in classic congenital adrenal hyperplasia: clinical and hormonal correlations and identification of patients with 11 beta-hydroxylase deficiency among a large group with alleged 21-hydroxylase deficiency. J Clin Endocrinol Metab. 2006;91:2179-2184 6. Idkowiak, J, Cragun, D, Hopkin RJ, Arlt W. Cytochrome P450 oxidoreductase deficiency. In: Adam MP, Feldman J, Mirzaa GM, et al, eds. Gene Reviews [Internet]. University of Washington, Seattle; 2005. Updated August 3, 2017. Accessed May 2, 2024. Available at www.ncbi.nlm.nih.gov/sites/books/NBK1419/ 7. Held PK, Bird IM, Heather NL. Newborn screening for congenital adrenal hyperplasia: review of factors affecting screening accuracy. Int J Neonatal Screen. 2020;6(3):67. doi:10.3390/ijns6030067 | The specimen and an internal standard are assayed by liquid chromatography tandem mass spectrometry. The analyte is detected by multiple-reaction monitoring.(Unpublished Mayo method) | 3 to 10 days | 14 days | This test was developed and its performance characteristics determined by Mayo Clinic in a manner consistent with CLIA requirements. It has not been cleared or approved by the US Food and Drug Administration. | 82528 | Corticosterone, S | 2139-4 | 88221 | Corticosterone, S | 2139-4
CORTO | Cortisol, Free and Total, Serum | Assessment of cortisol status in cases where there is known or a suspected abnormality in cortisol-binding proteins or albumin Assessment of adrenal function in the critically ill or stressed patient, thus preventing unnecessary use of glucocorticoid therapy Second-order testing when cortisol measurement by immunoassay (eg, CORT / Cortisol, Serum) gives results that are not consistent with clinical symptoms, or if patients are known to, or suspected of, taking exogenous synthetic steroids An adjunct in the differential diagnosis of primary and secondary adrenal insufficiency An adjunct in the differential diagnosis of Cushing syndrome | Liquid Chromatography Tandem Mass Spectrometry (LC-MS/MS) | Yes | Cortisol, Free and Total, S | Serum Red | Supplies:Sarstedt Aliquot Tube, 5 mL (T914) Collection Container/Tube:Red top (serum gel/SST arenot acceptable) Submission Container/Tube:Plastic vial Specimen Volume:1.85 mL Collection Instructions: 1. Morning (8 a.m.) specimens are preferred. The 8 a.m. cortisol can be referred to as the a.m. cortisol and can be collected anywhere between 6 a.m. and 10:30 a.m. in the morning. 2. Centrifuge and aliquot serum into a plastic vial. Additional Information:If multiple specimens are collected, send separate order for each specimen. | 1.2 mL | Cortisol, the main glucocorticoid (representing 75%-95% of the plasma corticoids), plays a critical role in glucose metabolism and in the body's response to stress. Both hypercortisolism (Cushing disease) and hypocortisolism (Addison disease) can cause disease. Cortisol is also used to treat skin disease, allergic disorders, respiratory system disease, inflammatory disorders, and nephrotic syndrome. Cortisol levels are regulated by adrenocorticotropic hormone (ACTH), which is synthesized by the pituitary in response to corticotropin-releasing hormone (CRH). CRH is released in a cyclic fashion by the hypothalamus, resulting in diurnal peaks (6 a.m.-8 a.m.) and troughs (11 p.m.) in plasma ACTH and cortisol levels. The majority of cortisol circulates bound to corticosteroid-binding globulin (CBG) and albumin. Normally, less than 5% of circulating cortisol is free (unbound). Only free cortisol can access the enzyme transporters in liver, kidney, and other tissues that mediate metabolic and excretory clearance. Historically, measurements of free cortisol have been achieved from indirect means using a ratio known as the free cortisol index. This measurement takes into account the amount of total cortisol and CBG to give a percentage and, ultimately, absolute value of free cortisol. These methods do not take into account the possibility variations in albumin levels. These calculations also rely on CBG, which can be lowered in critically ill patients despite normal adrenal function. Equilibrium dialysis best serves to separate free from bound cortisol without disrupting the bound fraction. Pathological hypercortisolism due to endogenous or exogenous glucocorticoids is termed Cushing syndrome. Signs and symptoms of pathological hypercortisolism may include central obesity, hypertension, hyperglycemia, hirsutism, muscle weakness, and osteoporosis. However, these symptoms and signs are not specific for pathological hypercortisolism. The majority of individuals with some or all of the symptoms and signs will not suffer from Cushing syndrome. When Cushing syndrome is present, the most common cause is iatrogenic, due to repeated or prolonged administration of, mostly, synthetic corticosteroids. Spontaneous Cushing syndrome is less common and results from either primary adrenal disease (adenoma, carcinoma, or nodular hyperplasia) or an excess of ACTH (from a pituitary tumor or an ectopic source). ACTH-dependent Cushing syndrome due to a pituitary corticotroph adenoma is the most frequently diagnosed subtype, most commonly seen in women in the third through fifth decades of life. The onset is insidious and usually occurs 2 to 5 years before a clinical diagnosis is made. Hypocortisolism most commonly presents with nonspecific lassitude, weakness, hypotension, and weight loss. Depending on the cause, hyperpigmentation may be present. More advanced cases and patients submitted to physical stress (ie, infection, spontaneous or surgical trauma) also may present with abdominal pain, hyponatremia, hyperkalemia, hypoglycemia, and in extreme cases, cardiovascular shock, and kidney failure. The more common causes of hypocortisolism are: Primary adrenal insufficiency: -Addison disease -Congenital adrenal hyperplasia, defects in enzymes involved in cortisol synthesis Secondary adrenal insufficiency: -Prior, prolonged corticosteroid therapy -Pituitary insufficiency -Hypothalamic insufficiency For more information seeSteroid Pathways. | FREE CORTISOL 6-10:30 a.m. Collection: 0.121-1.065 mcg/dL TOTAL CORTISOL 5-25 mcg/dL (a.m.) 2-14 mcg/dL (p.m.) Pediatric reference ranges are the same as adults, as confirmed by peer-reviewed literature. Petersen KE. ACTH in normal children and children with pituitary and adrenal diseases. I. Measurement in plasma by radioimmunoassay-basal values. Acta Paediatr Scand. 1981;70(3):341-345 | Cortisol is converted to cortisone in human kidneys and cortisone is less active toward the mineralocorticoid receptor. The conversion of cortisol to cortisone in the kidney is mediated by 11- beta-hydroxysteroid dehydrogenase isoform-2. Also, cortisol renal clearance will be reduced when there is a deficiency in the cytochrome P450 3A5 (CYP3A5) enzyme as well as a deficiency in P-glycoprotein. Cortisol-binding globulin (CBG) has a low capacity and high affinity for cortisol, whereas albumin has a high capacity and low affinity for binding cortisol. Variations in CBG and serum albumin due to renal or liver disease may have a major impact on free cortisol. Based on the study by Bancos(1), normal ranges of free cortisol found in patients without adrenal insufficiency were: -Free cortisol at baseline: median 0.400 mcg/dL (interquartile range: IQR 2.5-97.5% - 0.110-1.425 mcg/dL) -Free cortisol at 30 minutes: median 1.355 mcg/dL (IQR 2.5-97.5% - 0.885-2.440 mcg/dL) -Free cortisol at 60 minutes: median 1.720 mcg/dL (IQR 2.5-97.5% - 1.230-2.930 mcg/dL) Based on the study by Bancos,(1) the following cutoffs were calculated for exclusion of adrenal insufficiency: -Free cortisol at baseline*: greater than 0.271 mcg/dL (>271 ng/dL, area under the curve: AUC 0.81) -Free cortisol at 30 minutes: greater than 0.873 mcg/dL (>873 ng/dL, AUC 0.99) -Free cortisol at 60 minutes: greater than 1.190 mcg/dL (>1,190 ng/dL, AUC 0.99) (*please note that baseline free cortisol should not be used to exclude adrenal insufficiency given low performance) The use of free cortisol in the management of glucocorticoid levels in the stressed patient due to major surgery or trauma requires further studies to establish clinical dosing levels and efficacy. Cortisol pediatric reference ranges are generally the same as adults as confirmed by peer-reviewed literature.(2) In primary adrenal insufficiency, adrenocorticotropic hormone (ACTH) levels are increased and cortisol levels are decreased; in secondary adrenal insufficiency both ACTH and cortisol levels are decreased. When symptoms of glucocorticoid deficiency are present and the 8 a.m. plasma cortisol value is less than 10 mcg/dL (or the 24-hour urinary free cortisol value is <50 mcg/24 hours), further studies are needed to establish the diagnosis. The 3 most frequently used tests are the ACTH (cosyntropin) stimulation test, the metyrapone test, and insulin-induced hypoglycemia test. First, the basal plasma ACTH concentration should be measured and the short cosyntropin stimulation test performed. Symptoms or signs of Cushing syndrome in a patient with low serum and urine cortisol levels suggest possible exogenous synthetic steroid effects. | Cortisol levels may be increased in pregnancy and with exogenous estrogens. Use of the antineoplastic drug Mitotane also increases cortisol-binding globulin and total cortisol. When cortisol assays are used for serial monitoring, the same methodology should be used throughout. There is little, if any, value in an isolated p.m. serum cortisol measurement. Acute stress (including hospitalization and surgery), alcoholism, depression, and many drugs (ie, exogenous cortisones, anticonvulsants)can obliterate normal diurnal variation, affect responseto suppression/stimulation tests, and cause elevated baseline levels. | 1. Bancos I, Erickson D, Bryant S, et al. Performance of free versus total cortisol following cosyntropin stimulation testing in an outpatient setting. Endocr Pract. 2015;21(12):1353-1363. doi:10.4158/EP15820.OR 2. Petersen KE. ACTH in normal children and children with pituitary and adrenal diseases. I. Measurement in plasma by radioimmunoassay-basal values. Acta Paediatr Scand. 1981;70(3):341-345. doi:10.1111/j.1651-2227.1981.tb16561.x 3. Petersen KE. ACTH in normal children and children with pituitary and adrenal diseases. I. Measurement in plasma by radioimmunoassay-basal values. Acta Paediatr Scand. 1981;70(3):341-345. doi:10.1111/j.1651-2227.1981.tb16561.x 4. Ho JT, Al-Musalhi H, Chapman MJ, et al. Septic shock and sepsis: a comparison of total and free plasma cortisol levels. J Clin Endocrinol Metab. 2006;91(1):105-114. doi:10.1210/jc.2005-0265 5. le Roux CW, Chapman GA, Kong WM, Dhillo WS, Jones J, Alaghband-Zadeh J. Free cortisol index is better than serum total cortisol in determining hypothalamic-pituitary-adrenal status in patients undergoing surgery. J Clin Endocrinol Metab. 2003;88(5):2045-2048. doi:10.1210/jc.2002-021532 6. Huang W, Kalhorn TF, Baillie M, Shen DD, Thummel KE. Determination of free and total cortisol in plasma and urine by liquid chromatography-tandem mass spectrometry. Ther Drug Monit. 2007;29(2):215-224. doi:10.1097/FTD.0b013e31803d14c0 | Total Cortisol: High performance liquid chromatography with triple quad mass spectrometer (LC-MS/MS) Deuterated stable isotopes (d4-cortisol, d7-androstenedione, d8 17-hydroxyprogesterone) are added to a 0.1 mL serum sample as internal standards. Cortisol, androstenedione, 17-hydroxyprogesterone and the internal standards are extracted using online turbulent flow HPLC extraction and are analyzed by LC-MS/MS.(Unpublished Mayo method) Free Cortisol: To measure free cortisol in serum, it is vital to separate the unbound from its conjugated form without disrupting the equilibrium of the sample. The rapid equilibrium dialysis (RED) plate is used to perform a simple means of equilibrium dialysis in a 96-well format. Sample is placed into one of two chambers separated by vertical cylinder of equilibrium membrane (MWCO 8,000). The second chamber is filled with dialysis buffer. Both chambers reside in a polypropylene plate with standard 96-well format. After gently shaking overnight at 37 degrees C, the free cortisol is at equilibrium within the dialysis chamber. The dialysate is removed and d3-cortisol is added as an internal standard. The dialysate mixture is then analyzed using turbo flow liquid chromatography combined with a heated nebulizer ion source and tandem mass spectrometry.(Unpublished Mayo method) | 3 to 9 days | See Individual Unit Codes | This test was developed and its performance characteristics determined by Mayo Clinic in a manner consistent with CLIA requirements. It has not been cleared or approved by the US Food and Drug Administration. | 8253082533 | Cortisol, Free and Total, S | 100662-6 | 65423 | Cortisol, Free, S | 2145-1
CORTU | Cortisol, Free, 24 Hour, Urine | Preferred screening test for Cushing syndrome Diagnosis of pseudo-hyperaldosteronism due to excessive licorice consumption Testmay not be usefulin the evaluation of adrenal insufficiency. | Liquid Chromatography Tandem Mass Spectrometry (LC-MS/MS) | Yes | Cortisol, Free, U | Urine | Supplies: Urine Tubes, 10-mL (T068) Submission Container/Tube: Plastic, urine tube Specimen Volume:5 mL Collection Instructions: 1. Collect urine for 24 hours. 2. Add 10 g of boric acid as preservative at start of collection. Additional Information:SeeUrine Preservatives-Collection and Transportation for 24-Hour Urine Specimensfor multiple collections. | 3 mL | Cortisol is a steroid hormone synthesized from cholesterol by a multienzyme cascade in the adrenal glands. It is the main glucocorticoid in humans and acts as a gene transcription factor influencing a multitude of cellular responses in virtually all tissues. Cortisol plays a critical role in glucose metabolism, maintenance of vascular tone, immune response regulation, and in the body's response to stress. Its production is under hypothalamic-pituitary feedback control. Only a small percentage of circulating cortisol is biologically active (free), with the majority of cortisol inactive (protein bound). As plasma cortisol values increase, free cortisol (ie, unconjugated cortisol or hydrocortisone) increases and is filtered through the glomerulus. Urinary free cortisol (UFC) in the urine correlates well with the concentration of plasma free cortisol. UFC represents excretion of the circulating, biologically active, free cortisol that is responsible for the signs and symptoms of hypercortisolism. UFC is a sensitive test for the various types of adrenocortical dysfunction, particularly hypercortisolism (Cushing syndrome). A measurement of 24-hour UFC excretion, by liquid chromatography tandem mass spectrometry (LC-MS/MS), is the preferred screening test for Cushing syndrome. LC-MS/MS methodology eliminates analytical interferences including carbamazepine (Tegretol) and synthetic corticosteroids, which can affect immunoassay-based cortisol results. | 0-2 years: not established 3-8 years: 1.4-20 mcg/24 hr 9-12 years: 2.6-37 mcg/24 hr 13-17 years: 4.0-56 mcg/24 hr > or =18 years: 3.5-45 mcg/24 hr Use the factor below to convert from mcg/24 hr to nmol/24 hr: Conversion factor Cortisol: mcg/24 hours x 2.76=nmol/24 hr (molecular weight=362.5) For International System of Units (SI) conversion for Reference Values, seewww.mayocliniclabs.com/order-tests/si-unit-conversion.html | Most patients with Cushing syndrome have increased 24-hour urinary excretion of cortisol. Further studies, includingsuppression or stimulation tests, measurement of serum corticotrophinconcentrations, and imaging are usually necessary to confirm thediagnosis and determine the etiology. Values in the normal range may occur in patients with mild Cushing syndrome or with periodic hormonogenesis. In these cases, continuing follow-up and repeat testing are necessary to confirm the diagnosis. Patients with Cushing syndrome due to intake of synthetic glucocorticoids should have suppressed cortisol.In these circumstances a synthetic glucocorticoid screen might be ordered (SGSU / Synthetic Glucocorticoid Screen, Random, Urine). Suppressed cortisol values may also be observed in primary adrenal insufficiency and hypopituitarism. However, many normal individuals may also exhibit a very low 24-hour urinary cortisol excretion with considerable overlap with the values observed in pathological hypocorticalism. Therefore, without other tests, 24-hour urinary cortisol measurements cannot be relied upon for the diagnosis ofhypocorticalism. | Acute stress (including hospitalization and surgery),alcoholism, depression, and many drugs (eg, exogenouscortisone, anticonvulsants) can obliterate normal diurnalvariation, affect response to suppression/stimulation tests,and increase baseline levels. This test has limited usefulness in the evaluation of adrenalinsufficiency. This methodology (liquid chromatography-tandem mass spectrometry) eliminates analytical interferences includingcarbamazepine (Tegretol) and synthetic corticosteroids. Renal disease (decreased excretion) may cause falsely low24-hour urinary free cortisol values. Improper collection may alter results. For example, a missed morningcollection mayresult in false-negative tests; an extra morning collection(ie, >24 hours) may givefalse-positive results. Twenty-four hour urinary free cortisol values may be elevated totwice the upper limit of the normal range during pregnancy. Patients with exogenous Cushing syndrome caused by ingestionof hydrocortisone will not have suppressed cortisol values. | 1. Findling JW, Raff H. Diagnosis and differential diagnosis of Cushing's syndrome. Endocrinol Metab Clin North Am. 2001;30(3):729-747 2. Boscaro M, Barzon L, Fallo F, Sonino N. Cushing's syndrome. Lancet. 2001;357(9258):783-791 3. Taylor RL, Machacek D, Singh RJ. Validation of a high-throughput liquid chromatography-tandem mass spectrometry method for urinary cortisol and cortisone. Clin Chem. 2002;48(9):1511-1519 4. Eisenhofer G, Grebe S, Cheung N-K V.Monoamine-Producing Tumors. In: Rafai N, Horvath AR, Witter CT, eds.Tietz Textbook of Clinical Chemistry and Molecular Diagnostics. 6th ed. Elsevier, 2018. pp 1421 5.Luo A, El Gierari ETM, Nally LM, et al. Clinical utility of an ultrasensitive urinary free cortisol assay by tandem mass spectrometry. Steroids. 2019;146:65-69. doi:10.1016/j.steroids.2019.03.014 | The cortisol and cortisone are extracted from the resulting supernatant by an online extraction utilizing high-throughput liquid chromatography (HTLC). This is followed by conventional liquid chromatography and analysis on a tandem mass spectrometer equipped with a heated nebulizer ion source (APCI). Deuterated cortisol (d4-cortisol, d7-cortisone) is added to a 0.1 mL sample as an internal standard. Cortisol, Cortisone and d4-cortisol are extracted from the specimens using online turbulent flow HPLC extraction. (Unpublished Mayo Method) | 2 to 6 days | 14 days | This test was developed and its performance characteristics determined by Mayo Clinic in a manner consistent with CLIA requirements. It has not been cleared or approved by the US Food and Drug Administration. | 82530 | Cortisol, Free, U | 43126-2 | VL47 | Urine Volume | 3167-4
CRANR | Cortisol, Free, Random, Urine | Investigating suspected hypercortisolism when a 24-hour collection is prohibitive (ie, pediatric patients) | CRAN: Liquid Chromatography Tandem Mass Spectrometry (LC-MS/MS) CRETR: Enzymatic Colorimetric Assay | Yes | Cortisol, Free, Random, U | Urine | Supplies:Urine tube, 10 mL (T068) Collection Container/Tube:Clean, plastic urine container with no metal cap or glued insert Submission Container/Tube:Plastic, 10-mL urine tube or clean, plastic aliquot container with no metal cap or glued insert Specimen Volume:10 mL Collection Instructions:Collecta random urine specimen. | 4 mL | Cortisol is a steroid hormone synthesized from cholesterol by a multienzyme cascade in the adrenal glands. It is the main glucocorticoid in humans and acts as a gene transcription factor influencing a multitude of cellular responses in virtually all tissues. Cortisol plays a critical role in glucose metabolism, maintenance of vascular tone, immune response regulation, and in the body's response to stress. Its production is under hypothalamic-pituitary feedback control. Only a small percentage of circulating cortisol is biologically active (free), with the majority of cortisol inactive (protein bound). As plasma cortisol values increase, free cortisol (ie, unconjugated cortisol or hydrocortisone) increases and is filtered through the glomerulus. Urinary free cortisol (UFC) correlates well with the concentration of plasma free cortisol. UFC represents excretion of the circulating, biologically active, free cortisol that is responsible for the signs and symptoms of hypercortisolism. UFC is a sensitive test for the various types of adrenocortical dysfunction, particularly hypercortisolism (Cushing syndrome). A measurement of 24-hour UFC excretion by liquid chromatography tandem mass spectrometry (LC-MS/MS)is the preferred screening test for Cushing syndrome. LC-MS/MSmethodology eliminates analytical interferencesincluding carbamazepine(Tegretol) and synthetic corticosteroids, which can affect immunoassay-based cortisol results. | Males 0-2 years: 3.0-120 mcg/g creatinine 3-8 years: 2.2-89 mcg/g creatinine 9-12 years: 1.4-56 mcg/g creatinine 13-17 years: 1.0-42 mcg/g creatinine > or =18 years: 1.0-119 mcg/g creatinine Females 0-2 years: 3.0-120 mcg/g creatinine 3-8 years: 2.2-89 mcg/g creatinine 9-12 years: 1.4-56 mcg/g creatinine 13-17 years: 1.0-42 mcg/g creatinine > or =18 years: 0.7-85 mcg/g creatinine Use the conversion factors below to convert each analyte from mcg/g creatinine to nmol/mol creatinine. Conversion factor Cortisol: mcg/g creatinine x 312=nmol/mol creatinine Cortisol molecular weight=362.5 Creatinine molecular weight=113.12 | Most patients with Cushing syndrome have increased 24-hour urinaryexcretion of cortisol. Further studies, includingsuppression or stimulation tests, measurement of serum corticotropin (adrenocorticotropic hormone) concentrations, and imaging are usually necessary to confirm the diagnosis and determine the etiology. Values in the normal range may occur in patients with mild Cushing syndrome or with periodic hormonogenesis. In these cases, continuing follow-up and repeat testing are necessary to confirm the diagnosis. Patients with Cushing syndrome due to intake of synthetic glucocorticoids should have suppressed cortisol.In these circumstances a synthetic glucocorticoid screen might be ordered (SGSU / Synthetic Glucocorticoid Screen, Random, Urine). Suppressed cortisol values may also be observed in primary adrenal insufficiency and hypopituitarism. The optimal specimen type for evaluation of primary adrenal insufficiency and hypopituitarism is serum (CORT / Cortisol, Serum). | Random urine cortisol results are less reliable than results obtained from properly collected and complete 24-hour urine specimens, which are not affected by diurnal variations in cortisol levels. Acute stress (including hospitalization and surgery),alcoholism, depression, and many drugs (eg, exogenous cortisone, anticonvulsants) can obliterate normal diurnalvariation, affect response to suppression/stimulation tests,and increase baseline levels. Liquid chromatography-tandem mass spectrometry methodology eliminates analytical interferences including carbamazepine (Tegretol) and synthetic corticosteroids. Random urine specimens may yield falsely elevated values when patients have a high urinary output. Renal disease (decreased clearance) may cause falsely low values. Values may be elevated to twice normal in pregnancy. Patients with exogenous Cushing syndrome caused by ingestion of hydrocortisone will not have suppressed cortisol values. When N-acetylcysteine is administered at levels sufficient to act as an antidote for the treatment of acetaminophen overdose, it may lead to falsely decreased creatinine results. | 1.Taylor RL, Machacek DA, Singh RJ. Validation of a high-throughput liquid chromatography tandem mass spectrometry method for urinary cortisol and cortisone. Clin Chem. 2002;48(9):1511-1519 2. Findling JW, Raff H. Diagnosis and differential diagnosis of Cushing's syndrome. Endocrinol Metab Clin North Am. 2001;30(3):729-747 3. Boscaro M, Barzon L, Fallo F, Sonino N. Cushing's syndrome. Lancet. 2001;357(9258):783-791 4.Suzuki S, Minamidate T, Shiga A, et al. Steroid metabolites for diagnosing and predicting clinicopathological features in cortisol-producing adrenocortical carcinoma. BMC Endocr Disord. 2020;20(1):173. doi:10.1186/s12902-020-00652-y | Cortisol: The cortisol and cortisone are extracted from the resulting supernatant by an online extraction utilizing high-throughput liquid chromatography (HTLC). This is followed by conventional liquid chromatography and analysis on a tandem mass spectrometer equipped with a heated nebulizer ion source (APCI). Deuterated cortisol (d4-cortisol, d7-cortisone) is added to a 0.1 mL sample as an internal standard. Cortisol, Cortisone and d4-cortisol are extracted from the specimens using online turbulent flow HPLC extraction. (Unpublished Mayo method) Creatinine: The enzymatic method is based on the determination of sarcosine from creatinine with the aid of creatininase, creatinase, and sarcosine oxidase. The liberated hydrogen peroxide is measured via a modified Trinder reaction using a colorimetric indicator. Optimization of the buffer system and the colorimetric indicator enables the creatinine concentration to be quantified both precisely and specifically.(Package insert: Creatinineplus ver 2.Roche Diagnostics;V15.0, 03/2019) | 2 to 6 days | 14 days | This test was developed and its performance characteristics determined by Mayo Clinic in a manner consistent with CLIA requirements. It has not been cleared or approved by the US Food and Drug Administration. | 8253082570 | Cortisol, Free, Random, U | 44309-3 | CRETR | Creatinine, Random, U | 2161-8
CORTF | Cortisol, Free, Serum | Assessment of cortisol status in cases where there is known or a suspected abnormality in cortisol-binding proteins or albumin Assessment of adrenal function in the critically ill or stressed patient, thus preventing unnecessary use of glucocorticoid therapy | Liquid Chromatography-Tandem Mass Spectrometry (LC-MS/MS) | Yes | Cortisol, Free, S | Serum Red | Supplies:Sarstedt Aliquot Tube, 5 mL (T914) Collection Container/Tube:Red top Submission Container/Tube:Plastic vial Specimen Volume:1.25 mL Collection Instructions: 1. Morning (8 a.m.) specimens are preferred. The 8 a.m. cortisol can be referred to as the a.m. cortisol and can be collected any time between 6 a.m. and 10:30 a.m. in the morning. 2. Centrifuge and aliquot serum into a plastic vial. Additional Information: If multiple specimens are collected, send a separate order for each specimen. | 1 mL | Cortisol, the main glucocorticoid (representing 75%-95% of the plasma corticoids), plays a critical role in glucose metabolism and in the body's response to stress. Both hypercortisolism (Cushing disease) and hypocortisolism (Addison disease) can cause disease. Cortisol is also used to treat skin disease, allergic disorders, respiratory system disease, inflammatory disorders, and nephrotic syndrome. Cortisol levels are regulated by adrenocorticotropic hormone (ACTH), which is synthesized by the pituitary in response to corticotropin releasing hormone (CRH). CRH is released in a cyclic fashion by the hypothalamus, resulting in diurnal peaks (6 a.m.-8 a.m.) and troughs (11 p.m.) in plasma ACTH and cortisol levels. The majority of cortisol circulates bound to corticosteroid-binding globulin (CBG) and albumin. Normally, less than 5% of circulating cortisol is free (unbound). Only free cortisol can access the enzyme transporters in liver, kidney, and other tissues that mediate metabolic and excretory clearance. Historically, measurements of free cortisol have been achieved from indirect means using a ratio known as the free cortisol index. This measurement takes into account the amount of total cortisol and CBG to give a percentage and ultimately absolute value of free cortisol. These methods do not take into account the possible variations in albumin levels. These calculations also rely on CBG, which can be lowered in critically ill patients despite normal adrenal function. Equilibrium dialysis best serves to separate free from bound cortisol without disrupting the bound fraction. | 6-10:30 a.m. Collection: 0.121-1.065 mcg/dL | Cortisol is converted to cortisone in human kidneys and cortisone is less active toward the mineralocorticoid receptor. The conversion of cortisol to cortisone in the kidney is mediated by 11-beta-hydroxysteroid dehydrogenase isoform-2. Also, cortisol renal clearance will be reduced when there is a deficiency in the cytochrome P450 3A5 (CYP3A5) enzyme as well as a deficiency in P-glycoprotein. Cortisol binding globulin (CBG) has a low capacity and high affinity for cortisol, whereas albumin has a high capacity and low affinity for binding cortisol. Variations in CBG and serum albumin due to renal or liver disease may have a major impact on free cortisol. Based on the study by Bancos,(1) normal ranges of free cortisol found in patients without adrenal insufficiency were: -Free cortisol at baseline: median 0.400 mcg/dL (interquartile range: IQR 2.5-97.5%-0.110-1.425 mcg/dL) -Free cortisol at 30 minutes: median 1.355 mcg/dL (IQR 2.5-97.5%-0.885-2.440 mcg/dL) -Free cortisol at 60 minutes: median 1.720 mcg/dL (IQR 2.5-97.5%-1.230-2.930 mcg/dL) Based on the study by Bancos,(1) the following cutoffs were calculated for exclusion of adrenal insufficiency: -Free cortisol at baseline*: greater than 0.271 mcg/dL (>271 ng/dL, area under the curve: AUC 0.81) -Free cortisol at 30 minutes: greater than 0.873 mcg/dL (>873 ng/dL, AUC 0.99) -Free cortisol at 60 minutes: greater than 1.190 mcg/dL (>1190 ng/dL, AUC 0.99) *baseline free cortisol should not be used to exclude adrenal insufficiency given low performance The use of free cortisol in the management of glucocorticoid levels in the stressed patient due to major surgery or trauma requires further studies to establish clinical dosing levels and efficacy. | Cortisol levels may be increased in pregnancy and with exogenous estrogens. Use of the antineoplastic drug Mitotane also increases cortisol binding globulin and total cortisol. | 1. Bancos I, Erickson D, Bryant S, et al. Performance of free versus total cortisol following cosyntropin stimulation testing in an outpatient setting. Endocr Pract. 2015;21(12):1353-1363. doi:10.4158/EP15820.OR 2. Hamrahian AH, Oseni TS, Arafah BM. Measurements of serum free cortisol in critically ill patients. N Engl J Med. 2004;350(16):1629-1638 3. Ho JT, Al-Musalhi H, Chapman MJ, et al. Septic shock and sepsis: a comparison of total and free plasma cortisol levels. J Clin Endocrinol Metab. 2006;91(1):105-114 4. le Roux CW, Chapman GA, Kong WM, Dhillo WS, Jones J, Alaghband-Zadeh J. Free cortisol index is better than serum total cortisol in determining hypothalamic-pituitary-adrenal status in patients undergoing surgery. J Clin Endocrinol Metab. 2003;88(5):2045-2048 5. Huang W, Kalhorn TF, Baillie M, Shen DD, Thummel KE. Determination of free and total cortisol in plasma and urine by liquid chromatography-tandem mass spectrometry. Ther Drug Monit. 2007;29(2):215-224 | To measure free cortisol in serum, it is vital to separate the unbound from its conjugated form without disrupting the equilibrium of the sample. The Rapid Equilibrium Dialysis (RED) Plate is used to perform a simple means of equilibrium dialysis in a 96-well format. Sample is placed into one of two chambers separated by vertical cylinder of equilibrium membrane (MWCO 8,000). The second chamber is filled with dialysis buffer. Both chambers reside in a polypropylene plate with standard 96-well format. After gently shaking overnight at 37 degrees C, the free cortisol is at equilibrium within the dialysis chamber. The dialysate is removed and d3-cortisol is added as an internal standard. The dialysate mixture is then analyzed using turbo flow liquid chromatography combined with a heated nebulizer ion source and tandem mass spectrometry.(Unpublished Mayo method) | 2 to 8 days | 2 weeks | This test was developed and its performance characteristics determined by Mayo Clinic in a manner consistent with CLIA requirements. It has not been cleared or approved by the US Food and Drug Administration. | 82530 | Cortisol, Free, S | 2145-1 | 65423 | Cortisol, Free, S | 2145-1
CIVC | Cortisol, Inferior Vena Cava, Serum | Testing cortisol levels in the inferior vena cava Second-order testing wen cortisol measurement by immunoassay gives results that are not consistent with clinical symptoms, or if patients are known to, or suspected of, taking exogenous synthetic steroids An adjunct in the differential diagnosis of primary and secondary adrenal insufficiency An adjunct in the differential diagnosis of Cushing syndrome | Liquid Chromatography Tandem Mass Spectrometry (LC-MS/MS) | Yes | Cortisol, IVC | Serum | Collection Container/Tube:Red top Specimen Volume:1.5 mL Submission Container/Tube:Plastic vial Collection Instructions: 1.Morning (8 a.m.) and afternoon (4 p.m.) specimens are preferred. 2. Include time of collection. 3. Centrifuge and aliquot serum into a plastic vial. Additional Information:If multiple specimens are collected, send a separate order for each specimen. | 0.5 mL | Cortisol, the main glucocorticoid (representing 75%-95% of the plasma corticoids), plays a critical role in glucose metabolism and in the body's response to stress. Both hypercortisolism and hypocortisolism can cause disease. Cortisol levels are regulated by adrenocorticotropic hormone (ACTH), which is synthesized by the pituitary in response to corticotropin releasing hormone (CRH). CRH is released in a cyclic fashion by the hypothalamus, resulting in diurnal peaks (6-8 a.m.) and troughs (11 p.m.) in plasma ACTH and cortisol levels. The majority of cortisol circulates bound to corticosteroid-binding globulin and albumin. Normally, less than 5% of circulating cortisol is free (unbound). Free cortisol is the physiologically active form and is filterable by the renal glomerulus. Pathological hypercortisolism due to endogenous or exogenous glucocorticoids is termed Cushing syndrome. Signs and symptoms of pathological hypercortisolism may include central obesity, hypertension, hyperglycemia, hirsutism, muscle weakness, and osteoporosis. However, these symptoms and signs are not specific for pathological hypercortisolism. The majority of individuals with some or all of the symptoms and signs will not suffer from Cushing syndrome. When Cushing syndrome is present, the most common cause is iatrogenic, due to repeated or prolonged administration of, mostly, synthetic corticosteroids. Spontaneous Cushing syndrome is less common and results from either primary adrenal disease (adenoma, carcinoma, or nodular hyperplasia) or an excess of ACTH (from a pituitary tumor or an ectopic source). ACTH-dependent Cushing syndrome due to a pituitary corticotroph adenoma is the most frequently diagnosed subtype; most commonly seen in women in the third through fifth decades of life. The onset is insidious and usually occurs 2 to 5 years before a clinical diagnosis is made. Hypocortisolism most commonly presents with nonspecific lassitude, weakness, hypotension, and weight loss. Depending on the cause, hyperpigmentation may be present. More advanced cases and patients submitted to physical stress (ie, infection, spontaneous or surgical trauma) also may present with abdominal pain, hyponatremia, hyperkalemia, hypoglycemia, and in extreme cases, cardiovascular shock and renal failure. The more common causes of hypocortisolism are: Primary adrenal insufficiency: -Addison disease -Congenital adrenal hyperplasia, defects in enzymes involved in cortisol synthesis Secondary adrenal insufficiency: -Prior, prolonged corticosteroid therapy -Pituitary insufficiency -Hypothalamic insufficiency For more information seeSteroid Pathways. | Not established | In primary adrenal insufficiency, adrenocorticotropic hormone (ACTH) levels are increased and cortisol levels are decreased; in secondary adrenal insufficiency both ACTH and cortisol levels are decreased. When symptoms of glucocorticoid deficiency are present and the 8 a.m. plasma cortisol value is <10 mcg/dL (or the 24-hour urinary free cortisol value is <50 mcg/24 hours), further studies are needed to establish the diagnosis. The 3 most frequently used tests are the ACTH (cosyntropin) stimulation test, the metyrapone test, and insulin-induced hypoglycemia test. First, the basal plasma ACTH concentration should be measured, and the short cosyntropin stimulation test performed. Cushing syndrome is characterized by increased serum cortisol levels. However, the 24-hour urinary free cortisol excretion is the preferred screening test for Cushing syndrome, specifically CORTU / Cortisol, Free, 24 Hour, Urine that utilizes liquid chromatography-tandem mass spectrometry. A normal result makes the diagnosis unlikely. Symptoms or signs of Cushing syndrome in a patient with low serum and urine cortisol levels suggest possible exogenous synthetic steroid effects. | When cortisol assays are used for serial monitoring, the same methodology should be used throughout. There is little, if any, value in an isolated p.m. serum cortisol measurement. The most common cause of increased plasma cortisol levels in women is a high circulating concentration of estrogen (ie, estrogen therapy, pregnancy) resulting in increased concentration of corticosteroid-binding globulin. This does not result in an increase in the free, bioactive cortisol fraction. For this reason, measurement of 24-hour urinary free cortisol (CORTU / Cortisol, Free, 24 Hour, Urine) or demonstration of absent diurnal variation (ie, by midnight salivary cortisol measurement SALCT / Cortisol, Saliva) are thepreferred means of diagnosing spontaneous Cushing syndrome. Acute stress (including hospitalization and surgery), alcoholism, depression, and many drugs (ie, exogenous cortisones, anticonvulsants)can obliterate normal diurnal variation, affect responseto suppression/stimulation tests, and cause elevated baseline levels. A low plasma cortisol level does not give conclusive indication of congenital adrenal hyperplasia. DOC / 11-Deoxycortisol, Serum; OHPG / 17-Hydroxyprogesterone, Serum; and DHEA_ / Dehydroepiandrosterone (DHEA), Serum provide a more accurate and specific determination of the enzyme deficiency. | 1. Lin CL, Wu TJ, Machacek DA, Jiang NS, Kao PC. Urinary free cortisol and cortisone determined by high-performance liquid chromatography in the diagnosis of Cushing's syndrome. J Clin Endocrinol Metab. 1997;82:151-155. doi:10.1210/jcem.82.1.3687 2. Findling JW, Raff H. Diagnosis and differential diagnosis of Cushing's syndrome. Endocrinol Metab Clin North Am. 2001;30(3):729-747. doi:10.1016/s0889-8529(05)70209-7 3. Buchman Al. Side effects of corticosteroid therapy. J Clin Gastroenterol. 2001;33(4):289-297. doi:10.1097/00004836-200110000-00006 4. Dodds HM, Taylor PJ, Cannell GR, Pond SM. A high-performance liquid chromatography-electrospray-tandem mass spectrometry analysis of cortisol and metabolites in placental perfusate. Anal Biochem. 1997;247:342-347. doi:10.1006/abio.1997.2074 5. Nordenstrom A, Falhammar H. Diagnosis and management of the patient with non-classic CAH due to 21-hydroxylase deficiency Eur J Endocrinol. 2019;180(3):R127-R145 6. Cengiz H, Demirci T, Varim C, Cetin S. Establishing a new screening 17 hydroxyprogesterone cut-off value and evaluation of the reliability of the long intramuscular ACTH stimulation test in the diagnosis of nonclassical congenital adrenal hyperplasia. Eur Rev Med Pharmacol Sci. 2021;25(16):5235-5240. doi:10.26355/eurrev_202108_26537 | Deuterated cortisol (d4-cortisol) is added to each specimen as an internal standard. Cortisol and d4-cortisol are extracted from the samples with methylene chloride and analyzed by liquid chromatography-tandem mass spectrometry using multiple reaction monitoring. A calibration curve is included with each batch of patient samples.(Taylor RL, Machacek D, Singh RJ: Validation of a high-throughput liquid chromatography-tandem mass spectrometry method for urinary cortisol and cortisone. Clin Chem 2002;1511-1519) | 2 to 5 days | 14 days | This test was developed and its performance characteristics determined by Mayo Clinic in a manner consistent with CLIA requirements. It has not been cleared or approved by the US Food and Drug Administration. | 82533 | Cortisol, IVC | 2143-6 | 6347 | Cortisol, IVC | 2143-6
CLAV | Cortisol, Left Adrenal Vein, Serum | Testing cortisol levels in the left adrenal vein Second-order testing wen cortisol measurement by immunoassay gives results that are not consistent with clinical symptoms, or if patients are known to, or suspected of, taking exogenous synthetic steroids. An adjunct in the differential diagnosis of primary and secondary adrenal insufficiency An adjunct in the differential diagnosis of Cushing syndrome | Liquid Chromatography Tandem Mass Spectrometry (LC-MS/MS) | Yes | Cortisol, LAV | Serum | Supplies:Sarstedt Aliquot Tube, 5 mL (T914) Collection Container/Tube:Red top Specimen Volume:1.5 mL Submission Container/Tube:Plastic vial Collection Instructions: 1. Morning (8 a.m.) and afternoon (4 p.m.) specimens are preferred. 2. Include time of collection 3. Centrifuge and aliquot serum into a plastic vial. Additional Information:If multiple specimens are collected, send a separate order for each specimen. | 0.5 mL | Cortisol, the main glucocorticoid (representing 75%-95% of the plasma corticoids), plays a critical role in glucose metabolism and in the body's response to stress. Both hypercortisolism and hypocortisolism can cause disease. Cortisol levels are regulated by adrenocorticotropic hormone (ACTH), which is synthesized by the pituitary in response to corticotropin releasing hormone (CRH). CRH is released in a cyclic fashion by the hypothalamus, resulting in diurnal peaks (6-8 a.m.) and troughs (11 p.m.) in plasma ACTH and cortisol levels. The majority of cortisol circulates bound to corticosteroid-binding globulin and albumin. Normally, less than 5% of circulating cortisol is free (unbound). Free cortisol is the physiologically active form and is filterable by the renal glomerulus. Pathological hypercortisolism due to endogenous or exogenous glucocorticoids is termed Cushing syndrome. Signs and symptoms of pathological hypercortisolism may include central obesity, hypertension, hyperglycemia, hirsutism, muscle weakness, and osteoporosis. However, these symptoms and signs are not specific for pathological hypercortisolism. The majority of individuals with some or all of the symptoms and signs will not suffer from Cushing syndrome. When Cushing syndrome is present, the most common cause is iatrogenic, due to repeated or prolonged administration of, mostly, synthetic corticosteroids. Spontaneous Cushing syndrome is less common and results from either primary adrenal disease (adenoma, carcinoma, or nodular hyperplasia) or an excess of ACTH (from a pituitary tumor or an ectopic source). ACTH-dependent Cushing syndrome due to a pituitary corticotroph adenoma is the most frequently diagnosed subtype; most commonly seen in women in the third through fifth decades of life. The onset is insidious and usually occurs 2 to 5 years before a clinical diagnosis is made. Hypocortisolism most commonly presents with nonspecific lassitude, weakness, hypotension, and weight loss. Depending on the cause, hyperpigmentation may be present. More advanced cases and patients submitted to physical stress (ie, infection, spontaneous or surgical trauma) also may present with abdominal pain, hyponatremia, hyperkalemia, hypoglycemia, and in extreme cases, cardiovascular shock and renal failure. The more common causes of hypocortisolism are: Primary adrenal insufficiency: -Addison disease -Congenital adrenal hyperplasia, defects in enzymes involved in cortisol synthesis Secondary adrenal insufficiency: -Prior, prolonged corticosteroid therapy -Pituitary insufficiency -Hypothalamic insufficiency For more information seeSteroid Pathways. | No established reference values | In primary adrenal insufficiency, adrenocorticotropic hormone (ACTH) levels are increased and cortisol levels are decreased; in secondary adrenal insufficiency both ACTH and cortisol levels are decreased. When symptoms of glucocorticoid deficiency are present and the 8 a.m. plasma cortisol value is <10 mcg/dL (or the 24-hour urinary free cortisol value is <50 mcg/24 hours), further studies are needed to establish the diagnosis. The 3 most frequently used tests are the ACTH (cosyntropin) stimulation test, the metyrapone test, and insulin-induced hypoglycemia test. First, the basal plasma ACTH concentration should be measured, and the short cosyntropin stimulation test performed. Cushing syndrome is characterized by increased serum cortisol levels. However, the 24-hour urinary free cortisol excretion is the preferred screening test for Cushing syndrome, specifically CORTU / Cortisol, Free, 24 Hour, Urine that utilizes liquid chromatography-tandem mass spectrometry. A normal result makes the diagnosis unlikely. Symptoms or signs of Cushing syndrome in a patient with low serum and urine cortisol levels suggest possible exogenous synthetic steroid effects. | When cortisol assays are used for serial monitoring, the same methodology should be used throughout. There is little, if any, value in an isolated p.m. serum cortisol measurement. The most common cause of increased plasma cortisol levels in women is a high circulating concentration of estrogen (ie, estrogen therapy, pregnancy) resulting in increased concentration of corticosteroid-binding globulin. This does not result in an increase in the free, bioactive cortisol fraction. For this reason, measurement of 24-hour urinary free cortisol (CORTU / Cortisol, Free, 24 Hour, Urine) or demonstration of absent diurnal variation (ie, by midnight salivary cortisol measurement SALCT / Cortisol, Saliva) are the preferred means of diagnosing spontaneous Cushing syndrome. Acute stress (including hospitalization and surgery), alcoholism, depression, and many drugs (ie, exogenous cortisones, anticonvulsants) can obliterate normal diurnal variation, affect response to suppression/stimulation tests, and cause elevated baseline levels. A low plasma cortisol level does not give conclusive indication of congenital adrenal hyperplasia. DOC / 11-Deoxycortisol, Serum; OHPG / 17-Hydroxyprogesterone, Serum; and DHEA_ / Dehydroepiandrosterone (DHEA), Serum provide a more accurate and specific determination of the enzyme deficiency. | 1. Lin CL, Wu TJ, Machacek DA, Jiang NS, Kao PC: Urinary free cortisol and cortisone determined by high-performance liquid chromatography in the diagnosis of Cushing's syndrome. J Clin Endocrinol Metab. 1997;82:151-155. doi: 10.1210/jcem.82.1.3687 2. Findling JW, Raff H: Diagnosis and differential diagnosis of Cushing's syndrome. Endocrinol Metab Clin North Am. 2001;30(3):729-747. doi: 10.1016/s0889-8529(05)70209-7 3. Buchman Al: Side effects of corticosteroid therapy. J Clin Gastroenterol. 2001;33(4):289-297. doi: 10.1097/00004836-200110000-00006 4. Dodds HM, Taylor PJ, Cannell GR, Pond SM: A high-performance liquid chromatography-electrospray-tandem mass spectrometry analysis of cortisol and metabolites in placental perfusate. Anal Biochem. 1997;247:342-347. doi: 10.1006/abio.1997.2074 5. Anna Nordenström and Henrik Falhammar. Diagnosis and management of the patient with non-classic CAH due to 21-hydroxylase deficiency European Journal of Endocrinology (2019) 180, R127–R145 6. Cengiz H, Demirci T, Varim C, Cetin S. Establishing a new screening 17 hydroxyprogesterone cut-off value and evaluation of the reliability of the long intramuscular ACTH stimulation test in the diagnosis of nonclassical congenital adrenal hyperplasia. Eur Rev Med Pharmacol Sci. 2021 Aug;25(16):5235-5240. doi: 10.26355/eurrev_202108_26537. PMID: 34486698 | Deuterated cortisol (d4-cortisol) is added to each specimen as an internal standard. Cortisol and d4-cortisol are extracted from the samples with methylene chloride and analyzed by liquid chromatography-tandem mass spectrometry using multiple reaction monitoring. A calibration curve is included with each batch of patient samples.(Taylor RL, Machacek D, Singh RJ: Validation of a high-throughput liquid chromatography-tandem mass spectrometry method for urinary cortisol and cortisone. Clin Chem 2002;1511-1519) | 2 to 5 days | 14 days | This test was developed and its performance characteristics determined by Mayo Clinic in a manner consistent with CLIA requirements. It has not been cleared or approved by the US Food and Drug Administration. | 82533 | Cortisol, LAV | 2143-6 | 6346 | Cortisol, LAV | 2143-6
CINP | Cortisol, Mass Spectrometry, Serum | Second-order testing when cortisol measurement by immunoassay (eg, CORT / Cortisol, Serum) gives results that are not consistent with clinical symptoms, or if patients are known to, or suspected of, taking exogenous synthetic steroids (order SGSS / Synthetic Glucocorticoid Screen, Serum to confirm the presence of synthetic steroids) An adjunct in the differential diagnosis of primary and secondary adrenal insufficiency An adjunct in the differential diagnosis of Cushing syndrome This test isnot recommendedforevaluating response to metyrapone; DOCS / 11-Deoxycorticosterone, Serum is more reliable. | Liquid Chromatography Tandem Mass Spectrometry (LC-MS/MS) | Yes | Cortisol, S, LC-MS/MS | For more information seeSteroid Pathways. | Collection Container/Tube:Red top (serum gel/SST arenot acceptable) Specimen Volume:0.6 mL Submission Container/Tube:Plastic vial Collection Instructions: 1.Morning (8 a.m.) and afternoon (4 p.m.) specimens are preferred. 2. Include time of collection. 3. Centrifuge and aliquot serum into a plastic vial. Additional Information:If multiple specimens are collected, send a separate order for each specimen. | 0.25 mL | Cortisol, the main glucocorticoid (representing 75%-95% of the plasma corticoids), plays a critical role in glucose metabolism and in the body's response to stress. Both hypercortisolism and hypocortisolism can cause disease. Cortisol levels are regulated by adrenocorticotropic hormone (ACTH), which is synthesized by the pituitary in response to corticotropin releasing hormone (CRH). CRH is released in a cyclic fashion by the hypothalamus, resulting in diurnal peaks (6-8 a.m.) and troughs (11 p.m.) in plasma ACTH and cortisol levels. The majority of cortisol circulates bound to corticosteroid-binding globulin and albumin. Normally, less than 5% of circulating cortisol is free (unbound). Free cortisol is the physiologically active form and is filterable by the renal glomerulus. Pathological hypercortisolism due to endogenous or exogenous glucocorticoids is termed Cushing syndrome. Signs and symptoms of pathological hypercortisolism may include central obesity, hypertension, hyperglycemia, hirsutism, muscle weakness, and osteoporosis. However, these symptoms and signs are not specific for pathological hypercortisolism. The majority of individuals with some or all of the symptoms and signs will not suffer from Cushing syndrome. When Cushing syndrome is present, the most common cause is iatrogenic, due to repeated or prolonged administration of, mostly, synthetic corticosteroids. Spontaneous Cushing syndrome is less common and results from either primary adrenal disease (adenoma, carcinoma, or nodular hyperplasia) or an excess of ACTH (from a pituitary tumor or an ectopic source). ACTH-dependent Cushing syndrome due to a pituitary corticotroph adenoma is the most frequently diagnosed subtype; most commonly seen in women in the third through fifth decades of life. The onset is insidious and usually occurs 2 to 5 years before a clinical diagnosis is made. Hypocortisolism most commonly presents with nonspecific lassitude, weakness, hypotension, and weight loss. Depending on the cause, hyperpigmentation may be present. More advanced cases and patients submitted to physical stress (ie, infection, spontaneous or surgical trauma) also may present with abdominal pain, hyponatremia, hyperkalemia, hypoglycemia, and in extreme cases, cardiovascular shock and renal failure. The more common causes of hypocortisolism are: Primary adrenal insufficiency: -Addison disease -Congenital adrenal hyperplasia, defects in enzymes involved in cortisol synthesis Secondary adrenal insufficiency: -Prior, prolonged corticosteroid therapy -Pituitary insufficiency -Hypothalamic insufficiency For more information seeSteroid Pathways. | 5-25 mcg/dL (a.m.) 2-14 mcg/dL (p.m.) Pediatric reference ranges are the same as adults, as confirmed by peer-reviewed literature. Petersen KE. ACTH in normal children and children with pituitary and adrenal diseases. I. Measurement in plasma by radioimmunoassay-basal values. Acta Paediatr Scand. 1981;70:341-345 | In primary adrenal insufficiency, adrenocorticotropic hormone (ACTH) levels are increased, and cortisol levels are decreased; in secondary adrenal insufficiency both ACTH and cortisol levels are decreased. When symptoms of glucocorticoid deficiency are present and the 8 a.m. plasma cortisol value is <10 mcg/dL (or the 24-hour urinary free cortisol value is <50 mcg/24 hours), further studies are needed to establish the diagnosis. The 3 most frequently used tests are the ACTH (cosyntropin) stimulation test, the metyrapone test, and insulin-induced hypoglycemia test. First, the basal plasma ACTH concentration should be measured, and the short cosyntropin stimulation test performed. Cushing syndrome is characterized by increased serum cortisol levels. However, the 24-hour urinary free cortisol excretion is the preferred screening test for Cushing syndrome, specifically CORTU / Cortisol, Free, 24 Hour, Urine that utilizes liquid chromatography-tandem mass spectrometry. A normal result makes the diagnosis unlikely. Symptoms or signs of Cushing syndrome in a patient with low serum and urine cortisol levels suggest possible exogenous synthetic steroid effects. | When cortisol assays are used for serial monitoring, the same methodology should be used throughout. There is little, if any, value in an isolated p.m. serum cortisol measurement. The most common cause of increased plasma cortisol levels in women is a high circulating concentration of estrogen (ie, estrogen therapy, pregnancy) resulting in increased concentration of corticosteroid-binding globulin. This does not result in an increase in the free, bioactive cortisol fraction. For this reason, measurement of 24-hour urinary free cortisol (CORTU / Cortisol, Free, 24 Hour, Urine) or demonstration of absent diurnal variation (ie, by midnight salivary cortisol measurement SALCT / Cortisol, Saliva) are thepreferred means of diagnosing spontaneous Cushing syndrome. Acute stress (including hospitalization and surgery), alcoholism, depression, and many drugs (ie, exogenous cortisones, anticonvulsants)can obliterate normal diurnal variation, affect responseto suppression/stimulation tests, and cause elevated baseline levels. A low plasma cortisol level does not give conclusive indication of congenital adrenal hyperplasia. DOCS / 11-Deoxycorticosterone, Serum; OHPG / 17-Hydroxyprogesterone, Serum; and DHEA_ / Dehydroepiandrosterone (DHEA), Serum provides a more accurate and specific determination of the enzyme deficiency. | 1. Lin CL, Wu TJ, Machacek DA, Jiang NS, Kao PC. Urinary free cortisol and cortisone determined by high-performance liquid chromatography in the diagnosis of Cushing's syndrome. J Clin Endocrinol Metab. 1997;82:151-155. doi:10.1210/jcem.82.1.3687. 2. Findling JW, Raff H. Diagnosis and differential diagnosis of Cushing's syndrome. Endocrinol Metab Clin North Am. 2001;30(3):729-747. doi:10.1016/s0889-8529(05)70209-7. 3. Buchman Al. Side effects of corticosteroid therapy. J Clin Gastroenterol. 2001;33(4):289-297. doi:10.1097/00004836-200110000-00006. 4. Dodds HM, Taylor PJ, Cannell GR, Pond SM. A high-performance liquid chromatography-electrospray-tandem mass spectrometry analysis of cortisol and metabolites in placental perfusate. Anal Biochem. 1997;247:342-347. doi:10.1006/abio.1997.2074. 5. Nordenstrom A, Falhammar H. Diagnosis and management of the patient with non-classic CAH due to 21-hydroxylase deficiency Eur J Endocrinol. 2019;180(3):R127-R145 6. Cengiz H, Demirci T, Varim C, Cetin S. Establishing a new screening 17 hydroxyprogesterone cut-off value and evaluation of the reliability of the long intramuscular ACTH stimulation test in the diagnosis of nonclassical congenital adrenal hyperplasia. Eur Rev Med Pharmacol Sci. 2021;25(16):5235-5240. doi:10.26355/eurrev_202108_26537 | Deuterated cortisol (d4-cortisol) is added to each specimen as an internal standard. Cortisol and d4-cortisol are extracted from the samples with methylene chloride and analyzed by liquid chromatography-tandem mass spectrometry using multiple reaction monitoring. A calibration curve is included with each batch of patient samples.(Taylor RL, Machacek D, Singh RJ. Validation of a high-throughput liquid chromatography-tandem mass spectrometry method for urinary cortisol and cortisone. Clin Chem 2002;1511-1519) | 2 to 5 days | 14 days | This test was developed and its performance characteristics determined by Mayo Clinic in a manner consistent with CLIA requirements. It has not been cleared or approved by the US Food and Drug Administration. | 82533 | Cortisol, S, LC-MS/MS | 87429-7 | 23607 | PM Cortisol | 9812-9
CRAV | Cortisol, Right Adrenal Vein, Serum | Testing cortisol levels in the right adrenal vein Second-order testing when cortisol measurement by immunoassay gives results that are not consistent with clinical symptoms, or if patients are known to, or suspected of, taking exogenous synthetic steroids An adjunct in the differential diagnosis of primary and secondary adrenal insufficiency An adjunct in the differential diagnosis of Cushing syndrome | Liquid Chromatography Tandem Mass Spectrometry (LC-MS/MS) | Yes | Cortisol, RAV | Serum | Supplies:Sarstedt Aliquot Tube 5 mL (T914) Collection Container/Tube:Red top Specimen Volume:1.5 mL Submission Container/Tube:Plastic vial Collection Instructions: 1.Morning (8 a.m.) and afternoon (4 p.m.) specimens are preferred. 2. Include time of collection. 3. Centrifuge and aliquot serum into a plastic vial. Additional Information:If multiple specimens are collected, send a separate order for each specimen. | 0.5 mL | Cortisol, the main glucocorticoid (representing 75%-95% of the plasma corticoids), plays a critical role in glucose metabolism and in the body's response to stress. Both hypercortisolism and hypocortisolism can cause disease. Cortisol levels are regulated by adrenocorticotropic hormone (ACTH), which is synthesized by the pituitary in response to corticotropin releasing hormone (CRH). CRH is released in a cyclic fashion by the hypothalamus, resulting in diurnal peaks (6-8 a.m.) and troughs (11 p.m.) in plasma ACTH and cortisol levels. The majority of cortisol circulates bound to corticosteroid-binding globulin and albumin. Normally, less than 5% of circulating cortisol is free (unbound). Free cortisol is the physiologically active form and is filterable by the renal glomerulus. Pathological hypercortisolism due to endogenous or exogenous glucocorticoids is termed Cushing syndrome. Signs and symptoms of pathological hypercortisolism may include central obesity, hypertension, hyperglycemia, hirsutism, muscle weakness, and osteoporosis. However, these symptoms and signs are not specific for pathological hypercortisolism. The majority of individuals with some or all of the symptoms and signs will not suffer from Cushing syndrome. When Cushing syndrome is present, the most common cause is iatrogenic, due to repeated or prolonged administration of, mostly, synthetic corticosteroids. Spontaneous Cushing syndrome is less common and results from either primary adrenal disease (adenoma, carcinoma, or nodular hyperplasia) or an excess of ACTH (from a pituitary tumor or an ectopic source). ACTH-dependent Cushing syndrome due to a pituitary corticotroph adenoma is the most frequently diagnosed subtype; most commonly seen in women in the third through fifth decades of life. The onset is insidious and usually occurs 2 to 5 years before a clinical diagnosis is made. Hypocortisolism most commonly presents with nonspecific lassitude, weakness, hypotension, and weight loss. Depending on the cause, hyperpigmentation may be present. More advanced cases and patients submitted to physical stress (ie, infection, spontaneous or surgical trauma) also may present with abdominal pain, hyponatremia, hyperkalemia, hypoglycemia, and in extreme cases, cardiovascular shock and renal failure. The more common causes of hypocortisolism are: Primary adrenal insufficiency: -Addison disease -Congenital adrenal hyperplasia, defects in enzymes involved in cortisol synthesis Secondary adrenal insufficiency: -Prior, prolonged corticosteroid therapy -Pituitary insufficiency -Hypothalamic insufficiency For more information seeSteroid Pathways. | No established reference values | In primary adrenal insufficiency, adrenocorticotropic hormone (ACTH) levels are increased and cortisol levels are decreased; in secondary adrenal insufficiency both ACTH and cortisol levels are decreased. When symptoms of glucocorticoid deficiency are present and the 8 a.m. plasma cortisol value is <10 mcg/dL (or the 24-hour urinary free cortisol value is <50 mcg/24 hours), further studies are needed to establish the diagnosis. The 3 most frequently used tests are the ACTH (cosyntropin) stimulation test, the metyrapone test, and insulin-induced hypoglycemia test. First, the basal plasma ACTH concentration should be measured, and the short cosyntropin stimulation test performed. Cushing syndrome is characterized by increased serum cortisol levels. However, the 24-hour urinary free cortisol excretion is the preferred screening test for Cushing syndrome, specifically CORTU / Cortisol, Free, 24 Hour, Urine that utilizes liquid chromatography-tandem mass spectrometry. A normal result makes the diagnosis unlikely. Symptoms or signs of Cushing syndrome in a patient with low serum and urine cortisol levels suggest possible exogenous synthetic steroid effects. | When cortisol assays are used for serial monitoring, the same methodology should be used throughout. There is little, if any, value in an isolated p.m. serum cortisol measurement. The most common cause of increased plasma cortisol levels in women is a high circulating concentration of estrogen (ie, estrogen therapy, pregnancy) resulting in increased concentration of corticosteroid-binding globulin. This does not result in an increase in the free, bioactive cortisol fraction. For this reason, measurement of 24-hour urinary free cortisol (CORTU / Cortisol, Free, 24 Hour, Urine) or demonstration of absent diurnal variation (ie, by midnight salivary cortisol measurement SALCT / Cortisol, Saliva) are thepreferred means of diagnosing spontaneous Cushing syndrome. Acute stress (including hospitalization and surgery), alcoholism, depression, and many drugs (ie, exogenous cortisones, anticonvulsants)can obliterate normal diurnal variation, affect responseto suppression/stimulation tests, and cause elevated baseline levels. A low plasma cortisol level does not give conclusive indication of congenital adrenal hyperplasia. DOC / 11-Deoxycortisol, Serum; OHPG / 17-Hydroxyprogesterone, Serum; and DHEA / Dehydroepiandrosterone (DHEA), Serum provide a more accurate and specific determination of the enzyme deficiency. | 1. Lin CL, Wu TJ, Machacek DA, Jiang NS, Kao PC: Urinary free cortisol and cortisone determined by high-performance liquid chromatography in the diagnosis of Cushing's syndrome. J Clin Endocrinol Metab. 1997;82:151-155. doi: 10.1210/jcem.82.1.3687 2. Findling JW, Raff H: Diagnosis and differential diagnosis of Cushing's syndrome. Endocrinol Metab Clin North Am. 2001;30(3):729-747. doi: 10.1016/s0889-8529(05)70209-7 3. Buchman Al: Side effects of corticosteroid therapy. J Clin Gastroenterol. 2001;33(4):289-297. doi: 10.1097/00004836-200110000-00006 4. Dodds HM, Taylor PJ, Cannell GR, Pond SM: A high-performance liquid chromatography-electrospray-tandem mass spectrometry analysis of cortisol and metabolites in placental perfusate. Anal Biochem. 1997;247:342-347. doi: 10.1006/abio.1997.2074 5. Anna Nordenström and Henrik Falhammar. Diagnosis and management of the patient with non-classic CAH due to 21-hydroxylase deficiency European Journal of Endocrinology (2019) 180, R127–R145 6. Cengiz H, Demirci T, Varim C, Cetin S. Establishing a new screening 17 hydroxyprogesterone cut-off value and evaluation of the reliability of the long intramuscular ACTH stimulation test in the diagnosis of nonclassical congenital adrenal hyperplasia. Eur Rev Med Pharmacol Sci. 2021 Aug;25(16):5235-5240. doi: 10.26355/eurrev_202108_26537. PMID: 34486698 | Deuterated cortisol (d4-cortisol) is added to each specimen as an internal standard. Cortisol and d4-cortisol are extracted from the samples with methylene chloride and analyzed by liquid chromatography-tandem mass spectrometry using multiple reaction monitoring. A calibration curve is included with each batch of patient samples.(Taylor RL, Machacek D, Singh RJ. Validation of a high-throughput liquid chromatography-tandem mass spectrometry method for urinary cortisol and cortisone. Clin Chem. 2002;1511-1519) | 2 to 5 days | 14 days | This test was developed and its performance characteristics determined by Mayo Clinic in a manner consistent with CLIA requirements. It has not been cleared or approved by the US Food and Drug Administration. | 82533 | Cortisol, RAV | 2143-6 | 6345 | Cortisol, RAV | 2143-6
SALCT | Cortisol, Saliva | Screening for Cushing syndrome Diagnosis of Cushing syndrome in patients presenting with symptoms or signs suggestive of the disease | Liquid Chromatography Tandem Mass Spectrometry (LC-MS/MS) | Yes | Cortisol, Saliva | Saliva | Patient Preparation: 1. Do not brush teeth before collecting specimen. 2. Do not eat or drink for 15 minutes prior to specimen collection. Supplies:Cortisol, Saliva Collection Kit (T514) Container/Tube:SARSTEDT Salivette Specimen Volume:1.5 mL Collection Instructions: 1. Provide patient with a Saliva Collection Kit (Salivette) containing theCortisol - Saliva Collection Instructionsand ask them to follow the instructions as written. 2. Instruct patient to collect specimen between 11 p.m. and midnight and record collection time on theCortisol - Saliva Collection Instructionssheet. 3. Instruct patient to returnCortisol - Saliva Collection Instructionswith the appropriately labeled Salivette to the laboratory. Additional Information: 1. Reference values are also available for an 8 a.m. (7 a.m.-9 a.m.) or a 4 p.m. (3 p.m.-5 p.m.) collection, however, the 11 p.m. to midnight collection is preferred. 2. If multiple specimens are collected, submit each vial under a separate order. | 0.6 mL | Cortisol levels are regulated by adrenocorticotropic hormone (ACTH), which is synthesized by the pituitary in response to corticotropin-releasing hormone (CRH). Cushing syndrome results from overproduction of glucocorticoids because of either primary adrenal disease (adenoma, carcinoma, or nodular hyperplasia) or an excess of ACTH (from a pituitary tumor or an ectopic source). ACTH-dependent Cushing syndrome due to a pituitary corticotroph adenoma is the most frequently diagnosed subtype; most commonly seen in women in the third through fifth decades of life. CRH is released in a cyclic fashion by the hypothalamus, resulting in diurnal peaks (elevated in the morning) and nadirs (low in the evening) for plasma ACTH and cortisol levels. The diurnal variation is lost in patients with Cushing syndrome and these patients have elevated levels of evening plasma cortisol. The measurement of late-night salivary cortisol is an effective and convenient screening test for Cushing syndrome.(1) In a recent study from the National Institute of Health, nighttime salivarycortisol measurement was superior to plasma and urine free cortisolassessments in detecting patients with mild Cushing syndrome.(2) The sensitivity of nighttime salivary cortisol measurements remainedsuperior to all other measures. The distinction between Cushingsyndrome and pseudo-Cushing states is most difficult in the settingof mild-to-moderate hypercortisolism. Subtle increases in salivarycortisol collected at midnight (cortisol of nadir) appear to be one ofthe earliest abnormalities in Cushing syndrome. | 7 a.m.-9 a.m.: 100-750 ng/dL 3 p.m.-5 p.m.: <401 ng/dL 11 p.m.-midnight: <100 ng/dL | Cushing syndrome is characterized by increased salivarycortisol levels, and late-night saliva cortisol measurements maybe the optimum test for the diagnosis of Cushing syndrome. It is standardpractice to confirm elevated results at least once. This can bedone by repeat late-night salivary cortisol measurements,midnight blood sampling for cortisol (CORT / Cortisol, Serum),24-hour urinary free cortisol collection (CORTU / Cortisol, Free, 24 Hour, Urine), orovernight dexamethasone suppression testing. Upon confirmationof the diagnosis, the cause of hypercortisolism, adrenal versuspituitary versus ectopic adrenocorticotropic hormone production, needs to beestablished. This is typically a complex undertaking, requiringdynamic testing of the pituitary adrenal axis and imagingprocedures. Referral to specialized centers or in-depthconsultation with experts is strongly recommended. | Acute stress (including hospitalization and surgery), alcoholism, depression, and many drugs (eg, exogenous glucocorticoids, anticonvulsants) can obliterate normal diurnal variation, affect response to suppression/stimulation tests, and cause elevated cortisol levels. Cortisol levels may be increased in pregnancy and with exogenous estrogens. Midnight salivary cortisol assay cannot diagnose hypocortisolism or Addison disease because of the limited sensitivity of the assay method. | 1. Raff H, Raff JL, Findling JW. Late-night salivary cortisol as a screening test for Cushing's syndrome.J Clin Endocrinol Metab. 1998;83:2681-2686 2. Papanicolaou DA, Mullen N, Kyrou I, Nieman LK. Nighttime salivary cortisol: a useful test for the diagnosis of Cushing's syndrome. J Clin Endocrinol Metab. 2002;87:4515-4521 3. Lin CL, Wu TJ, Machacek DA, Jiang NS, Kao PC. Urinary free cortisol and cortisone determined by High Performance Liquid Chromatography in the Diagnosis of Cushing’s Syndrome. J Clin Endo Metab. 1997;82:151-155 4. Mohamed RS, Abuelgasim B, Barker S, et al. Late-night salivary cortisol and cortisone should be the initial screening test for Cushing's syndrome. Endocr Connect. 2022;11(7):e220050. doi:10.1530/EC-22-0050 | Deuterated cortisol (d3-cortisol) is added to 0.1 mL sample as an internal standard. Cortisol and d3-cortisol are extracted from the specimen using online turbulent flow high-performance liquid chromatography and analyzed by liquid chromatography-tandem mass spectrometry using multiple reaction monitoring in positive mode. The following transitions are used for analysis: Cortisol: 363.3/121.1; d3-cortisol: 366.3/121.1.(Taylor RL, Machacek DA, Singh RJ. Validation of a high-throughput liquid chromatography-tandem mass spectrometry method for urinary cortisol and cortisone. Clin Chem. 2002;48:1511-1519) | 2 to 5 days | 2 weeks | This test was developed and its performance characteristics determined by Mayo Clinic in a manner consistent with CLIA requirements. It has not been cleared or approved by the US Food and Drug Administration. | 82533 | Cortisol, Saliva | 2142-8 | 23614 | Midnight Cortisol | 58642-0
CORT | Cortisol, Serum | Discrimination between primary and secondary adrenal insufficiency Differential diagnosis of Cushing syndrome This test isnot recommendedfor evaluating response to metyrapone. | Immunoenzymatic Assay | Yes | Cortisol, S | Serum | Collection Container/Tube: Preferred:Serum gel Acceptable:Red top Submission Container/Tube:Plastic vial Specimen Volume:0.6 mL Collection Instructions: 1. Morning (8 a.m.) and afternoon (4 p.m.) specimens are preferred. 2. Serum gel tubes should be centrifuged within 2 hours of collection. 3. Red-top tubes should be centrifuged and the serum aliquoted into a plastic vial within 2 hours of collection. Additional Information: 1. Include time of collection. 2. If multiple specimens are collected, send separate order for each specimen. | 0.5 mL | Cortisol, the main glucocorticoid (representing 75%-90% of the plasma corticoids) plays a central role in glucose metabolism and in the body's response to stress. Cortisol levels are regulated by adrenocorticotropic hormone (ACTH), which is synthesized by the pituitary gland in response to corticotropin-releasing hormone (CRH). CRH is released in a cyclic fashion by the hypothalamus, resulting in diurnal peaks (6 a.m.-8 a.m.) and troughs (11 p.m.) in plasma ACTH and cortisol levels. The majority of cortisol circulates bound to cortisol-binding globulin (CBG-transcortin) and albumin. Normally, less than 5% of circulating cortisol is free (unbound). The free cortisol is the physiologically active form and is filterable by the renal glomerulus. Although hypercortisolism is uncommon, the signs and symptoms are common (eg, obesity, high blood pressure, increased blood glucose concentration). The most common cause of increased plasma cortisol levels in women is a high circulating concentration of estrogen (eg, estrogen therapy, pregnancy) resulting in increased concentration of cortisol-binding globulin. Spontaneous Cushing syndrome results from overproduction of glucocorticoids as a result of either primary adrenal disease (adenoma, carcinoma, or nodular hyperplasia) or an excess of ACTH (from a pituitary tumor or an ectopic source). ACTH-dependent Cushing syndrome due to a pituitary corticotroph adenoma is the most frequently diagnosed subtype; most commonly seen in women in the third through fifth decades of life. The onset is insidious and usually occurs 2 to 5 years before a clinical diagnosis is made. Causes of hypocortisolism are: -Addison disease-primary adrenal insufficiency -Secondary adrenal insufficiency: --Pituitary insufficiency --Hypothalamic insufficiency -Congenital adrenal hyperplasia-defects in enzymes involved in cortisol synthesis | 0 -<3 months: 1.1-19 mcg/dL 3 months-<12 months: 2.6-23 mcg/dL 12 months-<13 years: 2.2-13 mcg/dL 13 years-<16 years: 3.0-17 mcg/dL 16 years -<18 years: 3.8-19 mcg/dL > or =18 years: a.m.: 7-25 mcg/dL p.m.: 2-14 mcg/dL For SI unit Reference Values, seehttps://www.mayocliniclabs.com/order-tests/si-unit-conversion.html | In primary adrenal insufficiency,adrenocorticotropic hormone (ACTH) levels are increased, and cortisol levels are decreased; in secondary adrenal insufficiency, both ACTH and cortisol levels are decreased. When symptoms of glucocorticoid deficiency are present and the 8 a.m. plasma cortisol value is less than 10 mcg/dL (or the 24-hour urinary free cortisol value is <50 mcg/24 hours), further studies are needed to establish the diagnosis. First, the basal plasma ACTH concentration should be measured, followed by the short cosyntropin stimulation test. For the cosyntropin (ACTH)-stimulation test, serum cortisol is measured before and at various time intervals after an ACTH injection. The criteria for a normal response are:-An increase in serum cortisol to a peak value of at least 15 mcg/dL post-cosyntropin-Usually also associated with an increase in serum cortisol of at least 7 mcg/dL above the baseline (if baseline cortisol is >15 mcg/dL this criterion does not apply)-Basal serum cortisol greater than 5 mcg/dL (criterion applies when blood drawn before 9 a.m.) False normal responses may be present in patients on oral estrogen therapy or in patients with mild secondary adrenal insufficiency. Other frequently used tests are the metyrapone and insulin-induced hypoglycemia test. Consult the Endocrine Testing Center at 800-533-1710 for testing information and interpretation of test results. Cushing syndrome is characterized by increased serum cortisol levels. However, the 24-hour urinary free cortisol excretion is the preferred screening test for Cushing syndrome, specifically CORTU / Cortisol, Free, 24 Hour, Urine, which utilizes liquid chromatography/tandem mass spectrometry (LC-MS/MS). A normal result makes the diagnosis unlikely. When cortisol measurement by immunoassay gives results that are not consistent with clinical symptoms, or if patients are known to, or suspected of, taking exogenous synthetic steroids, consider testing by LC-MS/MS; see CINP / Cortisol, Mass Spectrometry, Serum. For confirming the presence of synthetic steroids, order SGSS / Synthetic Glucocorticoid Screen, Serum. | Acute stress (including hospitalization and surgery), alcoholism, depression, and many drugs (eg, exogenous cortisones, anticonvulsants) can obliterate normal diurnal variation, affect response to suppression/stimulation tests, and cause elevated baseline levels. Patients taking prednisone may have falsely increased cortisol levels because prednisone is converted to prednisolone after ingestion and prednisolone has 41% cross-reactivity. Cortisol levels may be increased in pregnancy and with exogenous estrogens. Some patients with depressive disorders have a hyperactive hypothalamic-pituitary-adrenal axis, similar to Cushing syndrome. A low plasma cortisol level does not give conclusive indication of congenital adrenal hyperplasia. See Ordering Guidance for alternative testing. In rare cases, some individuals can develop antibodies to mouse or other animal antibodies (often referred to as human anti-mouse antibodies (HAMA) or heterophile antibodies), which may cause interference in some immunoassays. Caution should be used in interpretation of results and the laboratory should be alerted if the result does not correlate with the clinical presentation. | 1. Findling JW, Raff H. Diagnosis and differential diagnosis of cushing's syndrome. Endocrinol Metab Clin North Am. 2001;30(3):729-747 2. Buchman AL. Side effects of corticosteroid therapy. J Clin Gastroenterol. 2001;33(4):289-294 3. Rifai N, Horvath AR, Wittwer CT. eds. Tietz Textbook of Clinical Chemistry and Molecular Diagnostics. 6th ed. Elsevier; 2018 4.Javorsky B, Carroll T, Algeciras-Schimnich A, Singh R, Colon-Franco J, Findling J: SAT-390 new cortisol threshold for diagnosis of adrenal insufficiency after cosyntropin stimulation testing using the Elecsys cortisol II, access cortisol, and LC-MS/MS assays. J Endocr Soc. 2019;3(Suppl 1):SAT-390. doi: 10.1210/js.2019-SAT-390 | The Access cortisol assay is a competitive binding immunoenzymatic assay. A specimen is added to a reaction vessel with rabbit antibody to cortisol, cortisol-alkaline phosphatase conjugate, and paramagnetic particles coated with goat anti-rabbit capture antibody. Cortisol in the specimen competes with the cortisol-alkaline phosphatase conjugate for binding sites on a limited amount of specific anti-cortisol antibody. Resulting antigen:antibody complexes bind to the capture antibody on the solid phase. After incubation in a reaction vessel, materials bound to the solid phase are held in a magnetic field while unbound materials washed away. Then the chemiluminescent substrate Lumi-Phos 530* is added to the reaction vessel and light generated by the reaction is measured with a luminometer. The light production is inversely proportional to the amount of cortisol in the specimen. The amount of analyte in the specimen is determined from stored, multi-point calibration curve.(Package insert: Access Cortisol. Beckman Coulter; 2021) | 1 to 3 days | 14 days | This test has been cleared, approved, or is exempt by the US Food and Drug Administration and is used per manufacturer's instructions. Performance characteristics were verified by Mayo Clinic in a manner consistent with CLIA requirements. | 82533 | Cortisol, S | 87429-7 | CPM | PM Result | 9812-9
COCOU | Cortisol/Cortisone, Free, 24 Hour, Urine | Screening test for Cushing syndrome(hypercortisolism) Assisting in diagnosing acquired orinherited abnormalities of11-beta-hydroxy steroid dehydrogenase(cortisol to cortisone ratio) Diagnosis of pseudo-hyperaldosteronism due to excessive licoriceconsumption This test has limited usefulness in the evaluation of adrenalinsufficiency. | Liquid Chromatography-Tandem Mass Spectrometry (LC-MS/MS) | Yes | Cortisol/Cortisone, Free, U | Urine | Supplies:Urine Tubes, 10-mL (T068) Submission Container/Tube:Plastic, urine tube (T068) Specimen Volume:5 mL Collection Instructions: 1. Collect urine for24 hours. 2. Add 10 g of boric acid as preservative at start of collection. Additional Information:SeeUrine Preservatives-Collection and Transportation for 24-Hour Urine Specimensfor multiple collections. | 3 mL | Cortisol is a steroid hormone synthesized from cholesterol by a multienzyme cascade in the adrenal glands. It is the main glucocorticoid in humans and acts as a gene transcription factor influencing a multitude of cellular responses in virtually all tissues. Cortisol plays a critical role in glucose metabolism, maintenance of vascular tone, immune response regulation, and in the body's response to stress. Its production is under hypothalamic-pituitary feedback control. Only a small percentage of circulating cortisol is biologically active (free), with the majority of cortisol inactive (protein bound). As plasma cortisol values increase, free cortisol (ie, unconjugated cortisol or hydrocortisone) increases and is filtered through the glomerulus. Urinary free cortisol (UFC) correlates well with the concentration of plasma free cortisol. UFC represents excretion of the circulating, biologically active, free cortisol that is responsible for the signs and symptoms of hypercortisolism. UFC is a sensitive test for the various types of adrenocortical dysfunction, particularly hypercortisolism (Cushing syndrome). A measurement of 24-hour UFC excretion, by liquid chromatography-tandem mass spectrometry (LC-MS/MS), is the preferred screening test for Cushing syndrome. LC-MS/MS methodology eliminates analytical interferences including carbamazepine (Tegretol) and synthetic corticosteroids, which can affect immunoassay-based cortisol results. Cortisone, a downstream metabolite of cortisol, provides an additional variable to assist in the diagnosis of various adrenal disorders, including abnormalities of 11-beta-hydroxy steroid dehydrogenase (11-beta HSD), the enzyme that converts cortisol to cortisone. Deficiency of 11-beta HSD results in a state of mineralocorticoid excess because cortisol (but not cortisone) acts as a mineralocorticoid receptor agonist. Licorice (active component glycyrrhetinic acid) inhibits 11-beta HSD and excess consumption can result in similar changes. | CORTISOL 0-2 years: not established 3-8 years: 1.4-20 mcg/24 hours 9-12 years: 2.6-37 mcg/24 hours 13-17 years: 4.0-56 mcg/24 hours > or =18 years: 3.5-45 mcg/24 hours CORTISONE 0-2 years: not established 3-8 years: 5.5-41 mcg/24 hours 9-12 years: 9.9-73 mcg/24 hours 13-17 years: 15-108 mcg/24 hours > or =18 years: 17-129 mcg/24 hours Use the factors below to convert each analyte from mcg/24 hoursto nmol/24 hours: Conversion factors Cortisol: mcg/24 hours x 2.76=nmol/24 hours (molecular weight=362.5) Cortisone: mcg/24 hours x 2.78=nmol/24 hours (molecular weight=360) For SI unit Reference Values, seehttps://www.mayocliniclabs.com/order-tests/si-unit-conversion.html | Most patients with Cushing syndrome have increased 24-hour urinary excretion of cortisol and/or cortisone. Further studies, including suppression or stimulation tests, measurement of serum corticotropin (adrenocorticotropic hormone) concentrations, and imaging are usually necessary to confirm the diagnosis and determine the etiology. Values in the normal range may occur in patients with mild Cushing syndrome or with periodic hormonogenesis. In these cases, continuing follow-up and repeat testing are necessary to confirm the diagnosis. Patients with Cushing syndrome due to intake of synthetic glucocorticoids should have both suppressed cortisol and cortisone. In these circumstances a synthetic glucocorticoid screen might be ordered (call 800-533-1710). Suppressed cortisol and cortisone values may also be observed in primary adrenal insufficiency and hypopituitarism. However, random urine specimens are not useful for evaluation of hypocorticalism. Further, many normal individuals also may exhibit a very low 24-hour urinary cortisol excretion with considerable overlap with the values observed in pathological hypocorticalism. Therefore, without other tests, 24-hour urinary cortisol measurements cannot be relied upon for the diagnosis of hypocorticalism. Patients with 11-beta hydroxy steroid dehydrogenase deficiency may have cortisone to cortisol ratios <1, whereas a ratio of 2:1 to 3:1 is seen in normal patients. Excessive licorice consumption and use of carbenoxolone, a synthetic derivative of glycyrrhizinic acid used to treat gastroesophageal reflux disease, also may suppress the ratio to <1. | Acute stress (including hospitalization and surgery),alcoholism, depression, and many drugs (eg, exogenouscortisone, anticonvulsants) can obliterate normal diurnalvariation, affect response to suppression/stimulation tests,and increase baseline levels. This methodology (liquid chromatography-tandem massspectrometry) eliminates analytical interferencesincluding carbamazepine (Tegretol) and synthetic corticosteroids. This test has limited usefulness in the evaluation of adrenalinsufficiency. Improper collection may alter results. For example, a missedmorning collection mayresult in false-negative tests; an extramorning collection (ie, >24 hours) may givefalse-positive results. Renal disease (decreased clearance) may cause falsely lowvalues. Values may be elevated to twice normal in pregnancy. Patients with exogenous Cushing syndrome caused by ingestionof hydrocortisone will not have suppressed cortisol and cortisonevalues. | 1. Findling JW, Raff H. Diagnosis and differential diagnosis of Cushing's syndrome. Endocrinol Metab Clin North Am. 2001;30(3):729-747 2. Boscaro M, Barzon L, Fallo F, Sonino N. Cushing's syndrome. Lancet. 2001;357(9258):783-791 3. Taylor RL, Machacek D, Singh RJ. Validation of a high-throughput liquid chromatography-tandem mass spectrometry method for urinary cortisol and cortisone. Clin Chem. 2002;48(9):1511-1519 4. Eisenhofer G, Grebe S, Cheung N-K V. Monoamine-producing tumors. In: Rafai N, Horvath AR, Wittwer CT. 6th ed. Tietz Textbook of Clinical Chemistry and Molecular Diagnostics. Elsevier; 2018: 1421 | The cortisol and cortisone are extracted from the resulting supernatant by an online extraction utilizing high throughput liquid chromatography. This is followed by conventional liquid chromatography and analysis on a tandem mass spectrometer equipped with a heated nebulizer ion source. Deuterated cortisol (d4-cortisol, d7-cortisone) is added to a 0.1 mL sample as an internal standard. Cortisol, Cortisone and d4-cortisol are extracted from the specimens using online turbulent flow high-performance liquid chromatography extraction.(Unpublished Mayo method) | 2 to 6 days | 14 days | This test was developed and its performance characteristics determined by Mayo Clinic in a manner consistent with CLIA requirements. It has not been cleared or approved by the US Food and Drug Administration. | 82530-Cortisol; free82542 | Cortisol/Cortisone, Free, U | 101319-2 | VL47 | Urine Volume | 3167-4
CCFR | Cortisol/Cortisone, Free, Random, Urine | Investigating suspected Cushing syndrome (hypercortisolism), when a 24-hour collection is prohibitive (ie, pediatric patients). Assisting in diagnosing acquired or inherited abnormalities of 11-beta-hydroxy steroid dehydrogenase (cortisol to cortisone ratio) Diagnosis of pseudohyperaldosteronism due to excessive licorice consumption This testhas limited usefulnessin the evaluation of adrenal insufficiency. This test isnot useful forevaluation of hypocorticalism. | COCOR: Liquid Chromatography Tandem Mass Spectrometry (LC-MS/MS) CRETR: Enzymatic Colorimetric Assay | Yes | Cortisol/Cortisone, Free, Random, U | Urine | Supplies:Urine tube, 10 mL (T068) Collection Container/Tube:Clean, plastic urine container with no metal cap or glued insert Submission Container/Tube:Plastic, 10-mL urine tube or clean, plastic aliquot container with no metal cap or glued insert Specimen Volume:10 mL Collection Instructions:Collecta random urine specimen. | 5 mL | Cortisol is a steroid hormone synthesized from cholesterol by a multienzyme cascade in the adrenal glands. It is the main glucocorticoidin humans and acts as a gene transcription factor influencing amultitude of cellular responses in virtually all tissues. It plays acritical role in glucose metabolism, maintenance of vascular tone,immune response regulation, and in the body's response to stress.Its production is under hypothalamic-pituitary feedback control. Only a small percentage of circulating cortisol is biologically active (free), with the majority of cortisol inactive (protein bound). As plasma cortisol values increase, free cortisol (ie, unconjugated cortisol or hydrocortisone) increases and is filtered through the glomerulus. Urinary free cortisol (UFC) correlates well with the concentration of plasma free cortisol. UFC represents excretion of the circulating, biologically active, free cortisol that is responsible for the signs and symptoms of hypercortisolism. UFC is a sensitive test for the various types of adrenocortical dysfunction, particularly hypercortisolism (Cushing syndrome). A measurement of 24-hour UFC excretion by liquid chromatography-tandem mass spectrometry (LC-MS/MS) is the preferred screening test for Cushing syndrome. LC-MS/MS methodology eliminates analytical interferencesincluding carbamazepine (Tegretol) and synthetic corticosteroids, which can affect immunoassay-based cortisol results. Cortisone, a downstream metabolite of cortisol, provides an additional variable to assist in the diagnosis of various adrenal disorders, including abnormalities of 11-beta-hydroxy steroid dehydrogenase (11-beta HSD), the enzyme that converts cortisol to cortisone. Deficiency of 11-beta HSD results in a state of mineralocorticoid excess because cortisol (but not cortisone) acts as a mineralocorticoid receptor agonist. Licorice (active component glycyrrhetinic acid) inhibits 11-beta HSD and excess consumption can result in similar changes. | CORTISOL Males 0-2 years: 3.0-120 mcg/g creatinine 3-8 years: 2.2-89 mcg/g creatinine 9-12 years: 1.4-56 mcg/g creatinine 13-17 years: 1.0-42 mcg/g creatinine > or =18 years: 1.0-119 mcg/g creatinine Females 0-2 years: 3.0-120 mcg/g creatinine 3-8 years: 2.2-89 mcg/g creatinine 9-12 years: 1.4-56 mcg/g creatinine 13-17 years: 1.0-42 mcg/g creatinine > or =18 years: 0.7-85 mcg/g creatinine CORTISONE 0-2 years:25-477mcg/gcreatinine 3-8 years: 11-211mcg/gcreatinine 9-12 years: 5.8-109mcg/gcreatinine 13-17 years: 5.4-102mcg/gcreatinine 18-29 years: 5.7-153mcg/gcreatinine 30-39 years: 6.6-176mcg/gcreatinine 40-49 years: 7.6-203mcg/gcreatinine 50-59 years: 8.8-234mcg/gcreatinine 60-69 years: 10-270mcg/gcreatinine > or =70 years: 12-311mcg/gcreatinine Use the conversion factors below to convert each analyte frommcg/gcreatinine to nmol/mol creatinine: Conversion factors Cortisol:mcg/gcreatinine x 312=nmol/mol creatinine Cortisone:mcg/gcreatinine x 314=nmol/mol creatinine Cortisol molecular weight=362.5 Cortisone molecular weight=360.4 Creatinine molecular weight=113.12 | Most patients with Cushing syndrome have increased urinary excretion of cortisol and/or cortisone. Further studies, including suppression or stimulation tests, measurement of serum corticotrophin concentrations, and imaging are usually necessary to confirm the diagnosis and determine the etiology. Values in the normal range may occur in patients with mild Cushing syndrome or with periodic hormonogenesis. In these cases, continuing follow-up and repeat testing are necessary to confirm the diagnosis. Patients with Cushing syndrome due to intake of synthetic glucocorticoids should have both suppressed cortisol and cortisone. In these circumstances a synthetic glucocorticoid screen might beordered (SGSU / Synthetic Glucocorticoid Screen, Random, Urine). Suppressed cortisol and cortisone values may also be observed in primary adrenal insufficiency and hypopituitarism. However, random urine specimens are not useful for evaluation of hypocorticalism. Patients with 11-beta HSD deficiency may have cortisone to cortisol ratios less than 1, whereas a ratio of 2 or 3:1 is seen in normal patients. Excessivelicorice consumption and use of carbenoxolone, a synthetic derivative of glycyrrhizinic acid used to treat gastroesophageal reflux disease, also may suppress the ratio to less than 1. | Random urine cortisol results are less reliable than results obtained from properly collected and complete 24-hour urine specimens, which are not affected by diurnal variations in cortisol levels. Acute stress (including hospitalization and surgery), alcoholism, depression, and many drugs (eg, exogenous cortisone, anticonvulsants) can obliterate normal diurnal variation, affect response to suppression/stimulation tests, and increase baseline levels. Liquid chromatography tandem mass spectrometry methodology eliminates analytical interferences including carbamazepine (Tegretol) and synthetic corticosteroids. Random urine specimens may yield falsely elevated values when patients have a high urinary output. Renal disease (decreased clearance) may cause falsely low values. Values may be elevated to twice normal in pregnancy. Patients with exogenous Cushing syndrome caused by ingestion of hydrocortisone will not have suppressed cortisol and cortisone values. When N-acetylcysteine is administered at levels sufficient to act as an antidote for the treatment of acetaminophen overdose, it may lead to falsely decreased creatinine results. | 1. Taylor RL, Machacek D, Singh RJ. Validation of a high-throughput liquid chromatography-tandem mass spectrometry method for urinary cortisol and cortisone. Clin Chem. 2002;48:1511-1519 2. Findling JW, Raff H. Diagnosis and differential diagnosis of Cushing's syndrome. Endocrinol Metab Clin North Am. 2001;30:729-747 3. Boscaro M, Barzon L, Fallo F, Sonino N. Cushing's syndrome. Lancet. 2001;357:783-791 4.Suzuki S, Minamidate T, Shiga A, et al. Steroid metabolites for diagnosing and predicting clinicopathological features in cortisol-producing adrenocortical carcinoma. BMC Endocr Disord. 2020;20(1):173. doi:10.1186/s12902-020-00652-y | Cortisol and Cortisone: The cortisol and cortisone are extracted from the resulting supernatant by an online extraction utilizing high throughput liquid chromatography. This is followed by conventional liquid chromatography and analysis on a tandem mass spectrometer equipped with a heated nebulizer ion source. Deuterated cortisol (d4-cortisol, d7-cortisone) is added to a 0.1 mL sample as an internal standard. Cortisol.(Unpublished Mayo Method) Creatinine: The enzymatic method is based on the determination of sarcosine from creatinine with the aid of creatininase, creatinase, and sarcosine oxidase. The liberated hydrogen peroxide is measured via a modified Trinder reaction using a colorimetric indicator. Optimization of the buffer system and the colorimetric indicator enables the creatinine concentration to be quantified both precisely and specifically.(Package insert: Creatinineplus ver 2.Roche Diagnostics;V15.0, 03/2019) | 2 to 6 days | 14 days | This test was developed and its performance characteristics determined by Mayo Clinic in a manner consistent with CLIA requirements. It has not been cleared or approved by the US Food and Drug Administration. | 8254282530 - Cortisol82570 - Creatinine | Cortisol/Cortisone, Free, Random, U | In Process | CRETR | Creatinine, Random, U | 2161-8
COTT | Cotton Fiber, IgE, Serum | Establishing a diagnosis of an allergy to cotton fiber Defining the allergen responsible for eliciting signs and symptoms Identifying allergens: -Responsible for allergic response and/or anaphylactic episode -To confirm sensitization prior to beginning immunotherapy -To investigate the specificity of allergic reactions to insect venom allergens, drugs, or chemical allergens | Fluorescence Enzyme Immunoassay (FEIA) | Yes | Cotton Fiber, IgE | Serum | Collection Container/Tube: Preferred:Serum gel Acceptable:Red top Submission Container/Tube:Plastic vial Specimen Volume:0.5 mL for every 5 allergens requested Collection Instructions:Centrifuge and aliquot serum into a plastic vial. | For 1 allergen: 0.3 mL For more than 1 allergen: (0.05 mL x number of allergens) + 0.25 mL deadspace | Clinical manifestations of immediate hypersensitivity (allergic) diseases are caused by the release of proinflammatory mediators (histamine, leukotrienes, and prostaglandins) from IgE-sensitized effector cells (mast cells and basophils) when cell-bound IgE antibodies interact with an allergen. In vitro serum testing for IgE antibodies provides an indication of the immune response to allergens that may be associated with allergic disease. The allergens chosen for testing often depend upon the age of the patient, history of allergen exposure, season of the year, and clinical manifestations. In individuals predisposed to develop allergic disease, the sequence of sensitization and clinical manifestations proceed as follows: eczema and respiratory disease (rhinitis and bronchospasm) in infants and children less than 5 years due to food sensitivity (milk, egg, soy, and wheat proteins) followed by respiratory disease (rhinitis and asthma) in older children and adults due to sensitivity to inhalant allergens (dust mite, mold, and pollen inhalants). | Class,IgE kU/L,Interpretation, 0,<0.10,Negative, 0/1,0.10-0.34,Borderline/equivocal, 1,0.35-0.69,Equivocal, 2,0.70-3.49,Positive, 3,3.50-17.4,Positive, 4,17.5-49.9,Strongly positive, 5,50.0-99.9,Strongly positive, 6,> or =100,Strongly positive, | Detection of IgE antibodies in serum (class 1 or greater) indicates an increased likelihood of allergic disease as opposed to other etiologies and defines the allergens that may be responsible for eliciting signs and symptoms. The level of IgE antibodies in serum varies directly with the concentration of IgE antibodies expressed as a class score or kU/L. | Testing for IgE antibodies is not useful in patients previously treated with immunotherapy to determine if residual clinical sensitivity exists or in patients in whom the medical management does not depend upon identification of allergen specificity. Some individuals with clinically insignificant sensitivity to allergens may have measurable levels of IgE antibodies in serum, and test results must be interpreted in the clinical context. False-positive results for IgE antibodies may occur in patients with markedly elevated serum IgE (>2500 kU/L) due to nonspecific binding to allergen solid phases. | Homburger HA, Hamilton RG: Allergic diseases. In: McPherson RA, Pincus MR, eds. Henry's Clinical Diagnosis and Management by Laboratory Methods. 23rd ed.Elsevier; 2017:1057-1070 | Specific IgE from the patient's serum reacts with the allergen of interest, which is covalently coupled to an ImmunoCAP. After washing away nonspecific IgE, enzyme-labeled anti-IgE antibody is added to form a complex. After incubation, unbound anti-IgE is washed away, and the bound complex incubated with a developing agent. After stopping the reaction, the fluorescence of the eluate is measured. Fluorescence is proportional to the amount of specific IgE present in the patient's sample (ie, the higher the fluorescence value, the more IgE antibody is present). (Package insert: ImmunoCAP System Specific IgE FEIA. Phadia; Rev 06/2020) | Same day/1 to 3 days | 14 days | This test has been cleared, approved, or is exempt by the US Food and Drug Administration and is used per manufacturer's instructions. Performance characteristics were verified by Mayo Clinic in a manner consistent with CLIA requirements. | 86003 | Cotton Fiber, IgE | 19737-6 | COTT | Cotton Fiber, IgE | 19737-6
CSED | Cottonseed, IgE, Serum | Establishing the diagnosis of an allergy to cottonseed Defining the allergen responsible for eliciting signs and symptoms Identifying allergens: -Responsible for allergic response and/or anaphylactic episode -To confirm sensitization prior to beginning immunotherapy -To investigate the specificity of allergic reactions to insect venom allergens, drugs, or chemical allergens | Fluorescence Enzyme Immunoassay (FEIA) | Yes | Cottonseed, IgE | Serum | Collection Container/Tube: Preferred:Serum gel Acceptable:Red top Submission Container/Tube:Plastic vial Specimen Volume:0.5 mL for every 5 allergens requested Collection Instructions:Centrifuge and aliquot serum into a plastic vial. | For 1 allergen: 0.3 mL More than 1 allergen: (0.05 mL x number of allergens) + 0.25 mL dead space | Clinical manifestations of immediate hypersensitivity (allergic) diseases are caused by the release of proinflammatory mediators (histamine, leukotrienes, and prostaglandins) from IgE-sensitized effector cells (mast cells and basophils) when cell-bound IgE antibodies interact with an allergen. In vitro serum testing for IgE antibodies provides an indication of the immune response to allergens that may be associated with allergic disease. The allergens chosen for testing often depend upon the age of the patient, history of allergen exposure, season of the year, and clinical manifestations. In individuals predisposed to develop allergic disease, the sequence of sensitization and clinical manifestations proceed as follows: eczema and respiratory disease (rhinitis and bronchospasm) in infants and children less than 5 years due to food sensitivity (milk, egg, soy, and wheat proteins) followed by respiratory disease (rhinitis and asthma) in older children and adults due to sensitivity to inhalant allergens (dust mite, mold, and pollen inhalants). | Class,IgE kU/L,Interpretation, 0,<0.10,Negative, 0/1,0.10-0.34,Borderline/equivocal, 1,0.35-0.69,Equivocal, 2,0.70-3.49,Positive, 3,3.50-17.4,Positive, 4,17.5-49.9,Strongly positive, 5,50.0-99.9,Strongly positive, 6,> or =100,Strongly positive, | Detection of IgE antibodies in serum (class 1 or greater) indicates an increased likelihood of allergic disease as opposed to other etiologies and defines the allergens that may be responsible for eliciting signs and symptoms. The level of IgE antibodies in serum varies directly with the concentration of IgE antibodies expressed as a class score or kU/L. | Testing for IgE antibodies is not useful in patients previously treated with immunotherapy to determine if residual clinical sensitivity exists or in patients in whom the medical management does not depend upon identification of allergen specificity. Some individuals with clinically insignificant sensitivity to allergens may have measurable levels of IgE antibodies in serum, and test results must be interpreted in the clinical context. False-positive results for IgE antibodies may occur in patients with markedly elevated serum IgE (>2500 kU/L) due to nonspecific binding to allergen solid phases. | Homburger HA, Hamilton RG: Allergic diseases. In: McPherson RA, Pincus MR, eds. Henry's Clinical Diagnosis and Management by Laboratory Methods. 23rd ed.Elsevier; 2017:1057-1070 | Specific IgE from the patient's serum reacts with the allergen of interest, which is covalently coupled to an ImmunoCAP. After washing away nonspecific IgE, enzyme-labeled anti-IgE antibody is added to form a complex. After incubation, unbound anti-IgE is washed away, and the bound complex incubated with a developing agent. After stopping the reaction, the fluorescence of the eluate is measured. Fluorescence is proportional to the amount of specific IgE present in the patient's sample (ie, the higher the fluorescence value, the more IgE antibody is present).(Package insert: ImmunoCAP System Specific IgE FEIA. Phadia; Rev 06/2020) | Same day/1 to 3 days | 14 days | This test was developed and its performance characteristics determined by Mayo Clinic in a manner consistent with CLIA requirements. It has not been cleared or approved by the US Food and Drug Administration. | 86003 | Cottonseed, IgE | 6089-7 | CSED | Cottonseed, IgE | 6089-7
CTWD | Cottonwood, IgE, Serum | Establishing a diagnosis of an allergy to cottonwood Defining the allergen responsible for eliciting signs and symptoms Identifying allergens: -Responsible for allergic response and/or anaphylactic episode -To confirm sensitization prior to beginning immunotherapy -To investigate the specificity of allergic reactions to insect venom allergens, drugs, or chemical allergens | Fluorescence Enzyme Immunoassay (FEIA) | Yes | Cottonwood, IgE | Serum | Collection Container/Tube: Preferred:Serum gel Acceptable:Red top Submission Container/Tube:Plastic vial Specimen Volume:0.5 mL for every 5 allergens requested Collection Instructions:Centrifuge and aliquot serum into a plastic vial. | For 1 allergen: 0.3 mL For more than 1 allergen: (0.05 mL x number of allergens) + 0.25 mL deadspace | Clinical manifestations of immediate hypersensitivity (allergic) diseases are caused by the release of proinflammatory mediators (histamine, leukotrienes, and prostaglandins) from IgE-sensitized effector cells (mast cells and basophils) when cell-bound IgE antibodies interact with an allergen. In vitro serum testing for IgE antibodies provides an indication of the immune response to allergens that may be associated with allergic disease. The allergens chosen for testing often depend upon the age of the patient, history of allergen exposure, season of the year, and clinical manifestations. In individuals predisposed to develop allergic disease, the sequence of sensitization and clinical manifestations proceed as follows: eczema and respiratory disease (rhinitis and bronchospasm) in infants and children less than 5 years due to food sensitivity (milk, egg, soy, and wheat proteins) followed by respiratory disease (rhinitis and asthma) in older children and adults due to sensitivity to inhalant allergens (dust mite, mold, and pollen inhalants). | Class,IgE kU/L,Interpretation, 0,<0.10,Negative, 0/1,0.10-0.34,Borderline/equivocal, 1,0.35-0.69,Equivocal, 2,0.70-3.49,Positive, 3,3.50-17.4,Positive, 4,17.5-49.9,Strongly positive, 5,50.0-99.9,Strongly positive, 6,> or =100,Strongly positive, | Detection of IgE antibodies in serum (class 1 or greater) indicates an increased likelihood of allergic disease as opposed to other etiologies and defines the allergens that may be responsible for eliciting signs and symptoms. The level of IgE antibodies in serum varies directly with the concentration of IgE antibodies expressed as a class score or kU/L. | Testing for IgE antibodies is not useful in patients previously treated with immunotherapy to determine if residual clinical sensitivity exists or in patients in whom the medical management does not depend upon identification of allergen specificity. Some individuals with clinically insignificant sensitivity to allergens may have measurable levels of IgE antibodies in serum, and test results must be interpreted in the clinical context. False-positive results for IgE antibodies may occur in patients with markedly elevated serum IgE (>2500 kU/L) due to nonspecific binding to allergen solid phases. | Homburger HA, Hamilton RG: Allergic diseases. In: McPherson RA, Pincus MR, eds. Henry's Clinical Diagnosis and Management by Laboratory Methods. 23rd ed.Elsevier; 2017:1057-1070 | Specific IgE from the patient's serum reacts with the allergen of interest, which is covalently coupled to an ImmunoCAP. After washing away nonspecific IgE, enzyme-labeled anti-IgE antibody is added to form a complex. After incubation, unbound anti-IgE is washed away, and the bound complex incubated with a developing agent. After stopping the reaction, the fluorescence of the eluate is measured. Fluorescence is proportional to the amount of specific IgE present in the patient's sample (ie, the higher the fluorescence value, the more IgE antibody is present).(Package insert: ImmunoCAP System Specific IgE FEIA. Phadia; Rev 06/2020) | Same day/1 to 3 days | 14 days | This test has been cleared, approved, or is exempt by the US Food and Drug Administration and is used per manufacturer's instructions. Performance characteristics were verified by Mayo Clinic in a manner consistent with CLIA requirements. | 86003 | Cottonwood, IgE | 6090-5 | CTWD | Cottonwood, IgE | 6090-5
COW | Cow Epithelium, IgE, Serum | Establishing a diagnosis of an allergy to cow epithelium Defining the allergen responsible for eliciting signs and symptoms Identifying allergens: -Responsible for allergic response and/or anaphylactic episode -To confirm sensitization prior to beginning immunotherapy -To investigate the specificity of allergic reactions to insect venom allergens, drugs, or chemical allergens | Fluorescence Enzyme Immunoassay (FEIA) | Yes | Cow Epithelium, IgE | Serum | Collection Container/Tube: Preferred:Serum gel Acceptable:Red top Submission Container/Tube:Plastic vial Specimen Volume:0.5 mL for every 5 allergens requested Collection Instructions:Centrifuge and aliquot serum into a plastic vial. | For 1 allergen: 0.3 mL For more than 1 allergen: (0.05 mL x number of allergens) + 0.25 mL deadspace | Clinical manifestations of immediate hypersensitivity (allergic) diseases are caused by the release of proinflammatory mediators (histamine, leukotrienes, and prostaglandins) from IgE-sensitized effector cells (mast cells and basophils) when cell-bound IgE antibodies interact with an allergen. In vitro serum testing for IgE antibodies provides an indication of the immune response to allergens that may be associated with allergic disease. The allergens chosen for testing often depend upon the age of the patient, history of allergen exposure, season of the year, and clinical manifestations. In individuals predisposed to develop allergic disease, the sequence of sensitization and clinical manifestations proceed as follows: eczema and respiratory disease (rhinitis and bronchospasm) in infants and children less than 5 years due to food sensitivity (milk, egg, soy, and wheat proteins) followed by respiratory disease (rhinitis and asthma) in older children and adults due to sensitivity to inhalant allergens (dust mite, mold, and pollen inhalants). | Class,IgE kU/L,Interpretation, 0,<0.10,Negative, 0/1,0.10-0.34,Borderline/equivocal, 1,0.35-0.69,Equivocal, 2,0.70-3.49,Positive, 3,3.50-17.4,Positive, 4,17.5-49.9,Strongly positive, 5,50.0-99.9,Strongly positive, 6,> or =100,Strongly positive, | Detection of IgE antibodies in serum (class 1 or greater) indicates an increased likelihood of allergic disease as opposed to other etiologies and defines the allergens that may be responsible for eliciting signs and symptoms. The level of IgE antibodies in serum varies directly with the concentration of IgE antibodies expressed as a class score or kU/L. | Testing for IgE antibodies is not useful in patients previously treated with immunotherapy to determine if residual clinical sensitivity exists or in patients in whom the medical management does not depend upon identification of allergen specificity. Some individuals with clinically insignificant sensitivity to allergens may have measurable levels of IgE antibodies in serum, and test results must be interpreted in the clinical context. False-positive results for IgE antibodies may occur in patients with markedly elevated serum IgE (>2500 kU/L) due to nonspecific binding to allergen solid phases. | Homburger HA, Hamilton RG: Allergic diseases. In: McPherson RA, Pincus MR, eds. Henry's Clinical Diagnosis and Management by Laboratory Methods. 23rd ed.Elsevier; 2017:1057-1070 | Specific IgE from the patient's serum reacts with the allergen of interest, which is covalently coupled to an ImmunoCAP. After washing away nonspecific IgE, enzyme-labeled anti-IgE antibody is added to form a complex. After incubation, unbound anti-IgE is washed away, and the bound complex incubated with a developing agent. After stopping the reaction, the fluorescence of the eluate is measured. Fluorescence is proportional to the amount of specific IgE present in the patient's sample (ie, the higher the fluorescence value, the more IgE antibody is present). (Package insert: ImmunoCAP System Specific IgE FEIA. Phadia; Rev 06/2020) | Same day/1 to 3 days | 14 days | This test has been cleared, approved, or is exempt by the US Food and Drug Administration and is used per manufacturer's instructions. Performance characteristics were verified by Mayo Clinic in a manner consistent with CLIA requirements. | 86003 | Cow Epithelium, IgE | 7257-9 | COW | Cow Epithelium, IgE | 7257-9
CBBRP | Coxiella burnetii (Q fever), Molecular Detection, PCR, Blood | Aiding in the diagnosis ofCoxiella burnetiiinfection (eg, Q fever) | Real-Time Polymerase Chain Reaction (PCR) | Yes | Coxiella burnetii (Q fever) PCR, B | Whole Blood EDTA | The high sensitivity of amplification by polymerase chain reaction requires the specimen to be processed in an environment in which contamination of the specimen byCoxiella burnetiiDNA is unlikely. Container/Tube: Preferred:Lavender top (EDTA) Acceptable:Royal blue top (EDTA), pink top (EDTA), or sterile vial containing EDTA-derived aliquot Specimen Volume:1 mL Collection Instructions:Send whole blood specimen in original tube (preferred). | 0.5 mL | Coxiella burnetii, the causative agent of Q fever, is a small obligate intracellular bacterium that is distributed ubiquitously in the environment. Acquired through aerosol exposure, it generally causes mild respiratory disease. A small number of these acute cases will advance to a chronic condition, which typically manifests as endocarditis. If left untreated, cases of Q fever endocarditis are fatal. Current diagnostic methods of Q fever endocarditis include serologic studies and histopathologic examination of excised cardiac tissue. These current methods are subjective and nonspecific, limiting usefulness in patient diagnostics. Evaluation of infected tissue, blood, or serum usingpolymerase chain reaction(PCR) has been shown to be an effective tool for diagnosingC burnetiiinfection. Mayo Clinic Laboratories has developed a real-time PCR test that permits rapid identification ofC burnetii. The assay targets a unique sequence of the shikimate dehydrogenase gene (aroE) present inC burnetii. The assay targets a unique sequence of the shikimate dehydrogenase gene (aroE) present inC burnetii. | Not applicable | A positive result indicates the presence ofCoxiella burnetiiDNA. A negative result indicates the absence of detectableC burnetiiDNA but does not negate the presence of the organism and may occur due to inhibition of PCR, sequence variability underlying primers or probes, or the presence ofC burnetiiDNAin quantities less than the limit of detection of the assay. | Test results should be used as an aid in diagnosis and not be considered diagnostic in themselves. A single assay should not be used as the only criteria to form a clinical conclusion, but results should be correlated with patient symptoms and clinical presentation. A negative result does not negate the presence of the organism or active disease. | 1. Frangoulidis D, Meyer H, Kahlhofer C, Splettstoesser WD: 'Real-time' PCR-based detection ofCoxiella burnetiiusing conventional techniques. FEMS Immunol Med Microbiol 2012 Feb;64(1):134-136. 2. Liesman RM, Pritt BS, Maleszewski JJ, Patel R. Laboratory diagnosis of infective endocarditis. J Clin Microbiol. 2017 Sep;55(9):2599-2608. doi: 10.1128/jcm.00635-17. 3. Kersh GJ, Bleeker-Rovers CP: Coxiella: Evaluation, interpretation, and reporting results. In: Carroll K, Pfaller M, eds. Manual of Clinical Microbiology. 12th ed. ASM Press; 2019:1185-1186. 4. Anderson A, Bijlmer H, Fournier PE, et al: Diagnosis and management of Q fever-United States, 2013: recommendations from CDC and the Q Fever Working Group. MMWR Recomm Rep 2013;62(RR-03):1-30. | Bacterial nucleic acid is extracted from the specimen using the automated MagNA Pure instrument. The purified DNA is placed on the LightCycler instrument, which amplifies and monitors by fluorescence the development of target nucleic sequences after each PCR cycle. A specific target sequence fromCoxiella burnetiiis amplified and the resulting segment is detected using specific hybridization probes. Detection of theC burnetiitarget is performed through melting curve analysis using the LightCycler software.(Cockerill FR, Uhl FR: Applications and challenges of real-time PCR for the clinical microbiology laboratory. In: Reischl U, Wittwer C, Cockerill F, eds. Rapid Cycle Real-Time PCR, 2002:3-27;Kersh GJ, Bleeker-Rovers CP: Coxiella. In: Carroll K, Pfaller M, eds. Manual of Clinical Microbiology. 12th ed. ASM Press; 2019:1180-1188) | Same day/1 to 4 days | 1 week | This test was developed and its performance characteristics determined by Mayo Clinic in a manner consistent with CLIA requirements. It has not been cleared or approved by the US Food and Drug Administration. | 87798 | Coxiella burnetii (Q fever) PCR, B | 90443-3 | 35192 | Coxiella burnetii PCR | 90443-3
CBSRP | Coxiella burnetii (Q Fever), Molecular Detection, PCR, Serum | Aiding in the diagnosis ofCoxiella burnetiiinfection (ie, Q fever) using serum specimens | Real-Time Polymerase Chain Reaction (PCR) | Yes | Coxiella burnetii (Q fever) PCR, S | Serum | The high sensitivity of amplification by polymerase chain reaction requires the specimen to be processed in an environment in which contamination of the specimen byCoxiella burnetiiDNA is unlikely. Collection Container/Tube: Preferred:Red top Acceptable:Serum gel Submission Container/Tube:Sterile vial Specimen Volume:1 mL Collection Instructions:Centrifuge and aliquot serum into a sterile vial within 2 hours of collection. | 0.5 mL | Coxiella burnetii, the causative agent of Q fever, is a small obligately intracellular bacterium associated with animals. Acquired through aerosol exposure, it generally causes mild respiratory disease. A small number of acute cases advance to a chronic infection, which typically manifests as endocarditis. Left untreated, Q fever endocarditis may be fatal. Serologic and histopathologic studies may be nonspecific and subjective, respectively, limiting usefulness for patient diagnosis. Evaluation of infected tissue, blood, or serum usingpolymerase chain reaction(PCR) may be a useful tool for diagnosing some cases ofCoxiella burnetiiinfection. Mayo Clinic Laboratories has developed a real-time PCR test that rapidly detectsCoxiella burnetiiDNA in clinical specimens by targeting a sequence of the shikimate dehydrogenase gene (aroE) unique toCoxiella burnetii. | Not applicable | A positive result indicates the presence ofCoxiella burnetiiDNA. A negative result indicates the absence of detectableC burnetiiDNA but does not negate the presence of the organism and may occur due to inhibition of PCR, sequence variability underlying primers or probes, or the presence ofC burnetiiDNAin quantities less than the limit of detection of the assay. | Test results should be used as an aid in diagnosis and not be considered diagnostic in themselves. A single assay should not be used as the only criteria to form a clinical conclusion, but results should be correlated with patient symptoms and clinical presentation. A negative result does not negate the presence of the organism or active disease. | 1. Frangoulidis D, Meyer H, Kahlhofer C, Splettstoesser WD: 'Real-time' PCR-based detection ofCoxiella burnetiiusing conventional techniques. FEMS Immunol Med Microbiol 2012 Feb;64(1):134-136 2. Liesman RM, Pritt BS, Maleszewski JJ, Patel R. Laboratory diagnosis of infective endocarditis. J Clin Microbiol. 2017 Sep;55(9):2599-2608. doi: 10.1128/jcm.00635-17 3.Kersh GJ, Bleeker-Rovers CP: Coxiella: Evaluation, interpretation, and reporting results. In: Carroll K, Pfaller M, eds. Manual of Clinical Microbiology. 12th ed. ASM Press; 2019:1185-1186 4. Anderson A, Bijlmer H, Fournier PE, et al: Diagnosis and management of Q fever-United States, 2013: recommendations from CDC and the Q Fever Working Group. MMWR Recomm Rep 2013;62(RR-03):1-30 | Bacterial nucleic acid is extracted from the specimen using the automated MagNA Pure instrument. The purified DNA is placed on the LightCycler instrument, which amplifies and monitors by fluorescence the development of target nucleic sequences after each PCR cycle. A specific target sequence fromCoxiella burnetiiis amplified and the resulting segment is detected using specific hybridization probes. Detection of theCoxiella burnetiitarget is performed through melting curve analysis using the LightCycler software.(Cockerill FR, Uhl FR: Applications and challenges of real-time PCR for the clinical microbiology laboratory. In: Reischl U, Wittwer C, Cockerill F, eds. Rapid Cycle Real-Time PCR, 2002:3-27; Kersh GJ, Bleeker-Rovers CP: Coxiella. In: Carroll K, Pfaller M, eds. Manual of Clinical Microbiology. 12th ed. ASM Press; 2019:1180-1188) | 2 to 7 days | 7 days | This test was developed and its performance characteristics determined by Mayo Clinic in a manner consistent with CLIA requirements. It has not been cleared or approved by the US Food and Drug Administration. | 87798 | Coxiella burnetii (Q fever) PCR, S | 90443-3 | 35190 | Coxiella burnetii PCR | 90443-3
CBRP | Coxiella burnetii (Q fever), Molecular Detection, PCR, Varies | Aiding in the diagnosis ofCoxiella burnetiiinfection (eg, Q fever) using tissue specimens | Real-Time Polymerase Chain Reaction (PCR) | Yes | Coxiella burnetii (Q fever) PCR | For more information seeInfective Endocarditis: Diagnostic Testing for Identification of Microbiological Etiology | The high sensitivity of amplification bypolymerase chain reactionrequires the specimen to be processed in an environment in which contamination of the specimen byCoxiella burnetiiDNA is unlikely. Submit only 1 of the following specimens: Specimen Type:Fresh tissue or biopsy Sources:Lung, bone, liver, heart valve, aorta, or endocardium Container/Tube:Sterile container Specimen Volume:Entire collection or 5 mm(3) - approximately the size of a pencil eraser Collection Instructions: 1. Collect fresh tissue specimen. 2. Submit tissue only, do not add fluid to tissue 3. Refrigerate or freeze specimen. Specimen Stability Information:Refrigerated (preferred) <7 days/ Frozen <7 days Preferred Paraffin-embedded tissue block: Specimen Type:Formalin-fixed, paraffin-embedded tissue block (FFPE) Sources:Lung, bone, liver, heart valve, aorta, or endocardium Supplies:Tissue Block Container (T553) Container/Tube:Tissue block Collection Instructions:Submit a formalin-fixed, paraffin-embedded tissue block to be cut and returned. Specimen Stability Information:Ambient (preferred)/Refrigerated Acceptable Paraffin-embedded tissue block: Specimen Type:Formalin-fixed, paraffin-embedded tissue block (FFPE) Sources:Lung, bone, liver, heart valve, aorta, or endocardium Container/Tube:Sterile container for each individual cut section (scroll). Collection Instructions:Perform microtomy and prepare 5 separate 10-micron sections.Each section (scroll) must be placed in a separate sterile container for submission. Specimen Stability Information:Ambient (preferred)/Refrigerated | Fresh tissue or biopsy: 5 mm(3) Paraffin-embedded tissue block: two 10-micron sections | Coxiella burnetii, the causative agent of Q fever, is a small obligate intracellular bacterium associated with animals. Acquired through aerosol exposure, it generally causes mild respiratory disease. A small number of acute cases advance to a chronic infection, which typically manifests as endocarditis. Left untreated, Q fever endocarditis may be fatal. Serologic and histopathologic studies may be nonspecific and subjective, respectively, limiting usefulness for patient diagnosis. Evaluation of infected tissue, blood, or serum usingpolymerase chain reaction(PCR) may be a useful tool for diagnosing some cases ofC burnetiiinfection. Mayo Clinic Laboratories has developed a real-time PCR test that rapidly detectsC burnetiiDNA in clinical specimens by targeting a sequence of the shikimate dehydrogenase gene (aroE) unique toC burnetii. | Not applicable | A positive result indicates the presence ofCoxiella burnetiiDNA. A negative result indicates the absence of detectableC burnetiiDNA, but it does not negate the presence of the organism and may occur due to inhibition ofpolymerase chain reaction, sequence variability underlying primers or probes, or the presence ofC burnetiiDNAin quantities less than the limit of detection of the assay. | Test results should be used as an aid in diagnosis and not be considered diagnostic in themselves. A single assay should not be used as the only criteria to form a clinical conclusion, but results should be correlated with patient symptoms and clinical presentation. A negative result does not negate the presence of the organism or active disease. | 1. Frangoulidis D, Meyer H, Kahlhofer C, Splettstoesser WD: 'Real-time' PCR-based detection ofCoxiella burnetiiusing conventional techniques. FEMS Immunol Med Microbiol 2012 Feb;64(1):134-136. 2. Liesman RM, Pritt BS, Maleszewski JJ, Patel R. Laboratory diagnosis of infective endocarditis. J Clin Microbiol. 2017 Sep;55(9):2599-2608. doi: 10.1128/jcm.00635-17. 3. Kersh GJ, Bleeker-Rovers CP: Coxiella: Evaluation, interpretation, and reporting results. In: Carroll K, Pfaller M, eds. Manual of Clinical Microbiology. 12th ed. ASM Press; 2019:1185-1186. 4. Anderson A, Bijlmer H, Fournier PE, et al: Diagnosis and management of Q fever-United States, 2013: recommendations from CDC and the Q Fever Working Group. MMWR Recomm Rep 2013;62(RR-03):1-30. | Bacterial nucleic acid is extracted from the specimen using the automated MagNA Pure instrument. The purified DNA is placed on the LightCycler instrument, which amplifies and monitors by fluorescence the development of target nucleic sequences after each PCR cycle. A specific target sequence fromCoxiella burnetiiis amplified and the resulting segment is detected using specific hybridization probes. Detection of theC burnetiitarget is performed through melting curve analysis using the LightCycler software.(Cockerill FR, Uhl FR: Applications and challenges of real-time PCR for the clinical microbiology laboratory. In: Reischl U, Wittwer C, Cockerill F, eds. Rapid Cycle Real-Time PCR, 2002:3-27;Kersh GJ, Bleeker-Rovers CP: Coxiella. In: Carroll K, Pfaller M, eds. Manual of Clinical Microbiology. 12th ed. ASM Press; 2019:1180-1188) | 2 to 7 days | 7 days | This test was developed and its performance characteristics determined by Mayo Clinic in a manner consistent with CLIA requirements. It has not been cleared or approved by the US Food and Drug Administration. | 87798 | Coxiella burnetii (Q fever) PCR | 90442-5 | 62193 | Coxiella burnetii PCR | 90442-5
FCRAB | Crab IgG |  | Enzyme Immunoassay (FEIA) | No | Crab IgG | Serum | Collection Container/Tube: Preferred: Red top Acceptable: Serum gel Submission Container/tube:Plastic vial Specimen Volume: 0.5 mL Collection Instructions: 1. Draw blood in a plain red-top tube(s), serum gel tube(s) is acceptable. 2. Centrifuge and aliquot 0.5 mL of serum into a plastic vial. 3. Send refrigerate. | See Specimen Required |  | Reference ranges have not been established for food-specific IgG tests. | The clinical utility of food-specific IgG tests has not been established. These tests can be used in special clinical situations to select foods for evaluation by diet elimination and challenge in patients who have food-related complaints. It should be recognized that the presence of food-specific IgG alone cannot be taken as evidence of food allergy and only indicates immunologic sensitization by the food allergen in question. This test should only be ordered by physicians who recognize the limitations of the test. |  |  |  | 5 to 7 days |  | This test was developed and its performance characteristics determined by Eurofins Viracor. It has not been cleared or approved by the U.S. Food and Drug Administration. | 86001 | Crab IgG | 60370-4 | FCRAB | Crab IgG | 60370-4
CRAB | Crab, IgE, Serum | Establishing a diagnosis of an allergy to crab Defining the allergen responsible for eliciting signs and symptoms Identifying allergens: -Responsible for allergic response and/or anaphylactic episode -To confirm sensitization prior to beginning immunotherapy -To investigate the specificity of allergic reactions to insect venom allergens, drugs, or chemical allergens | Fluorescence Enzyme Immunoassay (FEIA) | Yes | Crab, IgE | Serum | Collection Container/Tube: Preferred:Serum gel Acceptable:Red top Submission Container/Tube:Plastic vial Specimen Volume:0.5 mL for every 5 allergens requested Collection Instructions:Centrifuge and aliquot serum into a plastic vial. | For 1 allergen: 0.3 mL For more than 1 allergen: (0.05 mL x number of allergens) + 0.25 mL deadspace | Clinical manifestations of immediate hypersensitivity (allergic) diseases are caused by the release of proinflammatory mediators (histamine, leukotrienes, and prostaglandins) from IgE-sensitized effector cells (mast cells and basophils) when cell-bound IgE antibodies interact with an allergen. In vitro serum testing for IgE antibodies provides an indication of the immune response to allergens that may be associated with allergic disease. The allergens chosen for testing often depend upon the age of the patient, history of allergen exposure, season of the year, and clinical manifestations. In individuals predisposed to develop allergic disease, the sequence of sensitization and clinical manifestations proceed as follows: eczema and respiratory disease (rhinitis and bronchospasm) in infants and children less than 5 years due to food sensitivity (milk, egg, soy, and wheat proteins) followed by respiratory disease (rhinitis and asthma) in older children and adults due to sensitivity to inhalant allergens (dust mite, mold, and pollen inhalants). | Class,IgE kU/L,Interpretation, 0,<0.10,Negative, 0/1,0.10-0.34,Borderline/equivocal, 1,0.35-0.69,Equivocal, 2,0.70-3.49,Positive, 3,3.50-17.4,Positive, 4,17.5-49.9,Strongly positive, 5,50.0-99.9,Strongly positive, 6,> or =100,Strongly positive, | Detection of IgE antibodies in serum (class 1 or greater) indicates an increased likelihood of allergic disease as opposed to other etiologies and defines the allergens that may be responsible for eliciting signs and symptoms. The level of IgE antibodies in serum varies directly with the concentration of IgE antibodies expressed as a class score or kU/L. | Testing for IgE antibodies is not useful in patients previously treated with immunotherapy to determine if residual clinical sensitivity exists or in patients in whom the medical management does not depend upon identification of allergen specificity. Some individuals with clinically insignificant sensitivity to allergens may have measurable levels of IgE antibodies in serum, and test results must be interpreted in the clinical context. False-positive results for IgE antibodies may occur in patients with markedly elevated serum IgE (>2500 kU/L) due to nonspecific binding to allergen solid phases. | Homburger HA, Hamilton RG: Allergic diseases. In: McPherson RA, Pincus MR, eds. Henry's Clinical Diagnosis and Management by Laboratory Methods. 23rd ed.Elsevier; 2017:1057-1070 | Specific IgE from the patient's serum reacts with the allergen of interest, which is covalently coupled to an ImmunoCAP. After washing away nonspecific IgE, enzyme-labeled anti-IgE antibody is added to form a complex. After incubation, unbound anti-IgE is washed away, and the bound complex incubated with a developing agent. After stopping the reaction, the fluorescence of the eluate is measured. Fluorescence is proportional to the amount of specific IgE present in the patient's sample (ie, the higher the fluorescence value, the more IgE antibody is present). (Package insert: ImmunoCAP System Specific IgE FEIA. Phadia; Rev 06/2020) | Same day/1 to 3 days | 14 days | This test has been cleared, approved, or is exempt by the US Food and Drug Administration and is used per manufacturer's instructions. Performance characteristics were verified by Mayo Clinic in a manner consistent with CLIA requirements. | 86003 | Crab, IgE | 6092-1 | CRAB | Crab, IgE | 6092-1
CRANB | Cranberry, IgE, Serum | Establishing the diagnosis of an allergy to cranberry Defining the allergen responsible for eliciting signs and symptoms Identifying allergens: -Responsible for allergic response and/or anaphylactic episode -To confirm sensitization prior to beginning immunotherapy -To investigate the specificity of allergic reactions to insect venom allergens, drugs, or chemical allergens | Fluorescence Enzyme Immunoassay (FEIA) | Yes | Cranberry, IgE | Serum | Collection Container/Tube: Preferred:Serum gel Acceptable:Red top Submission Container/Tube:Plastic vial Specimen Volume:0.5 mL for every 5 allergens requested Collection Instructions:Centrifuge and aliquot serum into a plastic vial. | For 1 allergen: 0.3 mL More than 1 allergen: (0.05 mL x number of allergens) + 0.25 mL dead space | Clinical manifestations of immediate hypersensitivity (allergic) diseases are caused by the release of proinflammatory mediators (histamine, leukotrienes, and prostaglandins) from IgE-sensitized effector cells (mast cells and basophils) when cell-bound IgE antibodies interact with an allergen. In vitro serum testing for IgE antibodies provides an indication of the immune response to allergens that may be associated with allergic disease. The allergens chosen for testing often depend upon the age of the patient, history of allergen exposure, season of the year, and clinical manifestations. In individuals predisposed to develop allergic disease, the sequence of sensitization and clinical manifestations proceed as follows: eczema and respiratory disease (rhinitis and bronchospasm) in infants and children less than 5 years due to food sensitivity (milk, egg, soy, and wheat proteins) followed by respiratory disease (rhinitis and asthma) in older children and adults due to sensitivity to inhalant allergens (dust mite, mold, and pollen inhalants). | Class,IgE kU/L,Interpretation, 0,<0.10,Negative, 0/1,0.10-0.34,Borderline/equivocal, 1,0.35-0.69,Equivocal, 2,0.70-3.49,Positive, 3,3.50-17.4,Positive, 4,17.5-49.9,Strongly positive, 5,50.0-99.9,Strongly positive, 6,> or =100,Strongly positive, | Detection of IgE antibodies in serum (class 1 or greater) indicates an increased likelihood of allergic disease as opposed to other etiologies and defines the allergens that may be responsible for eliciting signs and symptoms. The level of IgE antibodies in serum varies directly with the concentration of IgE antibodies expressed as a class score or kU/L. | Testing for IgE antibodies is not useful in patients previously treated with immunotherapy to determine if residual clinical sensitivity exists or in patients in whom the medical management does not depend upon identification of allergen specificity. Some individuals with clinically insignificant sensitivity to allergens may have measurable levels of IgE antibodies in serum, and test results must be interpreted in the clinical context. False-positive results for IgE antibodies may occur in patients with markedly elevated serum IgE (>2500 kU/L) due to nonspecific binding to allergen solid phases. | Homburger HA, Hamilton RG: Allergic diseases. In: McPherson RA, Pincus MR, eds. Henry's Clinical Diagnosis and Management by Laboratory Methods. 23rd ed.Elsevier; 2017:1057-1070 | Specific IgE from the patient's serum reacts with the allergen of interest, which is covalently coupled to an ImmunoCAP. After washing away nonspecific IgE, enzyme-labeled anti-IgE antibody is added to form a complex. After incubation, unbound anti-IgE is washed away, and the bound complex incubated with a developing agent. After stopping the reaction, the fluorescence of the eluate is measured. Fluorescence is proportional to the amount of specific IgE present in the patient's sample (ie, the higher the fluorescence value, the more IgE antibody is present).(Package insert: ImmunoCAP System Specific IgE FEIA. Phadia; Rev 06/2020) | Same day/1 to 3 days | 14 days | This test was developed and its performance characteristics determined by Mayo Clinic in a manner consistent with CLIA requirements. It has not been cleared or approved by the US Food and Drug Administration. | 86003 | Cranberry, IgE | 7262-9 | CRANB | Cranberry, IgE | 7262-9
CRAY | Crayfish, IgE, Serum | Establishing the diagnosis of an allergy to crayfish Defining the allergen responsible for eliciting signs and symptoms Identifying allergens: -Responsible for allergic response and/or anaphylactic episode -To confirm sensitization prior to beginning immunotherapy -To investigate the specificity of allergic reactions to insect venom allergens, drugs, or chemical allergens | Fluorescence Enzyme Immunoassay (FEIA) | Yes | Crayfish, IgE | Serum | Collection Container/Tube: Preferred:Serum gel Acceptable:Red top Submission Container/Tube:Plastic vial Specimen Volume:0.5 mL for every 5 allergens requested Collection Instructions:Centrifuge and aliquot serum into a plastic vial. | For 1 allergen: 0.3 mL More than 1 allergen: (0.05 mL x number of allergens) + 0.25 mL dead space | Clinical manifestations of immediate hypersensitivity (allergic) diseases are caused by the release of proinflammatory mediators (histamine, leukotrienes, and prostaglandins) from IgE-sensitized effector cells (mast cells and basophils) when cell-bound IgE antibodies interact with an allergen. In vitro serum testing for IgE antibodies provides an indication of the immune response to allergens that may be associated with allergic disease. The allergens chosen for testing often depend upon the age of the patient, history of allergen exposure, season of the year, and clinical manifestations. In individuals predisposed to develop allergic disease, the sequence of sensitization and clinical manifestations proceed as follows: eczema and respiratory disease (rhinitis and bronchospasm) in infants and children less than 5 years due to food sensitivity (milk, egg, soy, and wheat proteins) followed by respiratory disease (rhinitis and asthma) in older children and adults due to sensitivity to inhalant allergens (dust mite, mold, and pollen inhalants). | Class,IgE kU/L,Interpretation, 0,<0.10,Negative, 0/1,0.10-0.34,Borderline/equivocal, 1,0.35-0.69,Equivocal, 2,0.70-3.49,Positive, 3,3.50-17.4,Positive, 4,17.5-49.9,Strongly positive, 5,50.0-99.9,Strongly positive, 6,> or =100,Strongly positive, | Detection of IgE antibodies in serum (class 1 or greater) indicates an increased likelihood of allergic disease as opposed to other etiologies and defines the allergens that may be responsible for eliciting signs and symptoms. The level of IgE antibodies in serum varies directly with the concentration of IgE antibodies expressed as a class score or kU/L. | Testing for IgE antibodies is not useful in patients previously treated with immunotherapy to determine if residual clinical sensitivity exists or in patients in whom the medical management does not depend upon identification of allergen specificity. Some individuals with clinically insignificant sensitivity to allergens may have measurable levels of IgE antibodies in serum, and test results must be interpreted in the clinical context. False-positive results for IgE antibodies may occur in patients with markedly elevated serum IgE (>2500 kU/L) due to nonspecific binding to allergen solid phases. | Homburger HA, Hamilton RG: Allergic diseases. In: McPherson RA, Pincus MR, eds. Henry's Clinical Diagnosis and Management by Laboratory Methods. 23rd ed.Elsevier; 2017:1057-1070 | Specific IgE from the patient's serum reacts with the allergen of interest, which is covalently coupled to an ImmunoCAP. After washing away nonspecific IgE, enzyme-labeled anti-IgE antibody is added to form a complex. After incubation, unbound anti-IgE is washed away, and the bound complex incubated with a developing agent. After stopping the reaction, the fluorescence of the eluate is measured. Fluorescence is proportional to the amount of specific IgE present in the patient's sample (ie, the higher the fluorescence value, the more IgE antibody is present).(Package insert: ImmunoCAP System Specific IgE FEIA. Phadia; Rev 06/2020) | Same day/1 to 3 days | 14 days | This test was developed and its performance characteristics determined by Mayo Clinic in a manner consistent with CLIA requirements. It has not been cleared or approved by the US Food and Drug Administration. | 86003 | Crayfish, IgE | 7265-2 | CRAY | Crayfish, IgE | 7265-2
CRDPP | Creatine Disorders Panel, Plasma | Evaluating patients with a clinical suspicion of arginine:glycine amidinotransferase deficiency, guanidinoacetate methyltransferase deficiency, and creatine transporter deficiency using plasma specimens | Liquid Chromatography Tandem Mass Spectrometry (LC-MS/MS) | Yes | Creatine Disorders Panel, P | For more information see: | Collection Container/Tube: Preferred:Lavender top (EDTA) Acceptable:Green top (sodium heparin), yellow top (ACD) Submission Container/Tube:Plastic vial Specimen Volume:0.5 mL Collection Instructions:Centrifuge and aliquot plasma into plastic vial. Send plasma frozen. | 0.1 mL | Disorders of creatine synthesis (guanidinoacetate methyltransferase [GAMT] deficiency, L-arginine:glycine amidinotransferases [AGAT] deficiency, and creatine transporter deficiency [CTD]) are collectively described as creatine deficiency syndromes (CDS). GAMT and AGAT deficiencies are inherited in an autosomal recessive manner, while CTD is X-linked. All 3 disorders result in a depletion of cerebral creatine and typically present with global developmental delays, intellectual disability, and severe speech delay. Affected patients may have abnormal magnetic resonance imaging findings and exhibit cerebral creatine deficiency in brain magnetic resonance spectroscopy. Patients with GAMT and male patients with CTD develop seizures, behavioral problems, and autistic features and may have abnormal movements. Female carriers for CTD can be asymptomatic or exhibit features similar to affected male patients, such as intellectual disability, behavioral problems, and seizures. Diagnosis of creatine synthesis disorders relies on measurement of guanidinoacetate (GAA), creatine (Cr), and creatinine (Crn) in plasma and urine. The profiles are specific for each clinical entity. In plasma, patients with GAMT deficiency typically exhibit very elevated GAA, low Cr, and normal to low Crn. Patients with AGAT deficiency typically exhibit low to normal GAA, low Cr, and normal to low Crn. Patients with CTD may have normal or abnormal plasma levels of GAA, Cr and Crn, and measurement of these analytes in urine is also useful for diagnosis in male patients (characteristic findings are elevated Cr, normal to low Crn, and an elevated Cr:Crn ratio in urine). The only consistently reliable method for diagnosis of CTD in female patients is molecular analysis of theSLC6A8gene. The diagnosis of GAMT and AGAT and CTD can be confirmed by molecular analysis ofGAMTandGATMandSLC6A8. Treatment with oral supplementation of creatine monohydrate is available and effective for the AGAT and GAMT deficiencies. Patients with GAMT deficiency may also be treated with supplemental ornithine and dietary arginine restriction. Early treatment has been reported to prevent disease manifestations in affected but presymptomatic newborn siblings of individuals with GAMT or AGAT deficiencies. | Creatine Disorders Panel Reference Values(creatine, creatinine, and guanidinoacetate results reported as nmol/mL), ,< or =11 Months,12-23 Months,24-35 Months, Female,Male,Female,Male,Female,Male, Creatine,38.6-96.8,39.0-97.0,38.2-96.5,38.6-96.5,37.7-96.0,38.2-96.0, Creatinine,27.6-35.9,27.6-35.2,27.6-36.5,27.6-35.5,27.6-37.1,27.6-36.0, Guanidinoacetate,0.7-2.0,0.7-2.1,0.7-2.0,0.7-2.1,0.7-2.0,0.7-2.1, Creatine/creatinine,< or =3.07,< or =3.60,< or =3.02,< or =3.54,< or =2.96,< or =3.48, Guanidinoacetate/creatine,< or =0.040,< or =0.040,< or =0.042,< or =0.040,< or =0.043,< or =0.042, Guanidinoacetate/creatinine,< or =0.051,< or =0.081,< or =0.051,< or =0.080,< or =0.051,< or =0.079, , ,3 Years,4 Years,5 Years, Female,Male,Female,Male,Female,Male, Creatine,37.1-95.5,37.7-95.3,36.0-94.4,36.8-94.1,34.6-93.2,35.6-92.7, Creatinine,27.6-37.9,27.7-36.9,27.6-39.3,27.7-38.2,27.6-40.9,27.8-39.9, Guanidinoacetate,0.7-2.1,0.7-2.2,0.7-2.1,0.7-2.2,0.7-2.1,0.7-2.2, Creatine/creatinine,< or =2.89,< or =3.40,< or =2.77,< or =3.26,< or =2.64,< or =3.09, Guanidinoacetate/creatine,< or =0.045,< or =0.043,< or =0.049,< or =0.045,< or =0.053,< or =0.049, Guanidinoacetate/creatinine,< or =0.050,< or =0.077,< or =0.050,< or =0.075,< or =0.049,< or =0.072, ,,,,,,,,,,,,, ,,,,,,,,,,,,, ,6 Years,7 Years,8 Years, Female,Male,Female,Male,Female,Male, Creatine,33.0-91.7,34.3-91.0,31.2-90.0,32.7-89.2,29.2-88.1,31.0-87.3, Creatinine,27.6-42.8,28.0-41.9,27.7-44.9,28.3-44.3,27.8-47.0,28.8-47.1, Guanidinoacetate,0.7-2.1,0.7-2.3,0.7-2.1,0.8-2.3,0.8-2.1,0.8-2.4, Creatine/creatinine,< or =2.49,< or =2.91,< or =2.33,< or =2.70,< or =2.17,< or =2.49, Guanidinoacetate/creatine,< or =0.058,< or =0.053,< or =0.063,< or =0.058,< or =0.069,< or =0.064, Guanidinoacetate/creatinine,< or =0.049,< or =0.069,< or =0.048,< or =0.066,< or =0.047,< or =0.063, ,9 Years,10 Years,11 Years, Female,Male,Female,Male,Female,Male, Creatine,27.2-85.9,29.3-85.2,25.2-83.7,27.4-83.1,23.4-81.3,25.7-80.9, Creatinine,28.0-49.3,29.5-50.1,28.2-51.5,30.6-53.6,28.4-53.6,32.0-57.2, Guanidinoacetate,0.8-2.2,0.8-2.5,0.9-2.2,0.9-2.6,0.9-2.2,1.0-2.6, Creatine/creatinine,< or =2.02,< or =2.28,< or =1.86,< or =2.07,< or =1.72,< or =1.87, Guanidinoacetate/creatine,< or =0.075,< or =0.070,< or =0.081,< or =0.078,< or =0.087,< or =0.085, Guanidinoacetate/creatinine,< or =0.047,< or =0.060,< or =0.046,< or =0.057,< or =0.045,< or =0.055, ,12 Years,13 Years,14 Years, Female,Male,Female,Male,Female,Male, Creatine,21.7-78.7,23.9-78.6,20.3-76.2,22.3-76.2,19.0-73.6,20.8-73.8, Creatinine,28.7-55.7,33.8-61.0,29.1-57.7,35.9-64.8,29.5-59.5,38.1-68.5, Guanidinoacetate,0.9-2.2,1.0-2.7,1.0-2.3,1.1-2.8,1.0-2.3,1.1-2.9, Creatine/creatinine,< or =1.58,< or =1.68,< or =1.45,< or =1.50,< or =1.33,< or =1.34, Guanidinoacetate/creatine,< or =0.092,< or =0.093,< or =0.097,< or =0.101,< or =0.101,< or =0.109, Guanidinoacetate/creatinine,< or =0.044,< or =0.053,< or =0.043,< or =0.051,< or =0.042,< or =0.050, ,15 Years,16 Years,17 Years, Female,Male,Female,Male,Female,Male, Creatine,18.1-71.1,19.5-71.2,17.4-68.7,18.4-68.6,16.9-66.5,17.4-65.9, Creatinine,29.9-61.3,40.4-71.9,30.4-62.9,42.4-75.0,30.9-64.4,44.2-77.6, Guanidinoacetate,1.0-2.3,1.2-2.9,1.1-2.3,1.3-3.0,1.1-2.3,1.3-3.1, Creatine/creatinine,< or =1.22,< or =1.20,< or =1.12,< or =1.07,< or =1.04,< or =0.97, Guanidinoacetate/creatine,< or =0.104,< or =0.117,< or =0.107,< or =0.125,< or =0.109,< or =0.132, Guanidinoacetate/creatinine,< or =0.041,< or =0.049,< or =0.040,< or =0.048,< or =0.040,< or =0.048, ,18 Years,19 Years,20 Years, Female,Male,Female,Male,Female,Male, Creatine,16.7-64.4,16.6-63.3,16.6-62.7,15.8-60.7,16.5-61.1,15.2-58.3, Creatinine,31.3-65.8,45.6-80.0,31.8-67.0,46.7-82.0,32.2-68.2,47.4-83.9, Guanidinoacetate,1.1-2.4,1.4-3.1,1.1-2.4,1.4-3.2,1.1-2.4,1.5-3.2, Creatine/creatinine,< or =0.98,< or =0.87,< or =0.93,< or =0.80,< or =0.89,< or =0.73, Guanidinoacetate/creatine,< or =0.111,< or =0.139,< or =0.112,< or =0.145,< or =0.113,< or =0.150, Guanidinoacetate/creatinine,< or =0.039,< or =0.047,< or =0.038,< or =0.047,< or =0.038,< or =0.046, ,21 Years,22 Years,23 Years, Female,Male,Female,Male,Female,Male, Creatine,16.6-59.8,14.7-56.0,16.6-58.8,14.2-54.0,16.7-57.9,13.7-52.2, Creatinine,32.5-69.2,47.9-85.6,32.8-70.2,48.2-87.2,33.1-71.1,48.4-88.8, Guanidinoacetate,1.1-2.4,1.5-3.2,1.1-2.5,1.5-3.3,1.1-2.5,1.6-3.3, Creatine/creatinine,< or =0.87,< or =0.68,< or =0.85,< or =0.64,< or =0.84,< or =0.61, Guanidinoacetate/creatine,< or =0.114,< or =0.156,< or =0.115,< or =0.161,< or =0.116,< or =0.165, Guanidinoacetate/creatinine,< or =0.037,< or =0.045,< or =0.037,< or =0.045,< or =0.037,< or =0.044, ,24 Years,25 Years,26 Years, Female,Male,Female,Male,Female,Male, Creatine,16.7-57.2,13.3-50.6,16.7-56.5,12.9-49.3,16.7-56.0,12.5-48.1, Creatinine,33.3-71.9,48.6-90.2,33.6-72.8,48.7-91.5,33.7-73.6,48.9-92.7, Guanidinoacetate,1.1-2.5,1.6-3.3,1.1-2.5,1.6-3.3,1.1-2.6,1.6-3.4, Creatine/creatinine,< or =0.84,< or =0.58,< or =0.84,< or =0.56,< or =0.84,< or =0.54, Guanidinoacetate/creatine,< or =0.116,< or =0.170,< or =0.117,< or =0.174,< or =0.118,< or =0.179, Guanidinoacetate/creatinine,< or =0.036,< or =0.043,< or =0.036,< or =0.043,< or =0.036,< or =0.042, ,27 Years,28 Years,29 Years, Female,Male,Female,Male,Female,Male, Creatine,16.7-55.5,12.1-47.1,16.6-55.1,11.8-46.3,16.5-54.7,11.5-45.4, Creatinine,33.9-74.4,49.0-93.7,34.1-75.2,49.1-94.5,34.2-76.0,49.2-95.3, Guanidinoacetate,1.1-2.6,1.6-3.4,1.1-2.6,1.6-3.4,1.1-2.6,1.6-3.4, Creatine/creatinine,< or =0.84,< or =0.52,< or =0.84,< or =0.51,< or =0.84,< or =0.49, Guanidinoacetate/creatine,< or =0.118,< or =0.182,< or =0.119,< or =0.186,< or =0.119,< or =0.188, Guanidinoacetate/creatinine,< or =0.036,< or =0.042,< or =0.036,< or =0.041,< or =0.036,< or =0.041, ,30 Years,31 Years,32 Years, Female,Male,Female,Male,Female,Male, Creatine,16.4-54.2,11.3-44.7,16.4-53.8,11.1-43.9,16.3-53.4,11.0-43.2, Creatinine,34.4-76.8,49.3-96.0,34.6-77.5,49.3-96.7,34.7-78.2,49.4-97.4, Guanidinoacetate,1.2-2.7,1.6-3.5,1.2-2.7,1.6-3.5,1.2-2.7,1.6-3.5, Creatine/creatinine,< or =0.84,< or =0.48,< or =0.83,< or =0.47,< or =0.83,< or =0.46, Guanidinoacetate/creatine,< or =0.120,< or =0.190,< or =0.120,< or =0.192,< or =0.119,< or =0.192, Guanidinoacetate/creatinine,< or =0.036,< or =0.041,< or =0.036,< or =0.042,< or =0.037,< or =0.042, ,33 Years,34 Years,35 Years, Female,Male,Female,Male,Female,Male, Creatine,16.3-53.0,10.9-42.5,16.4-52.7,10.8-41.7,16.4-52.3,10.7-41.0, Creatinine,34.9-78.8,49.4-98.0,35.1-79.4,49.5-98.6,35.3-79.9,49.5-99.2, Guanidinoacetate,1.2-2.8,1.6-3.5,1.2-2.8,1.6-3.5,1.2-2.8,1.6-3.4, Creatine/creatinine,< or =0.82,< or =0.45,< or =0.82,< or =0.45,< or =0.82,< or =0.44, Guanidinoacetate/creatine,< or =0.119,< or =0.192,< or =0.118,< or =0.191,< or =0.118,< or =0.189, Guanidinoacetate/creatinine,< or =0.037,< or =0.042,< or =0.037,< or =0.042,< or =0.037,< or =0.042, ,36 Years,37 Years,38 Years, Female,Male,Female,Male,Female,Male, Creatine,16.5-52.0,10.7-40.2,16.7-51.6,10.6-39.5,16.9-51.3,10.6-38.9, Creatinine,35.4-80.3,49.5-99.8,35.6-80.7,49.5-100.3,35.8-81.0,49.6-100.8, Guanidinoacetate,1.2-2.8,1.6-3.4,1.2-2.8,1.6-3.4,1.2-2.9,1.6-3.4, Creatine/creatinine,< or =0.82,< or =0.44,< or =0.82,< or =0.44,< or =0.83,< or =0.44, Guanidinoacetate/creatine,< or =0.117,< or =0.187,< or =0.115,< or =0.184,< or =0.114,< or =0.182, Guanidinoacetate/creatinine,< or =0.037,< or =0.042,< or =0.037,< or =0.042,< or =0.036,< or =0.042, ,39 Years,40 Years,41 Years, Female,Male,Female,Male,Female,Male, Creatine,17.1-51.1,10.6-38.2,17.3-50.9,10.7-37.7,17.5-50.8,10.7-37.2, Creatinine,35.9-81.4,49.6-101.3,36.0-81.6,49.6-101.7,36.1-81.9,49.7-102.1, Guanidinoacetate,1.2-2.9,1.6-3.4,1.2-2.9,1.6-3.4,1.2-2.9,1.6-3.4, Creatine/creatinine,< or =0.83,< or =0.44,< or =0.83,< or =0.44,< or =0.84,< or =0.44, Guanidinoacetate/creatine,< or =0.113,< or =0.179,< or =0.111,< or =0.176,< or =0.110,< or =0.174, Guanidinoacetate/creatinine,< or =0.036,< or =0.041,< or =0.036,< or =0.041,< or =0.036,< or =0.040, ,42 Years,43 Years,44 Years, Female,Male,Female,Male,Female,Male, Creatine,17.7-50.8,10.8-36.7,17.8-50.8,10.9-36.3,17.8-50.9,11.0-36.0, Creatinine,36.2-82.1,49.7-102.5,36.3-82.4,49.8-102.8,36.4-82.6,49.8-103.1, Guanidinoacetate,1.2-3.0,1.6-3.3,1.2-3.0,1.6-3.3,1.2-3.0,1.6-3.3, Creatine/creatinine,< or =0.84,< or =0.44,< or =0.84,< or =0.43,< or =0.84,< or =0.43, Guanidinoacetate/creatine,< or =0.109,< or =0.172,< or =0.108,< or =0.171,< or =0.107,< or =0.170, Guanidinoacetate/creatinine,< or =0.036,< or =0.039,< or =0.036,< or =0.039,< or =0.036,< or =0.038, ,45 Years,46 Years,47 Years, Female,Male,Female,Male,Female,Male, Creatine,17.7-51.0,11.1-35.6,17.6-51.2,11.2-35.3,17.4-51.4,11.3-35.1, Creatinine,36.4-82.8,49.9-103.4,36.5-83.0,49.9-103.6,36.5-83.2,49.9-103.9, Guanidinoacetate,1.2-3.0,1.7-3.3,1.2-3.1,1.7-3.3,1.2-3.1,1.7-3.3, Creatine/creatinine,< or =0.84,< or =0.42,< or =0.83,< or =0.41,< or =0.83,< or =0.40, Guanidinoacetate/creatine,< or =0.106,< or =0.169,< or =0.106,< or =0.168,< or =0.106,< or =0.167, Guanidinoacetate/creatinine,< or =0.037,< or =0.038,< or =0.037,< or =0.037,< or =0.037,< or =0.037, ,48 Years,49 Years,50 Years, Female,Male,Female,Male,Female,Male, Creatine,17.2-51.7,11.5-34.8,17.1-51.9,11.6-34.6,17.0-52.1,11.7-34.4, Creatinine,36.6-83.4,49.9-104.1,36.6-83.5,49.9-104.2,36.7-83.7,49.9-104.4, Guanidinoacetate,1.2-3.1,1.7-3.3,1.2-3.1,1.7-3.3,1.2-3.1,1.7-3.3, Creatine/creatinine,< or =0.82,< or =0.39,< or =0.82,< or =0.38,< or =0.82,< or =0.38, Guanidinoacetate/creatine,< or =0.106,< or =0.166,< or =0.106,< or =0.164,< or =0.105,< or =0.163, Guanidinoacetate/creatinine,< or =0.038,< or =0.036,< or =0.038,< or =0.036,< or =0.039,< or =0.036, ,51 Years,52 Years,53 Years, Female,Male,Female,Male,Female,Male, Creatine,17.0-52.2,11.9-34.3,17.1-52.3,12.0-34.3,17.3-52.4,12.2-34.3, Creatinine,36.8-83.9,49.8-104.6,36.8-84.0,49.8-104.8,36.9-84.2,49.8-104.9, Guanidinoacetate,1.2-3.1,1.7-3.3,1.2-3.1,1.7-3.2,1.2-3.1,1.6-3.2, Creatine/creatinine,< or =0.82,< or =0.37,< or =0.82,< or =0.37,< or =0.82,< or =0.38, Guanidinoacetate/creatine,< or =0.105,< or =0.161,< or =0.104,< or =0.159,< or =0.103,< or =0.157, Guanidinoacetate/creatinine,< or =0.039,< or =0.036,< or =0.039,< or =0.036,< or =0.039,< or =0.036, ,54 Years,55 Years,56 Years, Female,Male,Female,Male,Female,Male, Creatine,17.6-52.5,12.4-34.3,18.1-52.6,12.5-34.4,18.6-52.7,12.6-34.4, Creatinine,37.0-84.4,49.8-105.0,37.1-84.5,49.8-105.2,37.2-84.7,49.8-105.3, Guanidinoacetate,1.2-3.1,1.6-3.2,1.2-3.1,1.6-3.2,1.2-3.1,1.6-3.2, Creatine/creatinine,< or =0.82,< or =0.38,< or =0.83,< or =0.39,< or =0.84,< or =0.40, Guanidinoacetate/creatine,< or =0.102,< or =0.155,< or =0.100,< or =0.154,< or =0.099,< or =0.152, Guanidinoacetate/creatinine,< or =0.039,< or =0.036,< or =0.039,< or =0.036,< or =0.039,< or =0.036, ,57 Years,58 Years,59 Years, Female,Male,Female,Male,Female,Male, Creatine,19.2-52.9,12.7-34.4,19.9-53.1,12.8-34.3,20.5-53.3,12.8-34.2, Creatinine,37.3-84.9,49.8-105.4,37.4-85.1,49.8-105.5,37.6-85.2,49.8-105.6, Guanidinoacetate,1.2-3.0,1.6-3.2,1.3-3.0,1.6-3.2,1.3-3.0,1.6-3.2, Creatine/creatinine,< or =0.84,< or =0.40,< or =0.85,< or =0.41,< or =0.86,< or =0.42, Guanidinoacetate/creatine,< or =0.098,< or =0.151,< or =0.096,< or =0.151,< or =0.095,< or =0.150, Guanidinoacetate/creatinine,< or =0.039,< or =0.036,< or =0.038,< or =0.036,< or =0.038,< or =0.036, ,60 Years,61 Years,62 Years, Female,Male,Female,Male,Female,Male, Creatine,21.0-53.6,12.8-34.1,21.5-53.9,12.7-34.0,21.9-54.2,12.6-33.9, Creatinine,37.8-85.4,49.9-105.7,38.0-85.5,49.9-105.9,38.3-85.7,49.9-106.0, Guanidinoacetate,1.3-2.9,1.6-3.2,1.3-2.9,1.6-3.1,1.3-2.9,1.6-3.1, Creatine/creatinine,< or =0.87,< or =0.43,< or =0.87,< or =0.44,< or =0.88,< or =0.44, Guanidinoacetate/creatine,< or =0.094,< or =0.150,< or =0.093,< or =0.150,< or =0.093,< or =0.150, Guanidinoacetate/creatinine,< or =0.037,< or =0.036,< or =0.036,< or =0.035,< or =0.036,< or =0.035, ,63 Years,64 Years,65 Years, Female,Male,Female,Male,Female,Male, Creatine,22.2-54.6,12.4-33.7,22.3-55.0,12.3-33.6,22.5-55.5,12.2-33.4, Creatinine,38.7-85.8,50.0-106.1,39.1-85.9,50.0-106.3,39.6-86.1,50.1-106.4, Guanidinoacetate,1.3-2.8,1.6-3.1,1.3-2.8,1.6-3.1,1.3-2.8,1.6-3.1, Creatine/creatinine,< or =0.88,< or =0.45,< or =0.89,< or =0.46,< or =0.89,< or =0.46, Guanidinoacetate/creatine,< or =0.092,< or =0.150,< or =0.092,< or =0.149,< or =0.091,< or =0.149, Guanidinoacetate/creatinine,< or =0.035,< or =0.035,< or =0.034,< or =0.034,< or =0.034,< or =0.034, ,66 Years,67 Years,68 Years, Female,Male,Female,Male,Female,Male, Creatine,22.6-55.9,12.3-33.1,22.7-56.3,12.3-32.8,22.9-56.7,12.5-32.4, Creatinine,40.2-86.2,50.2-106.6,40.7-86.3,50.3-106.7,41.3-86.5,50.4-106.9, Guanidinoacetate,1.3-2.7,1.6-3.1,1.3-2.7,1.6-3.0,1.4-2.7,1.6-3.0, Creatine/creatinine,< or =0.90,< or =0.47,< or =0.90,< or =0.48,< or =0.90,< or =0.48, Guanidinoacetate/creatine,< or =0.091,< or =0.149,< or =0.090,< or =0.148,< or =0.090,< or =0.148, Guanidinoacetate/creatinine,< or =0.034,< or =0.034,< or =0.033,< or =0.034,< or =0.033,< or =0.034, ,69 Years,70 Years,> or = 71 Years, Female,Male,Female,Male,Female,Male, Creatine,23.2-57.0,12.8-32.0,23.6-57.2,13.1-31.4,24.1-57.3,13.6-30.8, Creatinine,41.9-86.6,50.5-107.1,42.4-86.8,50.7-107.4,42.8-86.9,50.8-107.6, Guanidinoacetate,1.4-2.6,1.6-3.0,1.4-2.6,1.6-3.0,1.4-2.5,1.5-3.0, Creatine/creatinine,< or =0.90,< or =0.48,< or =0.90,< or =0.48,< or =0.90,< or =0.48, Guanidinoacetate/creatine,< or =0.090,< or =0.148,< or =0.090,< or =0.148,< or =0.090,< or =0.148, Guanidinoacetate/creatinine,< or =0.033,< or =0.034,< or =0.033,< or =0.034,< or =0.033,< or =0.034, | Reports include concentrations of guanidinoacetate, creatine, and creatinine, and the calculated analyte ratios. When no significant abnormalities are detected, a simple descriptive interpretation is provided. When abnormal results are detected, a detailed interpretation is given. This interpretation includes an overview of the results and their significance, a correlation to available clinical information, elements of differential diagnosis, and recommendations for additional biochemical testing. | Creatine supplementation will cause falsely elevated creatine results and falsely decreased guanidinoacetate results. Guanidinoacetate can be elevated in patients with urea cycle defects. | 1.ACMG Newborn Screening ACT Sheets. Accessed October 30, 2023. Available at www.acmg.net/ACMG/Medical-Genetics-Practice-Resources/ACT_Sheets_and_Algorithms/ACMG/Medical-Genetics-Practice-Resources/ACT_Sheets_and_Algorithms.aspx?hkey=9d6bce5a-182e-42a6-84a5-b2d88240c508 2.Sanders K, Peck D, Bentz Pino G, et al. SLC6A8 creatine transporter deficiency can be detected by plasma creatine and creatinine concentrations. Mol Genet Metab. 2024;142(1):108455. doi:10.1016/j.ymgme.2024.108455 3.Clark JF, Cecil KM. Diagnostic methods and recommendations for the cerebral creatine deficiency syndromes. Pediatr Res. 2015;77(3):398-405 4. Mercimek-Mahmutoglu S, Salomons GS. Creatine deficiency syndromes. In: Adam MP, Mirzaa GM, Pagon RA, et al. eds. GeneReviews [Internet]. University of Washington, Seattle; 2009. Updated February 10, 2022. Accessed March 30, 2023. Available atwww.ncbi.nlm.nih.gov/books/NBK3794/ 5..Stockler S, Schultz PW, Salomons GS. Cerebral creatine deficiency syndromes: clinical aspects, treatment, and pathophysiology. Subcell Biochem. 2007;46:149-166 6..Longo N, Ardon O, Vanzo R, et al. Disorders of creatine transport and metabolism. Am J Med Genet. 2011;157:72-78. doi:10.1002/ajmg.c.30292 | A plasma sample is combined with stable isotope-labeled internal standards and acetonitrile. After centrifugation, an aliquot of this diluted sample is analyzed by injection onto liquid chromatography columns that separate the analytes from the bulk of the stable isotope dilution in the positive electrospray selected reaction monitoring mode using the Applied Biosystems API 3200 liquid chromatography tandem mass spectrometry system with Analyst software.(Bodamer OA, Bloesch SM, Gregg AR, Stockler-Ipsiroglu S, O'Brien WEO. Analysis of guanidinoacetate and creatine by isotope dilution electroscopy tandem mass spectrometry. Clin Chim Acta. 2001;308:173-178; Cognat S, Cheillan D, Piraud M, Roos B, Jakobs C, Vianey-Saban C. Determination of guanidinoacetate and creatine in urine and plasma by liquid chromatography-tandem mass spectrometry. Clin Chem. 2004;50(8):1459-1461; Sharer JD, Bodamer O, Longo N, Tortorelli S, Wamelink M, Young S. Laboratory diagnosis of creatine deficiency syndromes: a technical standard and guideline of the American College of Medical Genetics and Genomics. Genet Med. 2017;19[2]:256-263) | 3 to 9 days | 1 month | This test was developed and its performance characteristics determined by Mayo Clinic in a manner consistent with CLIA requirements. It has not been cleared or approved by the US Food and Drug Administration. | 825408256582542 | Creatine Disorders Panel, P | 104537-6 | 608076 | Reviewed By | 18771-6
CRDPU | Creatine Disorders Panel, Random, Urine | Evaluating patients with a clinical suspicion of arginine:glycine amidinotransferase deficiency, guanidinoacetate methyltransferase deficiency, and creatine transporter (SLC6A8) defect | Liquid Chromatography Tandem Mass Spectometry (LC-MS/MS) | Yes | Creatine Disorders Panel, U | This is a single test that carries the results for the panel. When the test has been resulted, the following procedures are billed: | Supplies:Urine Tubes, 10 mL (T068) Container/Tube:Plastic, 10 mL urine tube Specimen Volume:1 mL Collection Instructions: 1. Collect a random urine specimen. 2. Immediately freeze urine specimen. 3. If possible,do notsend other tests ordered on same vial of urine. In doing so, the other tests may have increased turnaround time due to the strict frozen criteria of this assay. | 0.5 mL | Disorders of creatine synthesis (guanidinoacetate methyltransferase [GAMT] deficiency, L-arginine:glycine amidinotransferases [AGAT] deficiency, and creatine transporter deficiency [CTD]) are collectively described as creatine deficiency syndromes (CDS). AGAT and GAMT deficiencies are inherited in an autosomal recessive manner, while the creatine transporter defect is X-linked. All 3 disorders result in a depletion of cerebral creatine and typically present with global developmental delays, intellectual disability, and severe speech delay. Commonly, patients with CDS develop seizures. Patients with GAMT and male patients with CTD exhibit behavioral problems and features of autism. Female carriers for CTD can be asymptomatic or exhibit features similar to affected male patients, such as intellectual disability, behavioral problems, and seizures. Diagnosis is possible by measuring guanidinoacetate (GAA), creatine (Cr), and creatinine (Crn) in plasma and urine. The profiles are specific for each clinical entity. Patients with GAMT deficiency typically exhibit normal to low Cr, very elevated GAA, and low Crn. Patients with AGAT deficiency typically exhibit normal to low Cr, low GAA, and normal to low Crn. In comparison, elevated Cr, normal GAA, normal to low Crn, and an elevated Cr:Crn ratio characterize patients with creatine transporter defect. Treatment with oral supplementation of creatine monohydrate is available and effective for the AGAT and GAMT deficiencies. Early treatment has been reported to prevent disease manifestations in affected but presymptomatic newborn siblings of individuals with GAMT or AGAT deficiencies. Creatine supplementation has not been shown to improve outcomes in male patients with CTD. However, symptomatic female carriers of CTD have been reported to benefit from creatine supplementation. | Age,Creatinine (nmol/mL),Guanidinoacetate (nmol/mL),Creatine (nmol/mL),Creatine/creatinine, < or =31 days,430-5,240,9-210,12-2,930,0.02-0.93, 32 days-23 months,313-9,040,16-860,18-10,490,0.02-2.49, 2-4 years,1,140-12,820,90-1,260,200-9,210,0.04-1.75, 5-18 years,1,190-25,270,40-1,190,60-9,530,0.01-0.96, >18 years (male),3,854-23,340,30-710,7-470,0.00-0.04, Age,Creatinine (nmol/mL),Guanidinoacetate (nmol/mL),Creatine (nmol/mL),Creatine/creatinine, < or =31 days,430-5,240,9-210,12-2,930,0.02-0.93, 32 days-23 months,313-9,040,16-860,18-10,490,0.02-2.49, 2-4 years,1,140-12,820,90-1,260,200-9,210,0.04-1.75, 5-18 years,1,190-25,270,40-1,190,60-9,530,0.01-0.96, >18 years,1,540-18,050,30-760,5-2810,0.00-0.46, | Reports include concentrations of guanidinoacetate, creatine, and creatinine, as well as a calculated creatine:creatinine ratio. When no significant abnormalities are detected, a simple descriptive interpretation is provided. When abnormal results are detected, a detailed interpretation is given. This interpretation includes an overview of the results and their significance, a correlation to available clinical information, elements of differential diagnosis, and recommendations for additional biochemical testing. | Correct specimen collection and handling are crucial to achieve reliable results. Creatine supplementation will cause falsely elevated results. | 1. ACMG Newborn Screening ACT Sheets. Accessed October 30, 2023. Available at www.acmg.net/ACMG/Medical-Genetics-Practice-Resources/ACT_Sheets_and_Algorithms/ACMG/Medical-Genetics-Practice-Resources/ACT_Sheets_and_Algorithms.aspx?hkey=9d6bce5a-182e-42a6-84a5-b2d88240c508 2. Clark JF, Cecil KM,. Diagnostic methods and recommendations for the cerebral creatine deficiency syndromes. Pediatr Res. 2015;77(3):398-405 3. Mercimek-Mahmutoglu S, Salomons GS. Creatine deficiency syndromes. In: Adam MP, Mirzaa GM, Pagon RA, et al. eds. GeneReviews [Internet]. University of Washington, Seattle; 2009. Updated February 10, 2022. Accessed March 30, 2023. Available atwww.ncbi.nlm.nih.gov/books/NBK3794/ 4.Stockler S, Schultz PW, Salomons GS. Cerebral creatine deficiency syndromes: clinical aspects, treatment, and pathophysiology. Subcell Biochem. 2007;46:149-166 5.Longo N, Ardon O, Vanzo R, Schwartz E, Pasquali M. Disorders of creatine transport and metabolism. Am J Med Genet. 2011;157:72-78. doi:10.1002/ajmg.c.30292 6.Bahl S, Cordeiro D, MacNeil L, Schulze A, Mercimek-Andrews S. Urine creatine metabolite panel as a screening test in neurodevelopmental disorders. Orphanet J Rare Dis. 2020;15(1):339. doi:10.1186/s13023-020-01617-z | A random urine sample is combined with stable isotope-labeled internal standards and acetonitrile. After centrifugation, an aliquot of this diluted sample is analyzed by injection onto liquid chromatography columns that separate the analytes from the bulk of the stable isotope dilution in the positive electrospray selected reaction monitoring mode using the Applied Biosystems API 3200 liquid chromatography tandem mass spectrometry system with Analyst software.(Bodamer OA, Bloesch SM, Gregg AR, Stockler-Ipsiroglue S, O'Brien WEO: Analysis of guanidinoacetate and creatine by isotope dilution electroscopy tandem mass spectrometry. Clin Chim Acta. 2001;308:173-178; Cognat S, Cheillan D, Piraud M, Roos B, Jakobs C, Vianey-Saban C: Determination of guanidinoacetate and creatine in urine and plasma by liquid chromatography-tandem mass spectrometry. Clin Chem. 2004;50(8):1459-1461) | 3 to 9 days | 1 month | This test was developed and its performance characteristics determined by Mayo Clinic in a manner consistent with CLIA requirements. It has not been cleared or approved by the US Food and Drug Administration. | 825408257082542 | Creatine Disorders Panel, U | 79290-3 | 23272 | Reviewed By | 18771-6
CRDPS | Creatine Disorders Panel, Serum | Evaluating patients with a clinical suspicion of arginine:glycine amidinotransferase deficiency,guanidinoacetate methyltransferase deficiency, and creatine transporter deficiency using serum specimens | Liquid Chromatography Tandem Mass Spectrometry (LC-MS/MS) | Yes | Creatine Disorders Panel, S | For more information see: | Collection Container/Tube:Red top (serum gel/SST arenot acceptable) Submission Container/Tube:Plastic vial Specimen Volume:0.5 mL Collection Instructions:Centrifuge and aliquot serum into plastic vial. Send serum frozen. | 0.1 mL | Disorders of creatine synthesis (guanidinoacetate methyltransferase [GAMT], L-arginine:glycine amidinotransferases [AGAT], and creatine transporter deficiency [CTD]) are collectively described as creatine deficiency syndromes (CDS). GAMT and AGAT deficiencies are inherited in an autosomal recessive manner, while CTD is X-linked. All 3 disorders result in a depletion of cerebral creatine and typically present with global developmental delays, intellectual disability, and severe speech delay. Affected patients may have abnormal magnetic resonance imaging findings and exhibit cerebral creatine deficiency in brain magnetic resonance spectroscopy. Patients with GAMT and male patients with CTD develop seizures, behavioral problems, and autistic features and may have abnormal movements. Female carriers for CTD can be asymptomatic or exhibit features similar to affected male patients, such as intellectual disability, behavioral problems, and seizures. Diagnosis of creatine synthesis disorders relies on measurement of guanidinoacetate (GAA), creatine (Cr), and creatinine (Crn) in serum and urine. The profiles are specific for each clinical entity. In serum, patients with GAMT deficiency typically exhibit very elevated GAA, low Cr, and normal to low Crn. Patients with AGAT deficiency typically exhibit low to normal GAA, low Cr, and normal to low Crn. Patients with CTD may have normal or abnormal serum levels of GAA, Cr and Crn, and measurement of these analytes in urine is also useful for diagnosis in male patients (characteristic findings are elevated Cr, normal to low Crn, and an elevated Cr:Crn ratio in urine). The only consistently reliable method for diagnosis of CTD in female patients is molecular analysis of theSLC6A8gene. The diagnosis of GAMT and AGAT and CTD can be confirmed by molecular analysis ofGAMTandGATMandSLC6A8. Treatment with oral supplementation of creatine monohydrate is available and effective for the AGAT and GAMT deficiencies. Patients with GAMT deficiency may also be treated with supplemental ornithine and dietary arginine restriction. Early treatment has been reported to prevent disease manifestations in affected but presymptomatic newborn siblings of individuals with GAMT or AGAT deficiencies. | Creatine Disorders Panel Reference Values(creatine, creatinine, and guanidinoacetate results reported as nmol/mL), ,< or =11 Months,12-23 Months,24-35 Months, Female,Male,Female,Male,Female,Male, Creatine,38.6-96.8,39.0-97.0,38.2-96.5,38.6-96.5,37.7-96.0,38.2-96.0, Creatinine,27.6-35.9,27.6-35.2,27.6-36.5,27.6-35.5,27.6-37.1,27.6-36.0, Guanidinoacetate,0.7-2.0,0.7-2.1,0.7-2.0,0.7-2.1,0.7-2.0,0.7-2.1, Creatine/creatinine,< or =3.07,< or =3.60,< or =3.02,< or =3.54,< or =2.96,< or =3.48, Guanidinoacetate/creatine,< or =0.040,< or =0.040,< or =0.042,< or =0.040,< or =0.043,< or =0.042, Guanidinoacetate/creatinine,< or =0.051,< or =0.081,< or =0.051,< or =0.080,< or =0.051,< or =0.079, ,3 Years,4 Years,5 Years, Female,Male,Female,Male,Female,Male, Creatine,37.1-95.5,37.7-95.3,36.0-94.4,36.8-94.1,34.6-93.2,35.6-92.7, Creatinine,27.6-37.9,27.7-36.9,27.6-39.3,27.7-38.2,27.6-40.9,27.8-39.9, Guanidinoacetate,0.7-2.1,0.7-2.2,0.7-2.1,0.7-2.2,0.7-2.1,0.7-2.2, Creatine/creatinine,< or =2.89,< or =3.40,< or =2.77,< or =3.26,< or =2.64,< or =3.09, Guanidinoacetate/creatine,< or =0.045,< or =0.043,< or =0.049,< or =0.045,< or =0.053,< or =0.049, Guanidinoacetate/creatinine,< or =0.050,< or =0.077,< or =0.050,< or =0.075,< or =0.049,< or =0.072, ,6 Years,7 Years,8 Years, Female,Male,Female,Male,Female,Male, Creatine,33.0-91.7,34.3-91.0,31.2-90.0,32.7-89.2,29.2-88.1,31.0-87.3, Creatinine,27.6-42.8,28.0-41.9,27.7-44.9,28.3-44.3,27.8-47.0,28.8-47.1, Guanidinoacetate,0.7-2.1,0.7-2.3,0.7-2.1,0.8-2.3,0.8-2.1,0.8-2.4, Creatine/creatinine,< or =2.49,< or =2.91,< or =2.33,< or =2.70,< or =2.17,< or =2.49, Guanidinoacetate/creatine,< or =0.058,< or =0.053,< or =0.063,< or =0.058,< or =0.069,< or =0.064, Guanidinoacetate/creatinine,< or =0.049,< or =0.069,< or =0.048,< or =0.066,< or =0.047,< or =0.063, ,9 Years,10 Years,11 Years, Female,Male,Female,Male,Female,Male, Creatine,27.2-85.9,29.3-85.2,25.2-83.7,27.4-83.1,23.4-81.3,25.7-80.9, Creatinine,28.0-49.3,29.5-50.1,28.2-51.5,30.6-53.6,28.4-53.6,32.0-57.2, Guanidinoacetate,0.8-2.2,0.8-2.5,0.9-2.2,0.9-2.6,0.9-2.2,1.0-2.6, Creatine/creatinine,< or =2.02,< or =2.28,< or =1.86,< or =2.07,< or =1.72,< or =1.87, Guanidinoacetate/creatine,< or =0.075,< or =0.070,< or =0.081,< or =0.078,< or =0.087,< or =0.085, Guanidinoacetate/creatinine,< or =0.047,< or =0.060,< or =0.046,< or =0.057,< or =0.045,< or =0.055, ,12 Years,13 Years,14 Years, Female,Male,Female,Male,Female,Male, Creatine,21.7-78.7,23.9-78.6,20.3-76.2,22.3-76.2,19.0-73.6,20.8-73.8, Creatinine,28.7-55.7,33.8-61.0,29.1-57.7,35.9-64.8,29.5-59.5,38.1-68.5, Guanidinoacetate,0.9-2.2,1.0-2.7,1.0-2.3,1.1-2.8,1.0-2.3,1.1-2.9, Creatine/creatinine,< or =1.58,< or =1.68,< or =1.45,< or =1.50,< or =1.33,< or =1.34, Guanidinoacetate/creatine,< or =0.092,< or =0.093,< or =0.097,< or =0.101,< or =0.101,< or =0.109, Guanidinoacetate/creatinine,< or =0.044,< or =0.053,< or =0.043,< or =0.051,< or =0.042,< or =0.050, ,15 Years,16 Years,17 Years, Female,Male,Female,Male,Female,Male, Creatine,18.1-71.1,19.5-71.2,17.4-68.7,18.4-68.6,16.9-66.5,17.4-65.9, Creatinine,29.9-61.3,40.4-71.9,30.4-62.9,42.4-75.0,30.9-64.4,44.2-77.6, Guanidinoacetate,1.0-2.3,1.2-2.9,1.1-2.3,1.3-3.0,1.1-2.3,1.3-3.1, Creatine/creatinine,< or =1.22,< or =1.20,< or =1.12,< or =1.07,< or =1.04,< or =0.97, Guanidinoacetate/creatine,< or =0.104,< or =0.117,< or =0.107,< or =0.125,< or =0.109,< or =0.132, Guanidinoacetate/creatinine,< or =0.041,< or =0.049,< or =0.040,< or =0.048,< or =0.040,< or =0.048, ,18 Years,19 Years,20 Years, Female,Male,Female,Male,Female,Male, Creatine,16.7-64.4,16.6-63.3,16.6-62.7,15.8-60.7,16.5-61.1,15.2-58.3, Creatinine,31.3-65.8,45.6-80.0,31.8-67.0,46.7-82.0,32.2-68.2,47.4-83.9, Guanidinoacetate,1.1-2.4,1.4-3.1,1.1-2.4,1.4-3.2,1.1-2.4,1.5-3.2, Creatine/creatinine,< or =0.98,< or =0.87,< or =0.93,< or =0.80,< or =0.89,< or =0.73, Guanidinoacetate/creatine,< or =0.111,< or =0.139,< or =0.112,< or =0.145,< or =0.113,< or =0.150, Guanidinoacetate/creatinine,< or =0.039,< or =0.047,< or =0.038,< or =0.047,< or =0.038,< or =0.046, ,21 Years,22 Years,23 Years, Female,Male,Female,Male,Female,Male, Creatine,16.6-59.8,14.7-56.0,16.6-58.8,14.2-54.0,16.7-57.9,13.7-52.2, Creatinine,32.5-69.2,47.9-85.6,32.8-70.2,48.2-87.2,33.1-71.1,48.4-88.8, Guanidinoacetate,1.1-2.4,1.5-3.2,1.1-2.5,1.5-3.3,1.1-2.5,1.6-3.3, Creatine/creatinine,< or =0.87,< or =0.68,< or =0.85,< or =0.64,< or =0.84,< or =0.61, Guanidinoacetate/creatine,< or =0.114,< or =0.156,< or =0.115,< or =0.161,< or =0.116,< or =0.165, Guanidinoacetate/creatinine,< or =0.037,< or =0.045,< or =0.037,< or =0.045,< or =0.037,< or =0.044, ,24 Years,25 Years,26 Years, Female,Male,Female,Male,Female,Male, Creatine,16.7-57.2,13.3-50.6,16.7-56.5,12.9-49.3,16.7-56.0,12.5-48.1, Creatinine,33.3-71.9,48.6-90.2,33.6-72.8,48.7-91.5,33.7-73.6,48.9-92.7, Guanidinoacetate,1.1-2.5,1.6-3.3,1.1-2.5,1.6-3.3,1.1-2.6,1.6-3.4, Creatine/creatinine,< or =0.84,< or =0.58,< or =0.84,< or =0.56,< or =0.84,< or =0.54, Guanidinoacetate/creatine,< or =0.116,< or =0.170,< or =0.117,< or =0.174,< or =0.118,< or =0.179, Guanidinoacetate/creatinine,< or =0.036,< or =0.043,< or =0.036,< or =0.043,< or =0.036,< or =0.042, ,27 Years,28 Years,29 Years, Female,Male,Female,Male,Female,Male, Creatine,16.7-55.5,12.1-47.1,16.6-55.1,11.8-46.3,16.5-54.7,11.5-45.4, Creatinine,33.9-74.4,49.0-93.7,34.1-75.2,49.1-94.5,34.2-76.0,49.2-95.3, Guanidinoacetate,1.1-2.6,1.6-3.4,1.1-2.6,1.6-3.4,1.1-2.6,1.6-3.4, Creatine/creatinine,< or =0.84,< or =0.52,< or =0.84,< or =0.51,< or =0.84,< or =0.49, Guanidinoacetate/creatine,< or =0.118,< or =0.182,< or =0.119,< or =0.186,< or =0.119,< or =0.188, Guanidinoacetate/creatinine,< or =0.036,< or =0.042,< or =0.036,< or =0.041,< or =0.036,< or =0.041, ,30 Years,31 Years,32 Years, Female,Male,Female,Male,Female,Male, Creatine,16.4-54.2,11.3-44.7,16.4-53.8,11.1-43.9,16.3-53.4,11.0-43.2, Creatinine,34.4-76.8,49.3-96.0,34.6-77.5,49.3-96.7,34.7-78.2,49.4-97.4, Guanidinoacetate,1.2-2.7,1.6-3.5,1.2-2.7,1.6-3.5,1.2-2.7,1.6-3.5, Creatine/creatinine,< or =0.84,< or =0.48,< or =0.83,< or =0.47,< or =0.83,< or =0.46, Guanidinoacetate/creatine,< or =0.120,< or =0.190,< or =0.120,< or =0.192,< or =0.119,< or =0.192, Guanidinoacetate/creatinine,< or =0.036,< or =0.041,< or =0.036,< or =0.042,< or =0.037,< or =0.042, ,33 Years,34 Years,35 Years, Female,Male,Female,Male,Female,Male, Creatine,16.3-53.0,10.9-42.5,16.4-52.7,10.8-41.7,16.4-52.3,10.7-41.0, Creatinine,34.9-78.8,49.4-98.0,35.1-79.4,49.5-98.6,35.3-79.9,49.5-99.2, Guanidinoacetate,1.2-2.8,1.6-3.5,1.2-2.8,1.6-3.5,1.2-2.8,1.6-3.4, Creatine/creatinine,< or =0.82,< or =0.45,< or =0.82,< or =0.45,< or =0.82,< or =0.44, Guanidinoacetate/creatine,< or =0.119,< or =0.192,< or =0.118,< or =0.191,< or =0.118,< or =0.189, Guanidinoacetate/creatinine,< or =0.037,< or =0.042,< or =0.037,< or =0.042,< or =0.037,< or =0.042, ,36 Years,37 Years,38 Years, Female,Male,Female,Male,Female,Male, Creatine,16.5-52.0,10.7-40.2,16.7-51.6,10.6-39.5,16.9-51.3,10.6-38.9, Creatinine,35.4-80.3,49.5-99.8,35.6-80.7,49.5-100.3,35.8-81.0,49.6-100.8, Guanidinoacetate,1.2-2.8,1.6-3.4,1.2-2.8,1.6-3.4,1.2-2.9,1.6-3.4, Creatine/creatinine,< or =0.82,< or =0.44,< or =0.82,< or =0.44,< or =0.83,< or =0.44, Guanidinoacetate/creatine,< or =0.117,< or =0.187,< or =0.115,< or =0.184,< or =0.114,< or =0.182, Guanidinoacetate/creatinine,< or =0.037,< or =0.042,< or =0.037,< or =0.042,< or =0.036,< or =0.042, ,39 Years,40 Years,41 Years, Female,Male,Female,Male,Female,Male, Creatine,17.1-51.1,10.6-38.2,17.3-50.9,10.7-37.7,17.5-50.8,10.7-37.2, Creatinine,35.9-81.4,49.6-101.3,36.0-81.6,49.6-101.7,36.1-81.9,49.7-102.1, Guanidinoacetate,1.2-2.9,1.6-3.4,1.2-2.9,1.6-3.4,1.2-2.9,1.6-3.4, Creatine/creatinine,< or =0.83,< or =0.44,< or =0.83,< or =0.44,< or =0.84,< or =0.44, Guanidinoacetate/creatine,< or =0.113,< or =0.179,< or =0.111,< or =0.176,< or =0.110,< or =0.174, Guanidinoacetate/creatinine,< or =0.036,< or =0.041,< or =0.036,< or =0.041,< or =0.036,< or =0.040, ,42 Years,43 Years,44 Years, Female,Male,Female,Male,Female,Male, Creatine,17.7-50.8,10.8-36.7,17.8-50.8,10.9-36.3,17.8-50.9,11.0-36.0, Creatinine,36.2-82.1,49.7-102.5,36.3-82.4,49.8-102.8,36.4-82.6,49.8-103.1, Guanidinoacetate,1.2-3.0,1.6-3.3,1.2-3.0,1.6-3.3,1.2-3.0,1.6-3.3, Creatine/creatinine,< or =0.84,< or =0.44,< or =0.84,< or =0.43,< or =0.84,< or =0.43, Guanidinoacetate/creatine,< or =0.109,< or =0.172,< or =0.108,< or =0.171,< or =0.107,< or =0.170, Guanidinoacetate/creatinine,< or =0.036,< or =0.039,< or =0.036,< or =0.039,< or =0.036,< or =0.038, ,45 Years,46 Years,47 Years, Female,Male,Female,Male,Female,Male, Creatine,17.7-51.0,11.1-35.6,17.6-51.2,11.2-35.3,17.4-51.4,11.3-35.1, Creatinine,36.4-82.8,49.9-103.4,36.5-83.0,49.9-103.6,36.5-83.2,49.9-103.9, Guanidinoacetate,1.2-3.0,1.7-3.3,1.2-3.1,1.7-3.3,1.2-3.1,1.7-3.3, Creatine/creatinine,< or =0.84,< or =0.42,< or =0.83,< or =0.41,< or =0.83,< or =0.40, Guanidinoacetate/creatine,< or =0.106,< or =0.169,< or =0.106,< or =0.168,< or =0.106,< or =0.167, Guanidinoacetate/creatinine,< or =0.037,< or =0.038,< or =0.037,< or =0.037,< or =0.037,< or =0.037, ,48 Years,49 Years,50 Years, Female,Male,Female,Male,Female,Male, Creatine,17.2-51.7,11.5-34.8,17.1-51.9,11.6-34.6,17.0-52.1,11.7-34.4, Creatinine,36.6-83.4,49.9-104.1,36.6-83.5,49.9-104.2,36.7-83.7,49.9-104.4, Guanidinoacetate,1.2-3.1,1.7-3.3,1.2-3.1,1.7-3.3,1.2-3.1,1.7-3.3, Creatine/creatinine,< or =0.82,< or =0.39,< or =0.82,< or =0.38,< or =0.82,< or =0.38, Guanidinoacetate/creatine,< or =0.106,< or =0.166,< or =0.106,< or =0.164,< or =0.105,< or =0.163, Guanidinoacetate/creatinine,< or =0.038,< or =0.036,< or =0.038,< or =0.036,< or =0.039,< or =0.036, ,51 Years,52 Years,53 Years, Female,Male,Female,Male,Female,Male, Creatine,17.0-52.2,11.9-34.3,17.1-52.3,12.0-34.3,17.3-52.4,12.2-34.3, Creatinine,36.8-83.9,49.8-104.6,36.8-84.0,49.8-104.8,36.9-84.2,49.8-104.9, Guanidinoacetate,1.2-3.1,1.7-3.3,1.2-3.1,1.7-3.2,1.2-3.1,1.6-3.2, Creatine/creatinine,< or =0.82,< or =0.37,< or =0.82,< or =0.37,< or =0.82,< or =0.38, Guanidinoacetate/creatine,< or =0.105,< or =0.161,< or =0.104,< or =0.159,< or =0.103,< or =0.157, Guanidinoacetate/creatinine,< or =0.039,< or =0.036,< or =0.039,< or =0.036,< or =0.039,< or =0.036, ,54 Years,55 Years,56 Years, Female,Male,Female,Male,Female,Male, Creatine,17.6-52.5,12.4-34.3,18.1-52.6,12.5-34.4,18.6-52.7,12.6-34.4, Creatinine,37.0-84.4,49.8-105.0,37.1-84.5,49.8-105.2,37.2-84.7,49.8-105.3, Guanidinoacetate,1.2-3.1,1.6-3.2,1.2-3.1,1.6-3.2,1.2-3.1,1.6-3.2, Creatine/creatinine,< or =0.82,< or =0.38,< or =0.83,< or =0.39,< or =0.84,< or =0.40, Guanidinoacetate/creatine,< or =0.102,< or =0.155,< or =0.100,< or =0.154,< or =0.099,< or =0.152, Guanidinoacetate/creatinine,< or =0.039,< or =0.036,< or =0.039,< or =0.036,< or =0.039,< or =0.036, ,57 Years,58 Years,59 Years, Female,Male,Female,Male,Female,Male, Creatine,19.2-52.9,12.7-34.4,19.9-53.1,12.8-34.3,20.5-53.3,12.8-34.2, Creatinine,37.3-84.9,49.8-105.4,37.4-85.1,49.8-105.5,37.6-85.2,49.8-105.6, Guanidinoacetate,1.2-3.0,1.6-3.2,1.3-3.0,1.6-3.2,1.3-3.0,1.6-3.2, Creatine/creatinine,< or =0.84,< or =0.40,< or =0.85,< or =0.41,< or =0.86,< or =0.42, Guanidinoacetate/creatine,< or =0.098,< or =0.151,< or =0.096,< or =0.151,< or =0.095,< or =0.150, Guanidinoacetate/creatinine,< or =0.039,< or =0.036,< or =0.038,< or =0.036,< or =0.038,< or =0.036, ,60 Years,61 Years,62 Years, Female,Male,Female,Male,Female,Male, Creatine,21.0-53.6,12.8-34.1,21.5-53.9,12.7-34.0,21.9-54.2,12.6-33.9, Creatinine,37.8-85.4,49.9-105.7,38.0-85.5,49.9-105.9,38.3-85.7,49.9-106.0, Guanidinoacetate,1.3-2.9,1.6-3.2,1.3-2.9,1.6-3.1,1.3-2.9,1.6-3.1, Creatine/creatinine,< or =0.87,< or =0.43,< or =0.87,< or =0.44,< or =0.88,< or =0.44, Guanidinoacetate/creatine,< or =0.094,< or =0.150,< or =0.093,< or =0.150,< or =0.093,< or =0.150, Guanidinoacetate/creatinine,< or =0.037,< or =0.036,< or =0.036,< or =0.035,< or =0.036,< or =0.035, ,63 Years,64 Years,65 Years, Female,Male,Female,Male,Female,Male, Creatine,22.2-54.6,12.4-33.7,22.3-55.0,12.3-33.6,22.5-55.5,12.2-33.4, Creatinine,38.7-85.8,50.0-106.1,39.1-85.9,50.0-106.3,39.6-86.1,50.1-106.4, Guanidinoacetate,1.3-2.8,1.6-3.1,1.3-2.8,1.6-3.1,1.3-2.8,1.6-3.1, Creatine/creatinine,< or =0.88,< or =0.45,< or =0.89,< or =0.46,< or =0.89,< or =0.46, Guanidinoacetate/creatine,< or =0.092,< or =0.150,< or =0.092,< or =0.149,< or =0.091,< or =0.149, Guanidinoacetate/creatinine,< or =0.035,< or =0.035,< or =0.034,< or =0.034,< or =0.034,< or =0.034, ,66 Years,67 Years,68 Years, Female,Male,Female,Male,Female,Male, Creatine,22.6-55.9,12.3-33.1,22.7-56.3,12.3-32.8,22.9-56.7,12.5-32.4, Creatinine,40.2-86.2,50.2-106.6,40.7-86.3,50.3-106.7,41.3-86.5,50.4-106.9, Guanidinoacetate,1.3-2.7,1.6-3.1,1.3-2.7,1.6-3.0,1.4-2.7,1.6-3.0, Creatine/creatinine,< or =0.90,< or =0.47,< or =0.90,< or =0.48,< or =0.90,< or =0.48, Guanidinoacetate/creatine,< or =0.091,< or =0.149,< or =0.090,< or =0.148,< or =0.090,< or =0.148, Guanidinoacetate/creatinine,< or =0.034,< or =0.034,< or =0.033,< or =0.034,< or =0.033,< or =0.034, ,69 Years,70 Years,> or = 71 Years, Female,Male,Female,Male,Female,Male, Creatine,23.2-57.0,12.8-32.0,23.6-57.2,13.1-31.4,24.1-57.3,13.6-30.8, Creatinine,41.9-86.6,50.5-107.1,42.4-86.8,50.7-107.4,42.8-86.9,50.8-107.6, Guanidinoacetate,1.4-2.6,1.6-3.0,1.4-2.6,1.6-3.0,1.4-2.5,1.5-3.0, Creatine/creatinine,< or =0.90,< or =0.48,< or =0.90,< or =0.48,< or =0.90,< or =0.48, Guanidinoacetate/creatine,< or =0.090,< or =0.148,< or =0.090,< or =0.148,< or =0.090,< or =0.148, Guanidinoacetate/creatinine,< or =0.033,< or =0.034,< or =0.033,< or =0.034,< or =0.033,< or =0.034, | Reports include concentrations of guanidinoacetate, creatine, and creatinine, and the calculated analyte ratios. When no significant abnormalities are detected, a simple descriptive interpretation is provided. When abnormal results are detected, a detailed interpretation is given. This interpretation includes an overview of the results and their significance, a correlation to available clinical information, elements of differential diagnosis, and recommendations for additional biochemical testing. | Creatine supplementation will cause falsely elevated creatine results and falsely decreased guanidinoacetate results. Guanidinoacetate can be elevated in patients with urea cycle defects. | 1.ACMG Newborn Screening ACT Sheets. Accessed October 30, 2023. Available at www.acmg.net/ACMG/Medical-Genetics-Practice-Resources/ACT_Sheets_and_Algorithms/ACMG/Medical-Genetics-Practice-Resources/ACT_Sheets_and_Algorithms.aspx?hkey=9d6bce5a-182e-42a6-84a5-b2d88240c508 2.Sanders K, Peck D, Bentz Pino G, et al. SLC6A8 creatine transporter deficiency can be detected by plasma creatine and creatinine concentrations. Mol Genet Metab. 2024;142(1):108455. doi:10.1016/j.ymgme.2024.108455 3.Clark JF, Cecil KM. Diagnostic methods and recommendations for the cerebral creatine deficiency syndromes. Pediatr Res. 2015;77(3):398-405 4. Mercimek-Mahmutoglu S, Salomons GS. Creatine deficiency syndromes. In: Adam MP, Mirzaa GM, Pagon RA, et al. eds. GeneReviews [Internet]. University of Washington, Seattle; 2009. Updated February 10, 2022. Accessed March 30, 2023. Available atwww.ncbi.nlm.nih.gov/books/NBK3794/ 5.Stockler S, Schultz PW, Salomons GS. Cerebral creatine deficiency syndromes: clinical aspects, treatment, and pathophysiology. Subcell Biochem. 2007;46:149-166 6.Longo N, Ardon O, Vanzo R, Schwartz E, Pasquali M. Disorders of creatine transport and metabolism. Am J Med Genet. 2011;157:72-78. doi:10.1002/ajmg.c.30292 | A serum sample is combined with stable isotope-labeled internal standards and acetonitrile. After centrifugation, an aliquot of this diluted sample is analyzed by injection onto liquid chromatography columns that separate the analytes from the bulk of the stable isotope dilution in the positive electrospray selected reaction monitoring mode using the Applied Biosystems API 3200 liquid chromatography tandem mass spectrometry system with Analyst software.(Bodamer OA, Bloesch SM, Gregg AR, Stockler-Ipsiroglue S, O'Brien WEO. Analysis of guanidinoacetate and creatine by isotope dilution electroscopy tandem mass spectrometry. Clin Chim Acta. 2001;308:173-178; Cognat S, Cheillan D, Piraud M, Roos B, Jakobs C, Vianey-Saban C. Determination of guanidinoacetate and creatine in urine and plasma by liquid chromatography-tandem mass spectrometry. Clin Chem. 2004;50(8):1459-1461;Sharer JD, Bodamer O, Longo N, Tortorelli S, Wamelink M, Young S. Laboratory diagnosis of creatine deficiency syndromes: a technical standard and guideline of the American College of Medical Genetics and Genomics. Genet Med. 2017;19[2]:256-263) | 3 to 9 days | 1 month | This test was developed and its performance characteristics determined by Mayo Clinic in a manner consistent with CLIA requirements. It has not been cleared or approved by the US Food and Drug Administration. | 825408256582542 | Creatine Disorders Panel, S | In Process | 608082 | Reviewed By | 18771-6
CK | Creatine Kinase (CK), Serum | Diagnosing and monitoring myopathies or other trauma, toxin, or drug-induced muscle injury | Photometric, Creatine Phosphate + ADP | Yes | Creatine Kinase (CK), S | Serum | Collection Container/Tube: Preferred:Serum gel Acceptable:Red top Submission Container/Tube:Plastic vial Specimen Volume:1 mL Collection Instructions: 1. Serum gel tubes should be centrifuged within 2 hours of collection. 2. Red-top tubes should be centrifuged, and the serum aliquoted into a plastic vial within 2 hours of collection. | 0.25 mL | Creatine kinase (CK) is an enzyme that catalyzes the reversible phosphorylation of creatine (Cr) by adenosine triphosphate (ATP). Physiologically, when muscle contracts, ATP is converted to adenosine diphosphate (ADP), and CK catalyzes the rephosphorylation of ADP to ATP using creatine phosphate as the phosphorylation reservoir. The CK enzyme is a dimer composed of subunits derived from either muscle (M) or brain (B). Three isoenzymes have been identified: striated muscle (MM), heart tissue (MB), and brain (BB). Normal serum CK is predominantly the CK-MM isoenzyme. CK activity is greatest in striated muscle (MM isoenzyme ), heart tissue (MB isoenzyme ), and brain (BB isoenzyme ). Serum CK concentrations are reflective of muscle mass causing males to have higher concentrations than females. CK may be measured to evaluate myopathy and to monitor patients with rhabdomyolysis for acute kidney injury. | Males < or =3 months: not established >3 months: 39-308 U/L Females < or =3 months: not established >3 months: 26-192 U/L Reference values have not been established for patients that are less than 3 months of age. Note:Strenuous exercise or intramuscular injections may cause transient elevation of creatine kinase (CK). | Serum creatine kinase (CK) activity may increase in patients with acute cerebrovascular disease or neurosurgical intervention and with cerebral ischemia as well as in nearly all patients when injury, inflammation, or necrosis of skeletal or heart muscle occurs, including: -All types of muscular dystrophy particularly in progressive muscular dystrophy (particularly Duchenne sex-linked muscular dystrophy). -Viral myositis, polymyositis, and similar muscle diseases -Malignant hyperthermia, an inherited life-threatening condition characterized by high fever and brought on by administration of inhalation anesthesia -Muscle trauma, which causes CK elevations within 12 hours of onset, peaking within 1 to 3 days, and declining 3 to 5 days after cessation of muscle injury ---Serum CK activities exceeding 200 times the upper reference limit may be found in acute rhabdomyolysis, putting the patient at great risk for developing acute renal failure. -When given at pharmacologic doses, some drugs including statins, fibrates, antiretrovirals, and angiotensin II receptor antagonists -Endocrine myopathy, for which hpothyroidism is a common cause, about 60% of hypothyroid subjects show an average elevation of CK activity 5-fold greater than the upper reference limit -Normal childbirth causes a 6-fold elevation in maternal serum For detection of myocardial infarction, changes in serum CK and its heart tissue (MB) isoenzyme have been largely replaced by the more cardiac-specific nonenzymatic markers, cardiac troponin I or T. | Exercise, muscle trauma (contact sports, traffic accidents, intramuscular injections, surgery, convulsions, wasp or bee stings, and burns), and drugs such as cholesterol-lowering statins can damage muscle and increase serum creatine kinase (CK) concentrations. CK concentrations have been found to be relatively higher in black race populations. | 1. Tietz Clinical Guide to Laboratory Tests. Fourth edition. Edited by Wu AHB. St. Louis, Saunders Elsevier, 2006;306-307 2. Huerta-Alardin AL, Varon J, Marik PE: Bench-to-bedside review: Rhabdomyolysis -- an overview for clinicians. Crit Care 2005 Apr;9(2):158-169 3. Morandi L, Angelini C, Prelle A,et al: High plasma creatine kinase: review of the literature and proposal for a diagnostic algorithm. Neurol Sci 2006 Nov:27(5):303-311 | Creatine kinase (CK) is determined by a coupled enzyme reactionwhere the rate of NADPH formation is measured photometricallyand is directly proportional to the CK activity.(Package insert:Roche CK reagent.Indianapolis,IN, July 2016) | Same day/1 to 2 days | 1 week | This test has been cleared, approved, or is exempt by the US Food and Drug Administration and is used per manufacturer's instructions. Performance characteristics were verified by Mayo Clinic in a manner consistent with CLIA requirements. | 82550 | Creatine Kinase (CK), S | 2157-6 | CK | Creatine Kinase (CK), S | 2157-6
CRCL | Creatinine Clearance, Serum and 24-Hour Urine | Estimation of glomerular filtration rate | Enzymatic Colorimetric Assay | Yes | Creatinine Clearance | Serum | Both serum and urine are required.Serum must be collected no earlier than 72 hours before start of urine collection and no later than 72 hours after urine collection is completed. Specimen Type:Serum Collection Container/Tube: Preferred:Serum gel Acceptable:Red top Submission Container/Tube:Plastic vial Specimen Volume:1 mL Collection Instructions: 1. Centrifuge and aliquot serum into plastic vial. 2. Label specimen as serum. Specimen Type:Urine Supplies:Sarstedt Aliquot Tube, 5 mL (T914) Specimen Volume:5 mL Collection Instructions: 1. Collect urine for 24 hours. 2. Refrigerate specimen within 4 hours of completion of 24-hour collection. 3. Label specimen as urine. Additional Information:For multiple collections seeUrine Preservatives-Collection and Transportation for 24-Hour Urine Specimens | Serum: 0.5 mL Urine: 1 mL | Estimated glomerular filtration rate (eGFR) using serum creatinine alone is calculated using the 2021 Chronic Kidney Disease Epidemiology Collaboration (CKD-EPI) equation: eGFR = 142 x min(standardized Scr/k,1)alpha x max(Scr/k, 1)-1.200 x (0.9938 x age) x 1.012 (if patient is female) where: -age is in years -Scr is serum creatinine concentration -k is 0.7 for females and 0.9 for males -alpha is -0.241 for females and -0.302 for males -min indicates the minimum of Scr/k or 1 -max indicates the maximum of Scr/k or 1 Use of an estimating or prediction equation to estimate GFR from serum creatinine should be employed for people with CKD and those with risk factors for CKD (diabetes, hypertension, cardiovascular disease, and family history of kidney disease). Reasons given for routine reporting of eGFR with every serum creatinine in adult (18 and over) patients include: -GFR and creatinine clearance are poorly inferred from serum creatinine alone. GFR and creatinine clearance are inversely and nonlinearly related to serum creatinine. The effects of age and sex further cloud interpretation. -Creatinine is commonly measured in routine clinical practice. Albuminuria (>30 mg/24 hour or urine albumin to creatinine ratio >30 mg/g) may be a more sensitive marker of early kidney disease, especially among patients with diabetic nephropathy. However, there is poor adherence to guidelines that suggest annual urinary albumin testing of patients with known diabetes. Therefore, if a depressed eGFR is calculated from a serum creatinine measurement, it may help providers recognize early CKD and pursue appropriate follow-up testing and therapeutic intervention. -Monitoring kidney function (by GFR or creatinine clearance) is essential once albuminuria is discovered. Estimated GFR is a more practical means to closely follow changes in GFR over time, when compared to direct measurement using methods such as iothalamate clearance. -The CKD-EPI equation does not require weight or height variables. From a serum creatinine measurement, it generates a GFR result normalized to a standard body surface area (1.73 m[2]) using sex and age. Unlike the Cockcroft-Gault equation, height and weight, which are often not available in the laboratory information system, are not required. The 2021 CKD-EPI Cr equation does not require race, so eGFR values for both African American and non-African American populations are no longer reported. The new 2021 CKD-EPI eGFR values cannot be directly compared to the previous 2009 CKD-EPI Cr eGFR values, which were separately reported for African American and non-African American populations. The Kidney Disease: Improving Global Outcomes (KDIGO) CKD work group clinical practice guidelines,(1) as further defined by the National Kidney Foundation-Kidney Disease Outcomes Quality Initiative (NKF-KDOQI) commentary,(2) provided recommendations for reporting and interpretation of serum creatinine and eGFR, which were revised after development of a refit CKD-EPI Creatinine eGFR equation in 2021 that does not require a mathematical adjustment based on race: 1.4.3: Evaluation of GFR -1.4.3.1: We recommend using serum creatinine and GFR estimating equation for initial assessment. -1.4.3.2: We suggest using additional tests (such as cystatin C or a clearance measurement) for confirmatory testing in specific circumstances when eGFR based on serum creatinine is less accurate. -1.4.3.3: We recommend that clinicians: Use a GFR estimating equation to derive GFR from serum creatinine (eGFRcreat) rather than relying on the serum creatinine concentration alone. Understand clinical settings in which eGFR creat is less accurate. -1.4.3.4: We recommend that clinical laboratories should: Measure serum creatinine using a specific assay with calibration traceable to the international standard reference materials and minimal bias compared to isotope-dilution mass spectrometry (IDMS) reference methodology. Report eGFRcreat in addition to the serum creatinine concentration in adults and specify the equation used whenever reporting eGFRcreat. Report eGFRcreat in adults using the 2021 CKD-EPI creatinine equation. When reporting serum creatinine: We recommend that serum creatinine concentration be reported and rounded to the nearest whole number when expressed as standard international units (mmol/L) and rounded to the nearest 100th of a whole number when expressed as conventional units (mg/dL). When reporting eGFRcreat: -We recommend that eGFRcreat should be reported and rounded to the nearest whole number and relative to a body surface area of 1.73 m(2) in adults using the units mL/min/1.73 m(2). -We recommend eGFRcreat levels less than 60 mL/min/1.73 m(2) should be reported as "decreased". 1.4.3.8: We suggest measuring GFR using an exogenous filtration marker under circumstances where more accurate ascertainment of GFR will impact treatment decisions. Creatinine Clearance: Creatinine is derived from the metabolism of creatine from skeletal muscle and dietary meat intake and is released into the circulation at a relatively constant rate. Thus, the serum creatinine concentration is usually stable. Creatinine is freely filtered by glomeruli and not reabsorbed or metabolized by kidney tubules. Therefore, creatinine clearance can be used to assess GFR. However, approximately 15% of excreted urine creatinine is derived from proximal tubular secretion. Because of the tubular secretion of creatinine, creatinine clearance typically overestimates true GFR by 10% to 15%. Creatinine clearance is usually determined from measurement of creatinine in a 24-hour urine specimen and from a serum specimen obtained during the same collection period. However, shorter time periods can be used. A key consideration is accurate timing and collection of the urine sample. Creatinine clearance normalized to body surface area is calculated by the equation: 2.54 cm=1 inch 1 kg=2.2 pounds (lbs) Patient surface area (SA)=wt (kg)(0.425) X ht (cm)(0.725) X 0.007184 Urine conc (mg/dL) x24 hr urine volume (mL Uncorr creat clear= 1440 minutes mL/min Serum creat (mg/dL) Urine conc (mg/dL) x24 hr urine volume (mL) X 1.73 m(2) Patient SA Corr creat clear= 1440 minutes mL/min/1.73m(2) Serum creat (mg/dL) | CREATININE CLEARANCE Males: 0-18 years: Not established 19-75 years: 77-160 mL/min/body surface area (BSA) > or =76 years: Not established Females: 0-17 years: Not established 18-29 years: 78-161 mL/min/BSA 30-39 years: 72-154 mL/min/BSA 40-49 years: 67-146 mL/min/BSA 50-59 years: 62-139 mL/min/BSA 60-72 years: 56-131 mL/min/BSA > or =73 years: Not established CREATININE, URINE: Reported in units of mg/dL CREATININE, SERUM Males: 0-11 months: 0.17-0.42 mg/dL 1-5 years: 0.19-0.49 mg/dL 6-10 years: 0.26-0.61 mg/dL 11-14 years: 0.35-0.86 mg/dL > or =15 years: 0.74-1.35 mg/dL Females: 0-11 months: 0.17-0.42 mg/dL 1-5 years: 0.19-0.49 mg/dL 6-10 years: 0.26-0.61 mg/dL 11-15 years: 0.35-0.86 mg/dL > or =16 years: 0.59-1.04 mg/dL Estimated glomerular filtration rate (eGFR) > or =18 years old: > or =60 mL/min/BSA eGFR calculated using the 2021 CKD-EPI creatinine equation Note:eGFR results will not be calculated for patients younger than 18 years old. | Decreased creatinine clearance indicates decreased glomerular filtration rate (GFR). This can be due to conditions such as progressive kidney disease or result from adverse effect on renal hemodynamics that are often reversible, including drug effects or decreases in effective renal perfusion (eg, volume depletion, heart failure). Increased creatinine clearance is often referred to as hyperfiltration and is most commonly seen during pregnancy or in patients with early diabetes mellitus, before diabetic nephropathy has occurred. It may also occur with large dietary protein intake. A major limitation of creatinine clearance is that its accuracy worsens in relation to the amount of tubular creatinine secretion. Often as GFR declines, the contribution of urine creatinine from tubular secretion increases, further increasing the discrepancy between true GFR and measured creatinine clearance. Estimated GFR: According to the Kidney Disease: Improving Global Outcomes (KDIGO) CKD work group, chronic kidney disease (CKD) is defined as the abnormalities of kidney structure of function, present for more than 3 months, with implications for health.(1,2) CKD should be classified by cause, GFR category, and albuminuria category.(1,2) KDIGO guidelines provide the following GFR categories(1,2): Stage Terms GFR mL/min/1.73 m(2) G1* Normal or high 90 G2* Mildly decreased 60 to 89 G3a Mildly to moderately decreased 45 to 59 G3b Moderately to severely decreased 30-44 G4 Severely decreased 15-29 G5 Kidney failure <15 *In the absence of evidence of kidney damage, neither G1 nor G2 fulfill criteria for CKD. Urinary albumin excretion can also be used to further subdivide CKD stages. | One of the major limitations of creatinine clearance is erroneous results due to incomplete urine collections. Accurate results depend upon a complete and accurately timed collection. Result can be falsely decreased in patients with elevated levels of N-acetyl-p-benzoquinone imine (metabolite of acetaminophen), N-acetylcysteine, and metamizole. | 1. Inker LA, Astor BC, Fox CH, et al. KDOQI US commentary on the 2012 KDIGO clinical practice guideline for the evaluation and management of CKD. Am J Kidney Dis. 2014;63(5):713-735. doi:10.1053/j.ajkd.2014.01.416 2. National Kidney Foundation. KDOQI Clinical Practice Guideline for Diabetes and CKD: 2012 Update. Am J Kidney Dis. 2012;60(5):850-886. doi:10.1053/j.ajkd.2012.07.005. Erratum in: Am J Kidney Dis. 2013 Jun;61(6):1049 3. Inker LA, Perrone RD. Assessment of kidney function. In: Sterns RH, Forman JP, eds. UpToDate; 2021. Updated February 2024. Accessed April 1, 2024. Available at www.uptodate.com/contents/assessment-of-kidney-function 4. Kasiske BL, Keane WF. Laboratory assessment of renal disease: clearance, urinalysis, and renal biopsy. In: Brenner BM, ed. The Kidney. 6th ed. WB Saunders Company; 2000:1129-1170 5. Delaney MP, Lamb EJ. Kidney disease.In: Rifai N, Horvath AR, Wittwer CT, eds. Tietz Textbook of Clinical Chemistry and Molecular Diagnostics. 6th ed. Elsevier; 2018:1256-1323 6. Miller WG, Kaufman HW, Levey AS, et al. National Kidney Foundation Laboratory Engagement Working Group recommendations for implementing the CKD-EPI 2021 race-free equations for estimated glomerular filtration rate: Practical guidance for clinical laboratories. Clin Chem. 2022;68(4):511-520. doi:10.1093/clinchem/hvab278 7. Inker LA, Eneanya ND, Coresh J, et al. New creatinine- and cystatin C-based equations to estimate GFR without race. N Engl J Med. 2021;385(19):1737-1749. doi:10.1056/NEJMoa2102953 | The enzymatic method is based on the determination of sarcosine from creatinine with the aid of creatininase, creatinase, and sarcosine oxidase. The liberated hydrogen peroxide is measured via a modified Trinder reaction using a colorimetric indicator. Optimization of the buffer system and the colorimetric indicator enables the creatinine concentration to be quantified both precisely and specifically.(Package insert: Creatinine plus ver 2. Roche Diagnostics; V15.0, 03/2019) | Same day/1 to 2 days | 7 days | This test has been cleared, approved, or is exempt by the US Food and Drug Administration and is used per manufacturer's instructions. Performance characteristics were verified by Mayo Clinic in a manner consistent with CLIA requirements. | 82575 | Creatinine Clearance | 58446-6 | EGFR1 | Estimated GFR (eGFR) | 98979-8
CRTS1 | Creatinine with Estimated Glomerular Filtration Rate (eGFR), Serum | Diagnosing and monitoring treatment of acute and chronic kidney diseases Adjusting dosage of renally excreted medications Monitoring kidney transplant recipients Estimating glomerular filtration rate for people with chronic kidney disease (CKD) and those with risk factors for CKD (diabetes, hypertension, cardiovascular disease, and family history of kidney disease) | Enzymatic Colorimetric Assay | Yes | Creatinine with eGFR, S | Serum | Collection Container/Tube: Preferred:Serum gel Acceptable:Red top Submission Container/Tube:Plastic vial Specimen Volume:0.5 mL Collection Instructions: 1. Serum gel tubes should be centrifuged within 2 hours of collection. 2. Red-top tubes should be centrifuged and the serum aliquoted into a plastic vial within 2 hours of collection. | 0.5 mL | In muscle metabolism, creatinine is synthesized endogenously from creatine and creatine phosphate. Creatinine is removed from plasma by glomerular filtration into the urine without being reabsorbed by the tubules to any significant extent. Renal tubular secretion also contributes a small quantity of creatinine to the urine. As a result, creatinine clearance often overestimates the true glomerular filtration rate (GFR) by 10% to more than 20%. Determinations of creatinine and renal clearance of creatinine are of value in the assessment of kidney function. Serum or blood creatinine levels in kidney disease generally do not increase until kidney function is substantially impaired. Estimated GFR (eGFR) is calculated using the 2021 Chronic Kidney Disease (CKD) Epidemiology Collaboration (EPI) Cr equation: eGFR =142 x min(standardized Scr/K,1)alpha x max(Scr/K, 1)-1.200 x 0.9938age x 1.012(if patient is female) -where age is in years -Scr is serum creatinine -k is 0.7 for females and 0.9 for males -alpha is -0.241 for females and -0.302 for males -min indicates the minimum of Scr/k or 1 -max indicates the maximum of Scr/k or 1 Use of an estimating or prediction equation to estimate GFR from serum creatinine should be employed for people with CKD and those with risk factors for CKD (diabetes, hypertension, cardiovascular disease, and family history of kidney disease). Reasons given for routine reporting of eGFR with every serum creatinine in adult (18 and over) patients include: -GFR and creatinine clearance are poorly inferred from serum creatinine alone. GFR and creatinine clearance are inversely and nonlinearly related to serum creatinine. The effects of age and sex further cloud interpretation. -Creatinine is commonly measured in routine clinical practice. Albuminuria (>30 mg/24 hour or urine albumin to creatinine ratio >30 mg/g) may be a more sensitive marker of early kidney disease, especially among patients with diabetic nephropathy. However, there is poor adherence to guidelines that suggest annual urinary albumin testing of patients with known diabetes. Therefore, if a depressed eGFR is calculated from a serum creatinine measurement, it may help providers recognize early CKD and pursue appropriate follow-up testing and therapeutic intervention. -Monitoring of kidney function (by GFR or creatinine clearance) is essential once albuminuria is discovered. Estimated GFR is a more practical means to closely follow changes in GFR over time, when compared to direct measurement using methods such as iothalamate clearance. -The CKD-EPI equation does not require weight or height variables. From a serum creatinine measurement, it generates a GFR result normalized to a standard body surface area (1.73 m[2]) using sex and age. Unlike the Cockcroft-Gault equation, height and weight, which are often not available in the laboratory information system, are not required. The 2021 CKD-EPI Cr equation does not require race, so eGFR values for both African Americans and non-African Americans are no longer reported. The new 2021 CKD-EPI eGFR values cannot be directly compared to the previous 2009 CKD-EPI Cr eGFR values that were separately reported for African American and non-African American populations. The Kidney Disease: Improving Global Outcomes (KDIGO) CKD work group clinical practice guideline,(2) as further defined by the National Kidney Foundation-Kidney Disease Outcomes Quality Initiative (NKF-KDOQI) commentary,(3) provide the following recommendations for reporting and interpretation of serum creatinine and eGFR, which were revised after development of a refit CKD-EPI Creatinine eGFR equation in 2021 that does not require a mathematical adjustment based on race: -1.4.3: Evaluation of GFR -1.4.3.1: We recommend using serum creatinine and a GFR estimating equation for initial assessment. (1A) 1.4.3.2: We suggest using additional tests (such as cystatin C or a clearance measurement) for confirmatory testing in specific circumstances when eGFR based on serum creatinine is less accurate. (2B) 1.4.3.3: We recommend that clinicians (1B): -Use a GFR estimating equation to derive GFR from serum creatinine (eGFRcreat) rather than relying on the serum creatinine concentration alone. -Understand clinical settings in which eGFRcreat is less accurate. 1.4.3.4: We recommend that clinical laboratories should (1B): -Measure serum creatinine using a specific assay with calibration traceable to the international standard reference materials and minimal bias compared to isotope-dilution mass spectrometry (IDMS) reference methodology. -Report eGFRcreat in addition to the serum creatinine concentration in adults and specify the equation used whenever reporting eGFRcreat. -Report eGFRcreat in adults using the 2021 CKD-EPI creatinine equation. When reporting serum creatinine: -We recommend that serum creatinine concentration be reported and rounded to the nearest whole number when expressed as standard international units (mmol/l) and rounded to the nearest 100th of a whole number when expressed as conventional units (mg/dL). When reporting eGFRcreat: -We recommend that eGFRcreat should be reported and rounded to the nearest whole number and relative to a body surface area of 1.73 m2 in adults using the units mL/min/1.73 m2. -We recommend eGFRcreat levels less than 60 mL/min/1.73 m2 should be reported as "decreased." 1.4.3.8: We suggest measuring GFR using an exogenous filtration marker under circumstances where more accurate ascertainment of GFR will impact treatment decisions (2B) | CREATININE Males(1) 0-11 months: 0.17-0.42 mg/dL 1-5 years: 0.19-0.49 mg/dL 6-10 years: 0.26-0.61 mg/dL 11-14 years: 0.35-0.86 mg/dL > or =15 years: 0.74-1.35 mg/dL Females(1) 0-11 months: 0.17-0.42 mg/dL 1-5 years: 0.19-0.49 mg/dL 6-10 years: 0.26-0.61 mg/dL 11-15 years: 0.35-0.86 mg/dL > or =16 years: 0.59-1.04 mg/dL ESTIMATED Glomerular Filtration Rate (eGFR) > or =18 years old: > or =60 mL/min/BSA (body surface area) Note:eGFR results will not be calculated for patients younger than 18 years old. Estimated GFR calculated using the 2021 CKD-EPI creatinine equation 2021 CKD-EPI creatinine eGFR not valid for patients younger than 18 years old. | Because serum creatinine is inversely correlated with glomerular filtration rate (GFR), when kidney function is near normal, absolute changes in serum creatinine reflect larger changes than do similar absolute changes when kidney function is poor. For example, an increase in serum creatinine from 1 to 2 mg/dL may indicate a decrease in GFR of 50 mL/min (from 100 to 50 mL/min), whereas an increase in serum creatinine level from 4 to 5 mg/dL may indicate a decrease of only 5 mL/min (from 25 to 20 mL/min). Because of the imprecision of serum creatinine as an assessment of GFR, there may be clinical situations where a more accurate GFR assessment must be performed, iothalamate or inulin clearance are superior to serum creatinine and eGFR. Several factors may influence serum creatinine independent of changes in GFR. For instance, creatinine generation is dependent upon muscle mass. Thus, young, muscular male patients may have significantly higher serum creatinine levels than older adult female patients, despite having similar GFRs. Also, because some renal clearance of creatinine is due to tubular secretion, drugs that inhibit this secretory component (eg, cimetidine and trimethoprim) may cause small increases in serum creatinine without an actual decrease in GFR. According to the Kidney Disease: Improving Global Outcomes (KDIGO) CKD work group, chronic kidney disease (CKD) is defined as the abnormalities of kidney structure or function, present for more than 3 months, with implications for health.(3) CKD should be classified by cause, GFR category, and albuminuria category.(3) Table. KDIGO guidelines provide the following GFR categories(2,3): Stage Terms GFR mL/min/1.73 m(4) G1* Normal or high 90 G2* Mildly decreased 60 to 89 G3a Mildly to moderately decreased 45 to 59 G3b Moderately to severely decreased 30-44 G4 Severely decreased 15-29 G5 Kidney failure <15 *In the absence of evidence of kidney damage, neither G1 nor G2 fulfill criteria for CKD. | Creatinine: -Ascorbic acid: less than 1.70 mmol/L or less than 300 mg/dL does not interfere. -No interference was found at therapeutic concentrations using common drug panels. Exceptions: rifampicin, levodopa, and calcium dobesilate (Dexium) cause artificially low creatinine results. Dicynone (Etamsylate) at therapeutic concentrations may lead to falsely low results. -N-Ethylglycine at therapeutic concentrations and DL-proline at concentrations greater than or equal to 1 mmol/L give falsely high results. -No significant interference up to creatine level of 4 mmol/L (524 mg/L). -Hemolyzed specimens from patients with hemoglobin F values of 600 mg/dL and higher interfere with the test. -2-Phenyl-1,3-indandion (phenindione) at therapeutic concentrations interferes with the assay. -In patients receiving catecholamines (dopamine, dobutamine, epinephrine, and norepinephrine) falsely low results might be observed.(4) -Acetaminophen intoxications are frequently treated with N-acetylcysteine. N-Acetylcysteine at the therapeutic concentration of 3.4 mmol/L and the acetaminophen metabolite N-acetyl-p-benzoquinone imine independently may cause falsely low creatinine results. -Venipuncture should be performed prior to the administration of metamizole. Venipuncture immediately after or during the administration of metamizole may lead to falsely low results. A significant interference may occur at any plasma metamizole concentration. -In very rare cases of gammopathy, in particular Waldenstrom macroglobulinemia (type IgM), may cause unreliable results. The following do not interfere with this assay: -Ketone bodies -Cephalosporin antibiotics | 1. Kulasingam V, Jung BP, Blasutig IM, et al: Pediatric reference intervals for 28 chemistries and immunoassays on the Roche cobas 6000 analyzer--a CALIPER pilot study. Clin Biochem. 2010 Sep;43(13-14):1045-1050 2. Kidney Disease: Improving Global Outcomes (KDIGO) CKD Work Group: KDIGO 2012 clinical practice guideline for the evaluation and management of chronic kidney disease. Kidney Int Suppl. 2013;3:1-150 3. Inker LA, Astor BC, Fox CH, et al: KDOQI US commentary on the 2012 KDIGO clinical practice guideline for the evaluation and management of CKD. Am J Kidney Dis. 2014 May;63(5):713-735 4. Saenger AK, Lockwood C, Snozek CL, et al: Catecholamine interference in enzymatic creatinine assays. Clin Chem. 2009 Sep;55(9):1732-1736 5.Rifai N, Horvath AR, Wittwer CT, eds: Tietz Fundamentals of Clinical Chemistry and Molecular Diagnostics. 8th ed. Elsevier; 2018 6. Miller WG, Kaufman HW, Levey AS, et al: National Kidney Foundation Laboratory Engagement Working Group recommendations for implementing the CKD-EPI 2021 race-free equations for estimated glomerular filtration rate: Practical guidance for clinical laboratories. Clin Chem. 2022 Mar 31;68(4):511-520. doi: 10.1093/clinchem/hvab278 7. Inker LA, Eneanya ND, Coresh J, et al: Chronic Kidney Disease Epidemiology Collaboration. New creatinine- and cystatin C-Based equations to estimate GFR without race. N Engl J Med. 2021 Nov 4;385(19):1737-1749. doi: 10.1056/NEJMoa2102953 | Creatinine: This enzymatic method is based on the conversion of creatinine, with the aid of creatininase, creatinase, and sarcosine oxidase, to glycine, formaldehyde, and hydrogen peroxide. Catalyzed by peroxidase, the liberated hydrogen peroxide reacts with 4-aminophenazone and hydroxy(tosyloxy)iodobenzene (HTIB) to form a quinone imine chromogen. The color intensity of the quinone imine chromogen formed is directly proportional to the creatinine concentration in the reaction mixture.(Package insert: cobas creatinine reagent. Roche Diagnostics; 12/2016) Estimated Glomerular Filtration Rate: Estimated GFR (eGFR) is calculated using the 2021 Chronic Kidney Disease Epidemiology Collaboration (CKD-EPI) equation: Females: If creatinine < or =0.7 mg/dL: 142 x (Scr/0.7)(-0.241) x 0.9938age x 1.012 If creatinine >0.7 mg/dL: 142 x (Scr/0.7)(-1.200) x 0.9938age x 1.012 Males: If creatinine < or =0.9 mg/dL: 142 x (Scr/0.9)(-0.302) x 0.9938age If creatinine >0.9 mg/dL: 142 x (Scr/0.9)(-1.200) x 0.9938age Values are reported for calculated glomerular filtration rate (GFR) estimates between 15-90 mL/min/1.73 m(4). Estimated GFR values outside of this range are reported as "<15 mL/min/1.73 m(2)" or ">90 mL/min/1.73 m(4)" and not as an exact number. | Same day/1 to 2 days | 1 week | This test has been cleared, approved, or is exempt by the US Food and Drug Administration and is used per manufacturer's instructions. Performance characteristics were verified by Mayo Clinic in a manner consistent with CLIA requirements. | 82565 | Creatinine with eGFR, S | 45066-8 | EGFR1 | Estimated GFR (eGFR) | 98979-8
CTU | Creatinine, 24 Hour, Urine | Calculation of creatinine clearance, a measure of renal function, when used in conjunction with serum creatinine | Enzymatic Colorimetric Assay | Yes | Creatinine, 24 HR, U | Urine | Supplies: Sarstedt 5 mL Aliquot Tube (T914) Collection Container/Tube:24-hour graduated urine container with no metal cap or glued insert Submission Container/Tube:Plastic tube or a clean, plastic aliquot container with no metal cap or glued insert Specimen Volume:4 mL Collection Instructions: 1. Collect urine for 24 hours. 2. Refrigerate specimen within 4 hours of completion of 24-hour collection. Additional Information: 1. This test does not require the use of a chemical preservative; if a chemical preservative is used, it must be added to the specimen within 4 hours of completion of 24-hour collection. 2. SeeUrine Preservatives-Collection and Transportation for 24-Hour Urine Specimensfor multiple collections. | 1 mL | Creatinine is formed from the metabolism of creatine and phosphocreatine, both of which are principally found in muscle. Thus the amount of creatinine produced is, in large part, dependent upon the individual's muscle mass and tends not to fluctuate much from day-to-day. Creatinine is not protein bound and is freely filtered by glomeruli. All of the filtered creatinine is excreted in the urine. Renal tubular secretion of creatinine also contributes to a small proportion of excreted creatinine. Although most excreted creatinine is derived from an individual's muscle, dietary protein intake, particularly of cooked meat, can contribute to urinary creatinine levels. The renal clearance of creatinine provides an estimate of glomerular filtration rate. | Reference values mg per 24 hours: Males > or =18 years: 930-2955 mg/24 hours Females > or =18 years: 603-1783 mg/24 hours Reference values have not been established for patients who are less than 18 years of age. For SI unit Reference Values, seewww.mayocliniclabs.com/order-tests/si-unit-conversion.html | Twenty-four-hour urinary creatinine determinations are principally used for the calculation of creatinine clearance. Decreased creatinine clearance indicates decreased glomerular filtration rate. This can be due to conditions such as progressive renal disease or result from adverse effects on renal hemodynamics, which are often reversible, including certain drug usage or from decreases in effective renal perfusion (eg, volume depletion or heart failure). Increased creatinine clearance is often referred to as "hyperfiltration" and is most commonly seen during pregnancy or in patients with diabetes mellitus before diabetic nephropathy has occurred. It also may occur with large dietary protein intake. | The reliability of 24-hour urinary creatinine determinations is, as for all timed urine collections, very dependent on accurately collected 24-hour specimens. Intra-individual variability in creatinine excretion may be due to differences in muscle mass or amount of ingested meat. Acute changes in glomerular filtration rate, before a steady state has developed, will alter the amount of urinary creatinine excreted. | 1.Delaney MP, Lamb EJ:Kidney disease. In: Rifai N, Horvath AR, Wittwer CT, eds: Tietz Textbook of Clinical Chemistry and Molecular Diagnostics. 6th ed. Elsevier; 2018:1256-1323 2. Lamb EJ, Jones GRD: Kidney function tests. In: Rifai N, Horvath AR, Wittwer CT, eds: Tietz Textbook of Clinical Chemistry and Molecular Diagnostics. 6th ed. Elsevier; 2018:chap32 3. Kasiske BL, Keane WF: Laboratory assessment of renal disease: clearance, urinalysis, and renal biopsy. In: Brenner BM, ed. The kidney. 6th ed. WB Saunders; 2000:1129-1170 | The enzymatic method is based on the determination of sarcosine from creatinine with the aid of creatininase, creatinase, and sarcosine oxidase. The liberated hydrogen peroxide is measured via a modified Trinder reaction using a colorimetric indicator. Optimization of the buffer system and the colorimetric indicator enables the creatinine concentration to be quantified both precisely and specifically.(Package insert: Creatinine plus ver 2. Roche Diagnostics; V15.0 03/2019) | 1 to 2 days | 7 days | This test has been cleared, approved, or is exempt by the US Food and Drug Administration and is used per manufacturer's instructions. Performance characteristics were verified by Mayo Clinic in a manner consistent with CLIA requirements. | 82570 | Creatinine, 24 HR, U | 65634-8 | VL8 | Urine Volume | 3167-4
CRT24 | Creatinine, 24 Hour, Urine | Urinary creatinine, in conjunction with serum creatinine, is used to calculate the creatinine clearance, a measure of renal function Normalizing urinary analytes to account for the variation in urinary concentration | Only orderable as part of a profile. For more information see: -NMH24 / N-Methylhistamine, 24 Hour, Urine -RB24 / Retinol-Binding Protein, 24 Hour, Urine -A124 / Alpha-1-Microglobulin, 24 Hour, Urine Enzymatic Colorimetric Assay | Yes | Creatinine, 24 HR, U | Urine | Only orderable as part of a profile. For more information see: -NMH24 /N-Methylhistamine, 24 Hour, Urine -RB24 / Retinol-Binding Protein, 24 Hour, Urine -A124 / Alpha-1-Microglobulin, 24 Hour, Urine | 1 mL | Creatinine is formed from the metabolism of creatine and phosphocreatine, both of which are principally found in muscle. Thus, the amount of creatinine produced is in large part dependent upon the individual's muscle mass and tends not to fluctuate much from day-to-day. Creatinine is not protein-bound and is freely filtered by glomeruli. All of the filtered creatinine is excreted in the urine. Renal tubular secretion of creatinine also contributes to a small proportion of excreted creatinine. Although most excreted creatinine is derived from an individual's muscle, dietary protein intake, particularly of cooked meat, can contribute to urinary creatinine levels. The renal clearance of creatinine provides an estimate of glomerular filtration rate. | Only orderable as part of a profile. For more information see: -NMH24 /N-Methylhistamine, 24 Hour, Urine -RB24 / Retinol-Binding Protein, 24 Hour, Urine -A124 / Alpha-1-Microglobulin, 24 Hour, Urine Normal values mg per 24 hours: Males: 930-2955 mg/24 hours Females: 603-1783 mg/24 hours Reference values have not been established for patients who are less than 18 years of age. For SI unit Reference Values, seehttps://www.mayocliniclabs.com/order-tests/si-unit-conversion.html | Decreased creatinine clearance indicates decreased glomerular filtration rate. This can be due to conditions such as progressive renal disease, or result from adverse effect on renal hemodynamics that are often reversible including certain drugs or from decreases in effective renal perfusion (eg, volume depletion or heart failure). Increased creatinine clearance is often referred to as "hyperfiltration" and is most commonly seen during pregnancy or in patients with diabetes mellitus, before diabetic nephropathy has occurred. It also may occur with large dietary protein intake. | The reliability of 24-hour urinary creatinine determinations is, as for all timed urine collections, very dependent on accurately collected 24-hour specimens. Intraindividual variability in creatinine excretion may be due to differences in muscle mass or amount of ingested meat. Acute changes in glomerular filtration rate, before a steady state has developed, will alter the amount of urinary creatinine excreted. Rifampicin, levodopa, and calcium dobesilate (eg, Dexium) cause artificially low creatinine results. As tested, according to CLSI recommendation, methyldopa causes artificially low creatinine results. Dicynone (Etamsylate) at therapeutic concentrations may lead to falsely low results. N-ethylglycine at therapeutic concentrations and DL-proline at concentrations greater or equal to 1 mmol/L gives falsely high results. | 1.Delaney MP, Lamb EJ:Kidney disease. In: Rifai N, Horvath AR, Wittwer CT, eds: Tietz Textbook of Clinical Chemistry and Molecular Diagnostics. 6th ed. Elsevier; 2018:1256-1323 2.Meeusen J, Rule A, Voskoboev, N, Baumann N, Lieske J: Performance of cystatin C- and creatinine-based estimated glomerular filtration rate equations depends on patient characteristics. Clin Chem.2015 Oct;61(10):1265-1272.doi: 10.1373/clinchem.2015.243030 3. Newman DJ, Price CP: Renal function and nitrogen metabolites. In: Burtis CA, Ashwood ER, eds. Tietz Textbook of Clinical Chemistry. 3rd ed. WB Saunders Company; 1999:1204-1270 4. Kasiske BL, Keane WF: Laboratory assessment of renal disease: clearance, urinalysis, and renal biopsy. In:Brenner BM, ed. The Kidney. 6th ed. WB Saunders Company; 2000:1129-1170 | The enzymatic method is based on the determination of sarcosine from creatinine with the aid of creatininase, creatinase, and sarcosine oxidase. The liberated hydrogen peroxide is measured via a modified Trinder reaction using a colorimetric indicator. Optimization of the buffer system and the colorimetric indicator enables the creatinine concentration to be quantified both precisely and specifically.(Package insert: Creatinine plus ver 2. Roche Diagnostics; V 15.0 03/2019) | 1 day | 7 days | This test has been cleared, approved, or is exempt by the US Food and Drug Administration and is used per manufacturer's instructions. Performance characteristics were verified by Mayo Clinic in a manner consistent with CLIA requirements. |  | Creatinine, 24 HR, U | 65634-8 | CR_24 | Creatinine Concentration, 24 HR, U | 20624-3
CRT2F | Creatinine, 24 Hour, Urine | Normalizing urinary analytes to account for the variation in urinary concentration | Only orderable as part of a profile. For more information see TLTE4 / Leukotriene E4, 24 Hour, Urine. Enzymatic Colorimetric Assay | Yes | Creatinine, 24 HR, U | Urine | Only orderable as part of a profile. For more information see TLTE4 / Leukotriene E4, 24 Hour, Urine. | 1 mL | Creatinine is formed from the metabolism of creatine and phosphocreatine, both of which are principally found in muscle. Thus, the amount of creatinine produced is, in large part, dependent upon the individual's muscle mass and tends not to fluctuate much from day-to-day. Creatinine is not protein bound and is freely filtered by glomeruli. All filtered creatinine is excreted in the urine. Renal tubular secretion of creatinine contributes a small proportion of excreted creatinine. Although most excreted creatinine is derived from an individual's muscle mass, dietary protein intake, particularly of cooked meat, can contribute to urinary creatinine levels. The renal clearance of creatinine provides an estimate of glomerular filtration rate. | Only orderable as part of a profile. For more information see TLTE4 / Leukotriene E4, 24 Hour, Urine. Normal values mg per 24 hours: Males: 930-2955 mg/24 hours Females: 603-1783 mg/24 hours Reference values have not been established for patients who are younger than 18 years of age. | Decreased creatinine clearance indicates decreased glomerular filtration rate. This can be due to conditions, such as progressive kidney disease, or result from adverse effect on renal hemodynamics that are often reversible, including certain drugs or from decreases in effective renal perfusion (eg, volume depletion or heart failure). Increased creatinine clearance is often referred to as "hyperfiltration" and is mostfrequentlyseen during pregnancy or in patients with diabetes mellitus before diabetic nephropathy has occurred. It may also occur with large dietary protein intake. | The reliability of 24-hour urinary creatinine determinations is, as for all timed urine collections, very dependent on accurately collected 24-hour specimens. Intraindividual variability in creatinine excretion may be due to differences in muscle mass or amount of ingested meat. Acute changes in glomerular filtration rate, before a steady state has developed, will alter the amount of urinary creatinine excreted. Rifampicin, levodopa, and calcium dobesilate (eg, Dexium) cause artificially low creatinine results. According to Clinical and Laboratory Standards Institute guidelines, methyldopa, as tested, causes artificially low creatinine results. Dicynone (etamsylate) at therapeutic concentrations may lead to falsely low results. N-ethylglycine at therapeutic concentrations and DL-proline at concentrations greater or equal to 1 mmol/L gives falsely high results. | 1. Delaney MP, Lamb EJ: Kidney disease. In: Rifai N, Horvath AR, Wittwer CT, eds: Tietz Textbook of Clinical Chemistry and Molecular Diagnostics. 6th ed. Elsevier; 2018:1256-1323 2. Meeusen JW, Rule AD, Voskoboev N, Baumann NA, Lieske JC: Performance of cystatin C- and creatinine-based estimated glomerular filtration rate equations depends on patient characteristics. Clin Chem. 2015 Oct;61(10):1265-1272. doi: 10.1373/clinchem.2015.243030 3. Newman DJ, Price CP: Renal function and nitrogen metabolites. In: Burtis CA, Ashwood ER, eds. Tietz Textbook of Clinical Chemistry. 3rd ed. WB Saunders Company; 1999:1204-1270 4. Kasiske BL, Keane WF: Laboratory assessment of renal disease: clearance, urinalysis, and renal biopsy. In: Brenner BM, ed. The Kidney. 6th ed. WB Saunders Company; 2000:1129-1170 | This enzymatic method is based on the determination of sarcosine from creatinine with the aid of creatininase, creatinase, and sarcosine oxidase. The liberated hydrogen peroxide is measured via a modified Trinder reaction using a colorimetric indicator. Optimization of the buffer system and the colorimetric indicator enables the creatinine concentration to be quantified both precisely and specifically.(Package insert: Creatinine plus ver 2. Roche Diagnostics; V 15.0, 03/2019) | 1 day | 7 days | This test has been cleared, approved, or is exempt by the US Food and Drug Administration and is used per manufacturer's instructions. Performance characteristics were verified by Mayo Clinic in a manner consistent with CLIA requirements. |  | Creatinine, 24 HR, U | 65634-8 | CRF24 | Creatinine Concentration, 24 HR, U | 20624-3
CRBF | Creatinine, Body Fluid | Identifying the presence of urine as a cause for accumulation of fluid in a body compartment Measuring the ultrafiltration capacity of the peritoneal membrane in patients receiving peritoneal dialysis | Enzymatic | Yes | Creatinine, BF | Body Fluid | Specimen Type:Body fluid Preferred Source: -Peritoneal fluid (peritoneal, abdominal, ascites, paracentesis) -Pleural fluid (pleural, chest, thoracentesis) -Drain fluid (drainage, JP drain) -Peritoneal dialysate (dialysis fluid) -Pericardial Acceptable Source:Write in source name with source location (if appropriate) Collection Container/Tube:Sterile container Submission Container/Tube:Plastic vial Specimen Volume:1 mL Collection Instructions: 1. Centrifuge to remove any cellular material and transfer into a plastic vial. 2. Indicate the specimen source and source location on label. | 0.5 mL | Byproducts of nitrogen metabolism are present in high concentration in urine compared to blood and serve as a surrogate marker for the identification of urine leakage into a body compartment. Concentrations of creatinine or urea nitrogen that exceed the concentration found in a concurrent sample of blood are suggestive of the presence of urine.(1) Peritoneal, abdominal, pelvic drain fluid: Trauma as well as abdominal or pelvic surgery can lead to bladder perforation or formation of urinary fistula with excessive accumulation of peritoneal fluid or increased surgical drain output caused by intraperitoneal urinary leakage.(1,2) Pleural fluid: Urinoma describes the accumulation of urine in the perirenal and retroperitoneal spaces caused by genitourinary tract injury due to trauma or blockage of the urinary tract due to stones, strictures, tumors, benign prostate hypertrophy, etc.(3) Rarely, this fluid can translocate to the pleural cavity causing pleural effusion via movement of urine through the diaphragm or via lymphatic communication between retroperitoneal and pleural spaces caused by increased pressure due to urinoma. Urinothorax is the term used to describe an accumulation of urine in the pleural space. Patients often develop symptoms of dyspnea, chest pain, abdominal pain, and reduced diuresis.(4) The condition is reversed when treatment is directed to correct the primary cause (trauma in 75% and obstruction in 24% of cases). The pleural fluid to serum creatinine ratio is above 1 in 97.9% of cases (n=48; median ratio=2.9, range=0.95-16). Peritoneal dialysis fluid: Peritoneal dialysis (PD) is a type of ambulatory dialysis in which hyperosmotic fluid is infused into the patient's peritoneal cavity, with the peritoneum employed as the dialysis membrane promoting the diffusion of small molecules and free water from circulation.(5) The peritoneal equilibration test estimates the rate of small solute transport across the peritoneal membrane and the ultrafiltration capacity. Several analytes may be measured in order to perform this test. Creatinine is measured in PD fluid as well as in plasma or serum in samples taken 2 and/or 4 hours after the dialysate is instilled. The dialysate fluid to serum or plasma creatinine ratio is calculated with larger ratios (approaching 1.0) observed in patients exhibiting faster transport rates. | An interpretive report will be provided. | Peritoneal, pleural, and drain fluid concentrations should be compared to serum or plasma. Fluid to serum ratios above 1.0 suggest the specimen may be contaminated with urine.(1-4) Peritoneal dialysate fluid to serum creatinine ratios can be calculated from timed collections to determine peritoneal membrane transport rates.(5) All other fluids: results should be interpreted in conjunction with serum creatinine and other clinical findings. | The manufacturer lists the following interfering substances that affect creatinine results for serum testing and are expected to impact body fluid results in a similar manner, when present: -Rifampicin, levodopa, and calcium dobesilate (eg, Dexium) cause artificially low creatinine results. -As tested according to CLSI recommendation methyldopa causes artificially low creatinine results. -Dicynone (Etamsylate) at therapeutic concentrations may lead to falsely low results. -N-ethylglycine at therapeutic concentrations and DL-proline at concentrations of 1 mmol/L or greater (> or =115 mg/L) give falsely high results. -2-Phenyl-1,3-indandion (Phenindion) at therapeutic concentrations interferes with the assay. -In patients receiving catecholamines (dopamine, dobutamine, epinephrine, and norepinephrine) falsely low results might be observed. Results can be falsely decreased in patients with elevated levels of N-acetyl-p-benzoquinone imine (NAPQI, a metabolite of acetaminophen), N-acetylcysteine, and metamizole. In very rare cases, gammopathy, in particular type IgM (Waldenstrom macroglobulinemia), may cause unreliable results. | 1. Manahan KJ, Fanning J. Peritoneal fluid urea nitrogen and creatinine reference values. Obstet Gynecol. 1999;93:780-782 2. Wong MH, Lim SK, Ng KL, Ng KP. Pseudo-acute kidney injury with recurrent ascites due to intraperitoneal urine leakage. Intern Med J. 2012;42(7):848-849 3. Austin A, Jogani SN, Brasher PB, Argula RG, Huggins JT, Chopra A. The urinothorax: A comprehensive review with case series. Am J Med Sci. 2017;354(1):44-53 4. Toubes ME, Lama A, Ferreiro L, et al. Urinothorax: a systematic review. J Thorac Dis. 2017;9(5):1209-1218 5. Block DR, Florkowski CM. Body fluids. In: Rafai N, Horvath AR, Wittwer CT, eds. Tietz Textbook of Clinical Chemistry and Molecular Diagnostics. 6th ed. Elsevier; 2018: chap 43 6. Saenger AK, Lockwood C, Snozek CL, et al. Catecholamine interference in enzymatic creatinine assays. Clin Chem. 2009;55(9):1732-1736 | This enzymatic method is based on the conversion of creatinine with the aid of creatininase, creatinase, and sarcosine oxidase to glycine, formaldehyde, and hydrogen peroxide. Catalyzed by peroxidase the liberated hydrogen peroxide reacts with 4-aminophenazone and 2,4,6-triiodo-3-hydroxybenzoic acid to form a quinone imine chromogen. The color intensity of the quinone imine chromogen formed is directly proportional to the creatinine concentration in the reaction mixture.(Package insert: Creatinine plus ver 2. Roche Diagnostics; V16.0, 02/2022) | Same day/1 to 2 days | 1 week | This test has been modified from the manufacturer's instructions. Its performance characteristics were determined by Mayo Clinic in a manner consistent with CLIA requirements. This test has not been cleared or approved by the US Food and Drug Administration. | 82570 | Creatinine, BF | 12190-5 | FLD13 | Fluid Type, Creatinine | 14725-6
RCTUR | Creatinine, Random, Urine | Calculation of creatinine clearance, a measure of renal function, when used in conjunction with serum creatinine Normalization of urinary analytes by creatinine concentration to account for the variation in urinary concentrations between subjects | Enzymatic Colorimetric Assay | Yes | Creatinine, Random, U | Urine | Supplies:Urine Tubes, 10 mL (T068) Container/Tube:Plastic,10-mL urine tube Specimen Volume:6 mL Collection Instructions: 1. Collect a random urine specimen. 2. No preservative. | 1 mL | Creatinine is formed from the metabolism of creatine and phosphocreatine, both of which are principally found in muscle. Thus, the amount of creatinine produced is, in large part, dependent upon the individual's muscle mass and tends not to fluctuate much from day-to-day. Creatinine is not protein bound and is freely filtered by glomeruli. All of the filtered creatinine is excreted in the urine. Renal tubular secretion of creatinine also contributes to a small proportion of excreted creatinine. Although most excreted creatinine is derived from an individual's muscle, dietary protein intake, particularly of cooked meat, can contribute to urinary creatinine levels. The renal clearance of creatinine provides an estimate of glomerular filtration rate. Since creatinine, for the most part, in the urine only comes from filtration, the concentration of creatinine reflects overall urinary concentration. Therefore, creatinine can be used to normalize other analytes in a random urine specimen. | > or =18 years old: 16-326 mg/dL Reference values have not been established for patients who are <18 years of age. | Decreased creatinine clearance indicates decreased glomerular filtration rate. This can be due to conditions such as progressive renal disease, or result from adverse effects on renal hemodynamics, which are often reversible including certain drugs or from decreases in effective renal perfusion (eg, volume depletion or heart failure). Increased creatinine clearance is often referred to as "hyperfiltration" and is most commonly seen during pregnancy or in patients with diabetes mellitus before diabetic nephropathy has occurred. It also may occur with large dietary protein intake. | Twenty-four-hour specimens are preferred for determining creatinine clearance. Intra-individual variability in creatinine excretion may be due to differences in muscle mass or amount of ingested meat. Acute changes in glomerular filtration rate, before a steady state has developed, will alter the amount of urinary creatinine excreted. | 1.Delaney MP, Lamb EJ:Kidney disease. In: Rifai N, Horvath AR, Wittwer CT, eds. Textbookof Clinical Chemistry. 6th ed. Elsevier;2018:1256-1323 2.Lamb EJ, Jones GRD: Kidney function tests. In: Rifai N, Horvath AR, Wittwer CT, eds. Tietz Textbook of Clinical Chemistry and Molecular Diagnostics. 6th ed. Elsevier; 2018:479-517 3. Kasiske BL, Keane WF: Laboratory assessment of renal disease: clearance, urinalysis, and renal biopsy. In: Brenner BM, ed. The Kidney. 6th ed. WB Saunders Company; 2000:1129-1170 | The enzymatic method is based on the determination of sarcosine from creatinine with the aid of creatininase, creatinase, and sarcosine oxidase. The liberated hydrogen peroxide is measured via a modified Trinder reaction using a colorimetric indicator. Optimization of the buffer system and the colorimetric indicator enables the creatinine concentration to be quantified both precisely and specifically.(Packageinsert:Creatinine plus v2. Roche Diagnostics; V15.0, 03/2019) | 1 to 3 days | 7 days | This test has been cleared, approved, or is exempt by the US Food and Drug Administration and is used per manufacturer's instructions. Performance characteristics were verified by Mayo Clinic in a manner consistent with CLIA requirements. | 82570 | Creatinine, Random, U | 2161-8 | RCTUR | Creatinine, Random, U | 2161-8
CRETR | Creatinine, Random, Urine | Normalization of urinary analytes to account for the variation in urinary concentrations between individuals when using random urine collections | Only orderable as part of a profile. For more information see orderable test ID. Enzymatic Colorimetric Assay | Yes | Creatinine, Random, U | Urine | Only orderable as part of a profile. For more information see orderable test ID. Supplies: Sarstedt 5 mL Aliquot Tube (T914) Container/Tube: Plastic, 5-mL tube Specimen Volume: 5 mL Collection Instructions: 1. Collect a random urine specimen. 2. No preservative. | 1 mL | Creatinine is formed from the metabolism of creatine and phosphocreatine, both of which are principally found in muscle. Thus, the amount of creatinine produced is in large part dependent upon the individual's muscle mass and tends not to fluctuate much from day-to-day. Creatinine is not protein-bound and is freely filtered by glomeruli. All of the filtered creatinine is excreted in the urine. Renal tubular secretion of creatinine also contributes to a small proportion of excreted creatinine. Although most excreted creatinine is derived from an individual's muscle, dietary protein intake, particularly of cooked meat, can contribute to urinary creatinine levels. The renal clearance of creatinine provides an estimate of glomerular filtration rate. Since creatinine for the most part in the urine only comes from filtration, the concentration of creatinine reflects overall urinary concentration. Therefore, creatinine can be used to normalize other analytes in a random urine specimen. | Only orderable as part of a profile. For more information see orderable test ID. > or =18 years old: 16-326 mg/dL Reference values have not been established for patients who are younger than 18 years of age. | Decreased creatinine clearance indicates decreased glomerular filtration rate. This can be due to conditions such as progressive renal disease, or result from adverse effect on renal hemodynamics that are often reversible including certain drugs or from decreases in effective renal perfusion (eg, volume depletion or heart failure). Increased creatinine clearance is often referred to as "hyperfiltration" and is most commonly seen during pregnancy or in patients with diabetes mellitus, before diabetic nephropathy has occurred. It also may occur with large dietary protein intake. | Intraindividual variability in creatinine excretion may be due to differences in muscle mass or amount of ingested meat. Acute changes in glomerular filtration rate, before a steady state has developed, will alter the amount of urinary creatinine excreted. | 1. Delaney MP, Lamb EJ: Kidney disease. In: Rifai N, Horvath AR, Wittwer CT, eds: Tietz Textbook of Clinical Chemistry and Molecular Diagnostics. 6th ed. Elsevier; 2018:1256-1323 2. Meeusen JW, Rule AD, Voskoboev N, Baumann NA, Lieske JC: Performance of cystatin C- and creatinine-based estimated glomerular filtration rate equations depends on patient characteristics. Clin Chem. 2015 Oct;61(10):1265-1272. doi: 10.1373/clinchem.2015.243030 3. Newman DJ, Price CP: Renal function and nitrogen metabolites. In: Burtis CA, Ashwood ER, eds. Tietz Textbook of Clinical Chemistry. 3rd ed. WB Saunders Company; 1999:1204-1270 4. Kasiske BL, Keane WF: Laboratory assessment of renal disease: clearance, urinalysis, and renal biopsy. In: Brenner BM, ed. The Kidney. 6th ed. WB Saunders Company; 2000:1129-1170 | The enzymatic method is based on the determination of sarcosine from creatinine with the aid of creatininase, creatinase, and sarcosine oxidase. The liberated hydrogen peroxide is measured via a modified Trinder reaction using a colorimetric indicator. Optimization of the buffer system and the colorimetric indicator enables the creatinine concentration to be quantified both precisely and specifically.(Package insert: Creatinineplus ver 2.Roche Diagnostics;V15.0, 03/2019) | 1 day | 7 days | This test has been cleared, approved, or is exempt by the US Food and Drug Administration and is used per manufacturer's instructions. Performance characteristics were verified by Mayo Clinic in a manner consistent with CLIA requirements. | 82570 | Creatinine, Random, U | 2161-8 | CRETR | Creatinine, Random, U | 2161-8
CRTFR | Creatinine, Random, Urine | Normalizing urinary analytes to account for the variation in urinary concentrations between individuals when using random urine collections | Only orderable as part of a profile. For more information see: -RLTE4 / Leukotriene E4, Random, Urine. -TIUCR / Titanium/Creatinine Ratio, Random, Urine Enzymatic Colorimetric Assay | Yes | Creatinine, Random, U | Urine | Only orderable as part of a profile. For more information see: -RLTE4 / Leukotriene E4, Random, Urine. -TIUCR / Titanium/Creatinine Ratio, Random, Urine Supplies:Sarstedt Aliquot Tube, 5 mL (T914) Container/Tube:Plastic, 5-mL tube Specimen Volume:5 mL Collection Instructions: 1. Collect a random urine specimen. 2. No preservative. | 1 mL | Creatinine is formed from the metabolism of creatine and phosphocreatine, both of which are principally found in muscle. Thus, the amount of creatinine produced is, in large part, dependent upon the individual's muscle mass and tends not to fluctuate much from day-to-day. Creatinine is not protein bound and is freely filtered by glomeruli. All filtered creatinine is excreted in the urine. Renal tubular secretion of creatinine contributes a small proportion of excreted creatinine. Although most excreted creatinine is derived from an individual's muscle mass, dietary protein intake, particularly of cooked meat, can contribute to urinary creatinine levels. The renal clearance of creatinine provides an estimate of glomerular filtration rate. Since creatinine in the urine only comes mainly from filtration, the concentration of creatinine reflects overall urinary concentration. Therefore, creatinine can be used to normalize other analytes in a random urine specimen. | Only orderable as part of a profile. For more information see: -RLTE4 / Leukotriene E4, Random, Urine. -TIUCR / Titanium/Creatinine Ratio, Random, Urine > or =18 years old: 16-326 mg/dL Reference values have not been established for patients who are younger than 18 years of age. | Decreased creatinine clearance indicates decreased glomerular filtration rate. This can be due to conditions, such as progressive kidney disease, or result from adverse effect on renal hemodynamics that are often reversible, including certain drugs or from decreases in effective renal perfusion (eg, volume depletion or heart failure). Increased creatinine clearance is often referred to as "hyperfiltration" and is mostfrequentlyseen during pregnancy or in patients with diabetes mellitus before diabetic nephropathy has occurred. It may also occur with large dietary protein intake. | Intraindividual variability in creatinine excretion may be due to differences in muscle mass or amount of ingested meat. Acute changes in glomerular filtration rate, before a steady state has developed, will alter the amount of urinary creatinine excreted. | 1. Delaney MP, Lamb EJ. Kidney disease. In: Rifai N, Horvath AR, Wittwer CT, eds: Tietz Textbook of Clinical Chemistry and Molecular Diagnostics. 6th ed. Elsevier; 2018:1256-1323 2. Meeusen JW, Rule AD, Voskoboev N, Baumann NA, Lieske JC. Performance of cystatin C- and creatinine-based estimated glomerular filtration rate equations depends on patient characteristics. Clin Chem. 2015;61(10):1265-1272. doi:10.1373/clinchem.2015.243030 3. Newman DJ, Price CP. Renal function and nitrogen metabolites. In: Burtis CA, Ashwood ER, eds. Tietz Textbook of Clinical Chemistry. 3rd ed. WB Saunders Company; 1999:1204-1270 4. Kasiske BL, Keane WF: Laboratory assessment of renal disease: clearance, urinalysis, and renal biopsy. In: Brenner BM, ed. The Kidney. 6th ed. WB Saunders Company; 2000:1129-1170 | This enzymatic method is based on the determination of sarcosine from creatinine with the aid of creatininase, creatinase, and sarcosine oxidase. The liberated hydrogen peroxide is measured via a modified Trinder reaction using a colorimetric indicator. Optimization of the buffer system and the colorimetric indicator enables the creatinine concentration to be quantified both precisely and specifically.(Package insert: Creatinineplus ver 2.Roche Diagnostics;V15.0, 03/2019) | 1 day | 7 days | This test has been cleared, approved, or is exempt by the US Food and Drug Administration and is used per manufacturer's instructions. Performance characteristics were verified by Mayo Clinic in a manner consistent with CLIA requirements. | 82570 | Creatinine, Random, U | 2161-8 | CRTFR | Creatinine, Random, U | 2161-8
CRE2 | Creatinine, Urine | Normalization of urinary analytes to account for the variation in urinary concentrations between individuals when using random urine collections | Only orderable as part of a profile. For more information see: ALBR / Albumin, Random, Urine RALB / Albumin, Random, Urine. Enzymatic Colorimetric Assay | Yes | Creatinine | Urine | Only orderable as part of a profile. For more information see: -ALBR / Albumin, Random, Urine -RALB / Albumin, Random, Urine. Supplies:Sarstedt 5 mL Aliquot Tube (T914) Container/Tube:Plastic tube Specimen Volume:5 mL Collection Instructions: 1. Collect a random urine specimen. 2. No preservative. | 1 mL | Creatinine is formed from the metabolism of creatine and phosphocreatine, both of which are principally found in muscle. Thus, the amount of creatinine produced is in large part dependent upon the individual's muscle mass and tends not to fluctuate much from day-to-day. Creatinine is not protein-bound and is freely filtered by glomeruli. All of the filtered creatinine is excreted in the urine. Renal tubular secretion of creatinine also contributes to a small proportion of excreted creatinine. Although most excreted creatinine is derived from an individual's muscle, dietary protein intake, particularly of cooked meat, can contribute to urinary creatinine levels. The renal clearance of creatinine provides an estimate of glomerular filtration rate (GFR). Since creatinine, for the most part, in the urine only comes from filtration, the concentration of creatinine reflects overall urinary concentration. Therefore, creatinine can be used to normalize other analytes in a random urine specimen. | Only orderable as part of a profile. For more information see: ALBR / Albumin, Random, Urine RALB / Albumin, Random, Urine. Not applicable | Decreased creatinine clearance indicates decreased glomerular filtration rate. This can be due to conditions such as progressive renal disease, or result from adverse effect on renal hemodynamics that are often reversible including certain drugs or from decreases in effective renal perfusion (eg, volume depletion or heart failure). Increased creatinine clearance is often referred to as "hyperfiltration" and is most commonly seen during pregnancy or in patients with diabetes mellitus, before diabetic nephropathy has occurred. It also may occur with large dietary protein intake. | Intra-individual variability in creatinine excretion may be due to differences in muscle mass or amount of ingested meat. Acute changes in glomerular filtration rate, before a steady state has developed, will alter the amount of urinary creatinine excreted. | 1. Meeusen J, Rule A, Voskoboev N, Baumann N, Lieske J: Performance of cystatin C-creatinine-based estimated glomerular filtration rate equations depends on patient characteristics. Clin Chem.2015 Oct;61(10):1265-1272.doi:10.1373/clinchem.2015.243030 2. Newman DJ, Price CP: Renal function and nitrogen metabolites. In: Burtis CA, Ashwood ER, eds. Tietz Textbook of Clinical Chemistry. 3rd ed. WB Saunders Company; 1999:1204-1270 3. Kasiske BL, Keane WF: Laboratory assessment of renal disease: clearance, urinalysis, and renal biopsy. In: Brenner BM, ed. The Kidney. 6th ed. WB Saunders Company; 2000:1129-1170 | The enzymatic method is based on the determination of sarcosine from creatinine with the aid of creatininase, creatinase, and sarcosine oxidase. The liberated hydrogen peroxide is measured via a modified Trinder reaction using a colorimetric indicator. Optimization of the buffer system and the colorimetric indicator enables the creatinine concentration to be quantified both precisely and specifically. (Package insert:Creatinine plus ver 2. Roche Diagnostics; V15.0 03/2019) | 1 day | 7 days | This test has been modified from the manufacturer's instructions. Its performance characteristics were determined by Mayo Clinic in a manner consistent with CLIA requirements. This test has not been cleared or approved by the US Food and Drug Administration. | 82570 | Creatinine | 2161-8 | CRE2 | Creatinine | 2161-8
CJDEI | Creutzfeldt-Jakob Disease Evaluation Interpretation, Spinal Fluid | Interpretation of the Creutzfeldt-Jakob Disease Evaluation | Only orderable as part of a profile. For more information see CJDE / Creutzfeldt-Jakob Disease Evaluation, Spinal Fluid. Medical Interpretation | Yes | CJD Eval Interp, CSF | CSF |  |  | This evaluation is intended for use in patients with suspected Creutzfeldt-Jakob disease (CJD) and other human prion diseases. CJD is a rare and fatal neurodegenerative disorder that predominantly affects the brain and is caused by misfolded prion proteins (PrP[Sc]). CJD accounts for more than 90% of human prion diseases. Initial symptom onset is heterogenous but commonly includes rapidly progressive dementia, cerebellar ataxia, and myoclonus. The timeline of symptom progression and the pattern of symptom evolution can be divergent across patients and CJD subtypes, making an accurate diagnosis based on clinical presentation alone challenging. The inclusion of biomarkers with high diagnostic accuracy has improved the differentiation of CJD and related prion diseases from treatable neurological conditions with overlapping phenotypes. The real-time quaking-induced conversion (RT-QuIC) assay in cerebrospinal fluid (CSF) has been established to have strong clinical utility for early and accurate diagnosis of CJD through numerous independent studies. Furthermore, the robustness and reproducibility of the RT-QuIC assay for CJD across laboratories has been demonstrated through international ring trials. The clinical sensitivity and specificity of second-generation RT-QuIC assays in CSF have been consistently reported to be greater than or equal to 92% and greater than or equal to 99%, respectively. Despite the high diagnostic accuracy of the assay, RT-QuIC results should be interpreted in the appropriate clinical context along with other clinical and paraclinical findings. A definitive diagnosis of sporadic prion disease can be established only through neuropathological assessment of brain tissue. Unexpectedly negative RT-QuIC test results should prompt careful consideration of the differential diagnosis. If there is high suspicion of prion disease, repeat RT-QuIC testing may be warranted. A small subset of cases initially negative by RT-QuIC may become positive as the disease progresses. However, RT-QuIC may be persistently negative in a small proportion of patients with definitive prion disease. False-negative RT-QuIC results are most often encountered in cases of genetic prion disease (eg, fatal familial insomnia and Gerstmann-Straussler-Scheinker disease) and in atypical sporadic prion disease subtypes (eg, MM2 cortical subtype) that have slower indolent disease progression. Other CSF biomarkers have been utilized to support the diagnosis of CJD, including 14-3-3, total Tau measurement, and the ratio of total Tau to phosphorylated Tau at threonine 181. Recent studies have indicated that the Tau ratio (total Tau to pT181-Tau or vice versa) has a very high diagnostic accuracy, which exceeds that provided by total Tau or 14-3-3 enzyme-linked immunosorbent assays (ELISA). In a cohort of probable/definite CJD cases and controls tested utilizing the Roche Total-Tau and p-Tau (threonine 181) Elecsys assays, the optimized cut-off value for total Tau (>393 ng/L) had a clinical sensitivity and specificity of 92.3% and 88.3% for CJD, respectively; and the optimized cut-off value for the total Tau to p-Tau ratio (>18) has a clinical sensitivity and specificity of 97.4% and 95.9% for CJD, respectively. Importantly, total Tau or total Tau to p-Tau ratios utilize assay-dependent cut-off values, and cut-off values from one assay are not transferable to different assay platforms. The National Prion Disease Pathology Surveillance Center (NPDPSC) coordinates autopsies and neuropathologic examinations on suspected prion disease cases. More information about services available at the NPDPSC may be found at https://case.edu/medicine/pathology/divisions/prion-center. | Only orderable as part of a profile. For more information see CJDE / Creutzfeldt-Jakob Disease Evaluation, Spinal Fluid. An interpretive report will be provided. | A positive real-time quaking-induced conversion (RT-QuIC) is supportive of prion disease and, in the correct clinical context, fulfills the Centers for Disease Control and Prevention diagnostic criteria of probable prion disease.(1) An elevated total Tau (t-Tau)/p-Tau (threonine 181) ratio (>18) increases the likelihood of prion disease but can be seen in patients with rapidly progressive dementia due to other causes, including autoimmune encephalitis, central nervous system malignancy, seizure disorder, stroke, and other neurodegenerative diseases. Negative results do not exclude the possibility of prion disease. Elevated t-Tau/p-Tau ratio (>18) Normal t-Tau/p-Tau ratio (< or =18) RT-QuIC positive Prion disease highly likely Prion disease likely RT-QuIC negative or inconclusive Prion disease possible Prion disease unlikely RT-QuIC = Real-time quaking-induced conversion | These test results should be interpreted in the appropriate clinical context along with other clinical and paraclinical findings. Only through neuropathological assessment of brain tissue can a definitive diagnosis of sporadic prion disease be established. Some molecular subtypes of prion protein have been reported to have lower detectability by real-time quaking-induced conversion (RT-QuIC) assays. Even small quantities of blood in cerebrospinal fluid (CSF) can result in false-negative RT-QuIC results. The presence of fluorescent substances may interfere with testing and prevent the accurate interpretation of the RT-QuIC assay. Careful consideration of the differential diagnosis is advised when RT-QuIC test results are unexpectedly negative. Repeat testing with RT-QuIC may be warranted if there is high suspicion of prion disease.A small subset of initially negative cases by RT-QuIC may become positive as the disease progresses. However, a small proportion of patients with definitive prion disease may be persistently negative by RT-QuIC. False-negative RT-QuIC results are most often encountered in cases of genetic prion disease, such as fatal familial insomnia and Gerstmann-Straussler-Scheinker disease, and in atypical sporadic prion disease subtypes that have slower indolent disease progression. In rare cases, some individuals can develop antibodies to mouse or other animal antibodies (often referred to as human anti-mouse antibodies [HAMA] or heterophile antibodies), which may cause interference in some immunoassays. The presence of antibodies to streptavidin or ruthenium can also rarely occur and may interfere in this assay. Caution should be used in interpretation of results, and the laboratory should be alerted if the result does not correlate with the clinical presentation. | 1. Centers for Disease Control and Prevention (CDC), National Center for Emerging and Zoonotic Infectious Diseases (NCEZID), Division of High-Consequence Pathogens and Pathology (DHCPP). Diagnostic criteria: CDC’s diagnostic criteria for Creutzfeldt-Jakob disease (CJD), 2018. CDC. Updated October 18, 2021. Accessed January 15, 2024. Available at www.cdc.gov/prions/cjd/diagnostic-criteria.html 2. Hermann P, Appleby B, Brandel JP, et al. Biomarkers and diagnostic guidelines for sporadic Creutzfeldt-Jakob disease. Lancet Neurol. 2021;20(3):235-246 3. Orru CD, Groveman BR, Hughson AG, et al. RT-QuIC assays for prion disease detection and diagnostics. Methods Mol Biol. 2017;1658:185-203 4. Rhoads DD, Wrona A, Foutz A, et al. Diagnosis of prion diseases by RT-QuIC results in improved surveillance.Neurology. 2020;95(8):e1017-e1026 5. Hamlin C, Puoti G, Berri S, et al.A comparison of tau and 14-3-3 protein in the diagnosis of Creutzfeldt-Jakob disease. Neurology. 2012;79(6):547-552 6. Shir D, Lazar EB, Graff-Radford J, et al. Analysis of clinical features, diagnostic tests, and biomarkers in patients with suspected Creutzfeldt-Jakob disease, 2014-2021. JAMA Netw Open. 2022;5(8):e2225098 7. Skillback T, Rosen C, Asztely F, Mattsson N, Blennow K, Zetterberg H. Diagnostic performance of cerebrospinal fluid total tau and phosphorylated tau in Creutzfeldt-Jakob disease: results from the Swedish Mortality Registry. JAMA Neurol. 2014;71(4):476-483 8. Hermann P, Haller P, Goebel S, et al. Total and phosphorylated cerebrospinal fluid Tau in the differential diagnosis of sporadic Creutzfeldt-Jakob disease and rapidly progressive Alzheimer's disease. Viruses. 2022;14(2):276 | A neuroimmunology expert reviews the laboratory data and an interpretive report is issued. | 3 to 8 days |  | Not Applicable |  | CJD Eval Interp, CSF | No LOINC Needed | 620375 | CJD Eval Interp, CSF | 69048-7
CJDE | Creutzfeldt-Jakob Disease Evaluation, Spinal Fluid | Assessment of Creutzfeldt-Jakob disease or other human prion disease in patients with rapidly progressive dementia | CJDEI: Medical Interpretation RTQPC: Real-Time Quaking-Induced Conversion (RT-QuIC) ADCJD: Electrochemiluminescent Immunoassay (ECLIA) | Yes | CJD Evaluation, CSF | CSF | Supplies: CJD/RPD Evaluation Kit (T966) Container/Tube: Preferred:2 Sarstedt CSF False Bottom Tubes 63.614.625 (2.5 mL) Acceptable:Sarstedt 72.703.600 (1.5 mL) or Sarstedt 72.694.600 (2 mL) Specimen Volume:2 tubes, each containing 1.5 mL to 2.5 mL Collection Instructions: 1. Perform lumbar puncture and discard the first 1 to 2 mL of cerebrospinal fluid (CSF). 2. Collect two tubes of CSF directly into an acceptable collection tube until the tube is at least 50% full. 3. Send CSF specimen in original collection tube.Do not aliquot. 4. Collection instructions can also be found onSpinal Fluid Specimen Collection Instructions for Creutzfeldt-Jakob Disease and Rapidly Progressive Dementia Evaluations(T974). | See Specimen Required | This evaluation is intended for use in patients with suspected Creutzfeldt-Jakob disease (CJD) and other human prion diseases.CJD is a rare and fatal neurodegenerative disorder that predominantly affects the brain and is caused by misfolded prion proteins (PrP[Sc]). CJD accounts for more than 90% of human prion diseases. Initial symptom onset is heterogenous but commonly includes rapidly progressive dementia, cerebellar ataxia, and myoclonus. The timeline of symptom progression and the pattern of symptom evolution can be divergent across patients and CJD subtypes, making an accurate diagnosis based on clinical presentation alone challenging. The inclusion of biomarkers with high diagnostic accuracy has improved the differentiation of CJD and related prion diseases from treatable neurological conditions with overlapping phenotypes. Thereal-time quaking-induced conversion (RT-QuIC) assay in cerebrospinal fluid (CSF) has been established to have strong clinical utility for early and accurate diagnosis of CJD through numerous independent studies. Furthermore, the robustness and reproducibility of the RT-QuIC assay for CJD across laboratories has been demonstrated through international ring trials. The clinical sensitivity and specificity of second-generation RT-QuIC assays in CSF have been consistently reported to be greater than or equal to 92% and greater than or equal to 99%, respectively. Despite the high diagnostic accuracy of the assay,RT-QuIC results should be interpreted in the appropriate clinical context along with other clinical and paraclinical findings. A definitive diagnosis of sporadic prion disease can be established only through neuropathological assessment of brain tissue. Unexpectedly negative RT-QuIC test results should prompt careful consideration of the differential diagnosis.If there is high suspicion of prion disease, repeat RT-QuIC testing may be warranted. A small subset of cases initially negative by RT-QuIC may become positive as the disease progresses. However, RT-QuIC may be persistently negative in a small proportion of patients with definitive prion disease. False-negative RT-QuIC results are most often encountered in cases of genetic prion disease (eg, fatal familial insomnia and Gerstmann-Straussler-Scheinker disease) and in atypical sporadic prion disease subtypes (eg, MM2 cortical subtype) that have slower indolent disease progression. Other CSF biomarkers have been utilized to support the diagnosis of CJD, including 14-3-3, total Tau measurement, and the ratio of total Tau to phosphorylated Tau at threonine 181. Recent studies have indicated that the Tau ratio (total Tau to pT181-Tau or vice versa) has a very high diagnostic accuracy, which exceeds that provided by total Tau or 14-3-3 enzyme-linked immunosorbent assays (ELISA). In a cohort of probable/definite CJD cases and controls tested utilizing the Roche Total-Tau and p-Tau (threonine 181) Elecsys assays, the optimized cut-off value for total Tau (>393 ng/L) had a clinical sensitivity and specificity of 92.3% and 88.3% for CJD, respectively; and the optimized cut-off value for the total Tau to p-Tau ratio (>18) has a clinical sensitivity and specificity of 97.4% and 95.9% for CJD, respectively. Importantly, total Tau or total Tau to p-Tau ratios utilize assay-dependent cut-off values, and cut-off values from one assay are not transferable to different assay platforms. The National Prion Disease Pathology Surveillance Center (NPDPSC) coordinates autopsies and neuropathologic examinations on suspected prion disease cases. More information about services available at the NPDPSC may be found at https://case.edu/medicine/pathology/divisions/prion-center. | RT-QuIC PRION, CSF: Negative t-TAU/p-TAU: < or =18 TOTAL TAU: < or =393 pg/mL | A positivereal-time quaking-induced conversion (RT-QuIC) is supportive of prion disease and, in the correct clinical context, fulfills the Centers of Disease Control and Prevention diagnostic criteria of probable prion disease.(1) An elevated total Tau/p-Tau (threonine 181) ratio (>18) increases the likelihood of prion disease but can be seen in patients with rapidly progressive dementia due to other causes, including autoimmune encephalitis, central nervous system malignancy, seizure disorder, stroke, and other neurodegenerative diseases. Negative results do not exclude the possibility of prion disease. Elevated t-Tau/p-Tau ratio (>18) Normal t-Tau/p-Tau ratio (< or =18) RT-QuIC positive Prion disease highly likely Prion disease likely RT-QuIC negative or inconclusive Prion disease possible Prion disease unlikely RT-QuIC = Real-time quaking-induced conversion | These test results should be interpreted in the appropriate clinical context along with other clinical and paraclinical findings. Only through neuropathological assessment of brain tissue can a definitive diagnosis of sporadic prion disease be established. Some molecular subtypes of prion protein have been reported to have lower detectability by real-time quaking-induced conversion (RT-QuIC) assays. Even small quantities of blood incerebrospinal fluid (CSF) can result in false-negative RT-QuIC results. The presence of fluorescent substances may interfere with testing and prevent an accurate interpretation of the RT-QuIC assay. Careful consideration of the differential diagnosis is advised when RT-QuIC test results are unexpectedly negative. Repeat testing with RT-QuIC may be warranted if there is high suspicion of prion disease. A small subset of initially negative cases by RT-QuIC may become positive as the disease progresses. However, a small proportion of patients with definitive prion disease may be persistently negative by RT-QuIC. False-negative RT-QuIC results are most often encountered in cases of genetic prion disease, such as fatal familial insomnia and Gerstmann-Straussler-Scheinker disease, and in atypical sporadic prion disease subtypes that have slower indolent disease progression. In rare cases, some individuals can develop antibodies to mouse or other animal antibodies (often referred to as human anti-mouse antibodies [HAMA] or heterophile antibodies), which may cause interference in some immunoassays. The presence of antibodies to streptavidin or ruthenium can also rarely occur and may interfere in this assay. Caution should be used in interpretation of results, and the laboratory should be alerted if the result does not correlate with the clinical presentation. | 1.Centers for Disease Control and Prevention (CDC), National Center for Emerging and Zoonotic Infectious Diseases (NCEZID), Division of High-Consequence Pathogens and Pathology (DHCPP). Diagnostic criteria: CDC's diagnostic criteria for Creutzfeldt-Jakob disease (CJD), 2018. CDC; Updated October 18, 2021. Accessed July 17, 2024. Available atwww.cdc.gov/creutzfeldt-jakob/hcp/clinical-overview/diagnosis.html 2. Hermann P, Appleby B, Brandel JP, et al. Biomarkers and diagnostic guidelines for sporadic Creutzfeldt-Jakob disease. Lancet Neurol. 2021;20(3):235-246 3. Rhoads DD, Wrona A, Foutz A, et al. Diagnosis of prion diseases by RT-QuIC results in improved surveillance.Neurology. 2020;95(8):e1017-e1026 4. Hamlin C, Puoti G, Berri S, et al.A comparison of tau and 14-3-3 protein in the diagnosis of Creutzfeldt-Jakob disease. Neurology. 2012;79(6):547-552 5. Shir D, Lazar EB, Graff-Radford J, et al. Analysis of clinical features, diagnostic tests, and biomarkers in patients with suspected Creutzfeldt-Jakob disease, 2014-2021. JAMA Netw Open. 2022;5(8):e2225098 6. Skillback T, Rosen C, Asztely F, Mattsson N, Blennow K, Zetterberg H. Diagnostic performance of cerebrospinal fluid total tau and phosphorylated tau in Creutzfeldt-Jakob disease: results from the Swedish Mortality Registry. JAMA Neurol. 2014;71(4):476-483 7. Hermann P, Haller P, Goebel S, et al. Total and phosphorylated cerebrospinal fluid Tau in the differential diagnosis of sporadic Creutzfeldt-Jakob disease and rapidly progressive Alzheimer's disease. Viruses. 2022;14(2):276 | Abnormal Prion Protein: This assay is a second-generation seeding aggregation assay known as a real-time quaking-induced conversion assay (RT-QuIC). Briefly, the cerebrospinal fluid (CSF) sample is mixed with reaction buffer that contains fluorescence emitting dye and truncated recombinant hamster prion proteins (amino acids 90-231) in a 96-well black microtiter plate with clear optical bottom. Each 96-well plate includes 2 positive controls and 2 negative controls plus 20 samples. Each sample is tested in 4 replicate wells. At completion of the reaction, if at least one of the reaction wells per sample is scored positive, testing is repeated for that sample. The assay is performed on a BMG Omega FLUOStar instrument.(Orru CD, Groveman BR, Hughson AG, et al. RT-QuIC assays for prion disease detection and diagnostics. Methods Mol Biol. 2017;1658:185-203) Total Tau: The Roche cobas assay for determining total Tau in CSF uses a sandwich-assay principle. Two biotinylated monoclonal Tau-specific antibodies and a monoclonal Tau-specific antibody labeled with a ruthenium complex react to form a sandwich complex. Streptavidin-coated microparticles are added, and the interaction between biotin and streptavidin allows the complex to become bound to the solid phase. The reaction mixture is then aspirated into the measuring cell, microparticles are captured onto the electrode, and the application of voltage induces chemiluminescent emission, which is measured by a photomultiplier.(Package insert: Elecsys Total-Tau CSF. Roche Diagnostics; V 2.0, 10/2023) Phospho-Tau: The Roche cobas assay for determining phospho-Tau in CSF uses a sandwich-assay principle. A biotinylated monoclonal antibody specific for phosphorylation at threonine 181 and a monoclonal Tau-specific antibody labeled with a ruthenium complex react to form a sandwich complex. Streptavidin-coated microparticles are added, and the interaction between biotin and streptavidin allows the complex to become bound to the solid phase. The reaction mixture is then aspirated into the measuring cell, microparticles are captured onto the electrode, and the application of voltage induces chemiluminescent emission, which is measured by a photomultiplier.(Package insert: Elecsys Phospho-Tau (181P) CSF. Roche Diagnostics; V 1.0, 12/2022) | 3 to 8 days | 12 months | This test was developed and its performance characteristics determined by Mayo Clinic in a manner consistent with CLIA requirements. It has not been cleared or approved by the US Food and Drug Administration. | 8499983520 x 2 | CJD Evaluation, CSF | 97502-9 | 620375 | CJD Eval Interp, CSF | 69048-7
CRGSP | Cryoglobulin and Cryofibrinogen Panel, Serum and Plasma | Evaluating patients with vasculitis, glomerulonephritis, and lymphoproliferative diseases Evaluating patients with macroglobulinemia or myeloma in whom symptoms occur with cold exposure This test isnot useful forgeneral screening of a population without a clinical suspicion of cryoglobulinemia. | CRY_S, CRY_P: Quantitation and Qualitative Typing Precipitation IMFXC: Immunofixation | Yes | Cryo Panel, S and P | If cryoglobulin has a positive result after 1 or 7 days, then immunofixation will be performed at an additional charge. Positive cryoglobulins of 0.1 mL or above of precipitate will be typed once. | Both plasma and serum are required. Cryofibrinogen Collection Container/Tube:Lavender top (EDTA) Submission Container/Tube:Plastic vial Specimen Volume:1 mL Collection Instructions: 1. Tube must remain at 37 degrees C. 2. Centrifuge at 37 degrees C. (Do not use a refrigerated centrifuge.If absolutely necessary, ambient temperature is acceptable.) It is very important that the specimen remain at 37 degrees C until after separation of plasma from red blood cells. 3. Place plasma into an appropriately labeled plastic vial. Cryoglobulin Collection Container/Tube:Red top (serum gel/SST arenot acceptable) Submission Container/Tube:Plastic vial Specimen Volume:5 mL Collection Instructions: 1. Tube must remain at 37 degrees C. 2. Allow blood to clot at 37 degrees C. 3. Centrifuge at 37 degrees C. (Do not use a refrigerated centrifuge.If absolutely necessary, ambient temperature is acceptable.) It is very important that the specimen remain at 37 degrees C until after separation of serum from red blood cells. 4. Place serum into an appropriately labeled plastic vial. Additional Information:Analysis cannot be performed with less than 3 mL of serum. Smaller volumes are insufficient to detect clinically important trace (mixed) cryoglobulins. Less than 3 mL will require collection and submission a new specimen. | Plasma: 0.5 mL Serum: 3 mL | Cryoglobulins are immunoglobulins that precipitate when cooled and dissolve when heated. Because these proteins precipitate when cooled, patients may experience symptoms when exposed to the cold. Cryoglobulins may be associated with a variety of diseases including plasma cell disorders, autoimmune diseases, and infections. Cryoglobulins may also cause erroneous results with some automated hematology instruments. Cryoglobulins may be classified as follows: Type I, Type II, and Type III. Type I is composed of a monoclonal immunoglobulin: IgG or IgM, or rarely IgA or free monoclonal light chains. Type II cryoglobulins consist of a monoclonal component and a polyclonal component. Finally, type III cryoglobulins are composed of only polyclonal immunoglobulins. The majority of patients with cryoglobulins are asymptomatic. The type or quantity of cryoglobulin does not reliably predict whether or which symptoms will be present. The concentration of cryoglobulins tends to vary by type with the majority of cases: of type III, being less than 1 mg/mL; of type II, greater than 1 mg/mL; and of type I, greater than 5 mg/mL. Even though the type I cryoglobulin concentrations tend to be the highest, they are the least likely to cause symptoms. The thermal amplitude (temperature at which the cryoglobulin precipitates) is a better predictor of symptoms than quantity or type. Symptoms of cryoglobulinemia include purpura, Raynaud phenomenon, cyanosis, skin ulceration, gangrene, kidney failure, peripheral neuropathy, fever, and malaise. Type I cryoglobulinemia is associated with monoclonal gammopathy of undetermined significance, macroglobulinemia, or multiple myeloma. Type II cryoglobulinemia is associated with autoimmune disorders such as vasculitis, glomerulonephritis, systemic lupus erythematosus, rheumatoid arthritis, and Sjogren syndrome. It may be seen in infections such as hepatitis, infectious mononucleosis, cytomegalovirus, and toxoplasmosis. Type II cryoglobulinemia may also be essential, ie, occurring in the absence of underlying disease. Type III cryoglobulinemia usually demonstrates trace levels of cryoprecipitate, may take up to 7 days to appear, and is associated with the same disease spectrum as Type II cryoglobulinemia. A cryoprecipitate that is seen in plasma but not in serum is caused by cryofibrinogen. Cryofibrinogens are extremely rare and can be associated with vasculitis. Patients with cryofibrinogenemia often present asymptomatically, but this disorder can also be secondary to numerous conditions that include, but are not limited to, malignancies, infection, inflammation, or thrombotic disorders. Of those with symptoms, primary or essential cryofibrinogenemia can present with systemic manifestations or with a more specific clinical picture that typically includes cold intolerance and thrombotic/hemorrhagic manifestations, such as purpura, necrosis, ulcers and gangrene. Due to the rarity of clinically significant cryofibrinogenemia, testing for cryoglobulins is usually sufficient for investigation of cryoproteins. | CRYOGLOBULIN Negative (positives reported as percent or trace amount) If positive after 1 or 7 days, immunotyping of the cryoprecipitate is performed at an additional charge. CRYOFIBRINOGEN Negative Quantitation and immunotyping will not be performed on positive cryofibrinogen. | An interpretive report will be provided | Failure to follow specimen handling instructions may cause false-negative results. | 1. Kyle RA, Lust JA: Immunoglobulins and laboratory recognition of monoclonal proteins. Section III. Myeloma and related disorders. In: Wiernik PH, Canellos GP, Dutcher JP, Kyle RA, eds. Neoplastic Diseases of the Blood. 3rd ed. Churchill Livingstone; 1996:453-475 2. Desbois AC, Cacoub P, Saadoun D: Cryoglobulinemia: An update in 2019. Joint Bone Spine. 2019 Nov;86(6):707-713. doi: 10.1016/j.jbspin.2019.01.016 | The normal proteins of plasma and serum do not precipitate in the cold. An aliquot of plasma and of serum are incubated for 24 hours at 1 degree C. If a precipitate develops in the serum, the specimen is centrifuged, and the percent precipitate is reported. Negative specimens are kept at 1 degree C for 7 days and rechecked. All positive cryoglobulins are analyzed by immunofixation to determine if the precipitate is a monoclonal protein, polyclonal protein, or a mixed cryoglobulin. Precipitates that occur in plasma and not serum are reported as positive for cryofibrinogen. Cryofibrinogen-positive specimens are not quantitated or immunotyped. Slowly forming fibrin clots (as may occur in hemophilia) are distinguished from cryoprecipitates by their inability to redissolve on warming.(Lerner AB, Watson CJ: Studies of cryoglobulins;unusual purpura associated with the presence of a high concentration of cryoglobulin [cold precipitable serum globulin]. Am J Med Sci. 1947 Oct;214[4]:410-415;Desbois AC, Cacoub P, Saadoun D: Cryoglobulinemia: An update in 2019. Joint Bone Spine. 2019 Nov;86(6):707-713. doi: 10.1016/j.jbspin.2019.01.016) | 2 to 10 days | Negative: 7 days; Positive: until reported | This test has been cleared, approved, or is exempt by the US Food and Drug Administration and is used per manufacturer's instructions. Performance characteristics were verified by Mayo Clinic in a manner consistent with CLIA requirements. | 825858259586334-Immunofixation (if appropriate) | Cryo Panel, S and P | 74352-6 | 2684 | Cryoglobulin, S | 12201-0
CRY_S | Cryoglobulin, Serum | Evaluating cryoglobulins in patients with vasculitis, glomerulonephritis, and lymphoproliferative diseases Evaluating cryoglobulins in patients with macroglobulinemia or myeloma in whom symptoms occur with cold exposure This test isnot useful forgeneral screening of a population without a clinical suspicion of cryoglobulinemia. | CRY_S: Quantitation and Qualitative Typing Precipitation IMFXC: Immunofixation | Yes | Cryoglobulin, S | If cryoglobulin has a positive result after 1 or 7 days, then immunofixation will be performed at an additional charge. Positive cryoglobulins of 0.1 mL or above of precipitate will be typed once. | Collection Container/Tube:Red top (serum gel/SST arenotacceptable) Submission Container/Tube:Plastic vial Specimen Volume:5 mL Collection Instructions: 1. Tube must remain at 37 degrees C. 2. Allow blood to clot at 37 degrees C. 3. Centrifuge at 37 degrees C.Do not use a refrigerated centrifuge.If absolutely necessary, ambient temperature is acceptable. It is very important that the specimen remain at 37 degrees C until after separation of serum from red blood cells. 4. Place serum into an appropriately labeled plastic vial. Additional Information:Analysis cannot be performed with less than 3 mL of serum. Smaller volumes are insufficient to detect clinically important trace (mixed) cryoglobulins. Less than 3 mL will require collection and submission a new specimen. | 3 mL | Cryoglobulins are immunoglobulins that precipitate when cooled and dissolve when heated. Because these proteins precipitate when cooled, patients may experience symptoms when exposed to the cold. Cryoglobulins may be associated with a variety of diseases including plasma cell disorders, autoimmune diseases, and infections. Cryoglobulins may also cause erroneous results with some automated hematology instruments. Cryoglobulins may be classified as follows: Type I, Type II, and Type III. Type I is composed of a monoclonal immunoglobulin: IgG or IgM, or rarely IgA or free monoclonal light chains. Type II cryoglobulins consist of a monoclonal component and a polyclonal component. Finally, type III cryoglobulins are composed of only polyclonal immunoglobulins. The majority of patients with cryoglobulins are asymptomatic. The type or quantity of cryoglobulin does not reliably predict whether or which symptoms will be present. The concentration of cryoglobulins tends to vary by type with the majority of cases: of type III, being less than 1 mg/mL; of type II, greater than 1 mg/mL; and of type I, greater than 5 mg/mL. Even though the type I cryoglobulin concentrations tend to be the highest, they are the least likely to cause symptoms. The thermal amplitude (temperature at which the cryoglobulin precipitates) is a better predictor of symptoms than quantity or type. Symptoms of cryoglobulinemia include purpura, Raynaud phenomenon, cyanosis, skin ulceration, gangrene, kidney failure, peripheral neuropathy, fever, and malaise. Type I cryoglobulinemia is associated with monoclonal gammopathy of undetermined significance, macroglobulinemia, or multiple myeloma. Type II cryoglobulinemia is associated with autoimmune disorders such as vasculitis, glomerulonephritis, systemic lupus erythematosus, rheumatoid arthritis, and Sjogren syndrome. It may be seen in infections such as hepatitis, infectious mononucleosis, cytomegalovirus, and toxoplasmosis. Type II cryoglobulinemia may also be essential, ie, occurring in the absence of underlying disease. Type III cryoglobulinemia usually demonstrates trace levels of cryoprecipitate, may take up to 7 days to appear, and is associated with the same disease spectrum as Type II cryoglobulinemia. | Negative (positives reported as percent or trace amount) If positive after 1 or 7 days, immunotyping of the cryoprecipitate is performed at an additional charge. | An interpretive report will be provided | Failure to follow specimen handling instructions may cause false-negative results. | 1. Kyle RA, Lust JA: Immunoglobulins and laboratory recognition of monoclonal proteins. Section III. Myeloma and related disorders. In: Wiernik PH, Canellos GP, Dutcher JP, Kyle RA, eds. Neoplastic Diseases of the Blood. 3rd ed. Churchill Livingstone; 1996:453-475 2. Desbois AC, Cacoub P, Saadoun D: Cryoglobulinemia: An update in 2019. Joint Bone Spine. 2019 Nov;86(6):707-713. doi: 10.1016/j.jbspin.2019.01.016 | The normal proteins of serum do not precipitate in the cold. An aliquot of serum is incubated for 24 hours at 1 degree C. If a precipitate develops in the serum, the specimen is centrifuged, and the percent precipitate is reported. Negative specimens are kept at 1 degree C for 7 days and rechecked. All positive cryoglobulins are analyzed by immunofixation to determine if the precipitate is a monoclonal protein, polyclonal protein, or a mixed cryoglobulin.(Lerner AB, Watson CJ: Studies of cryoglobulins;unusual purpura associated with the presence of a high concentration of cryoglobulin [cold precipitable serum globulin]. Am J Med Sci. 1947 Oct;214[4]:410-415;Desbois AC, Cacoub P, Saadoun D: Cryoglobulinemia: An update in 2019. Joint Bone Spine. 2019 Nov;86(6):707-713. doi: 10.1016/j.jbspin.2019.01.016) | 2 to 10 days | 2 weeks | This test has been cleared, approved, or is exempt by the US Food and Drug Administration and is used per manufacturer's instructions. Performance characteristics were verified by Mayo Clinic in a manner consistent with CLIA requirements. | 82595 | Cryoglobulin, S | 12201-0 | 2684 | Cryoglobulin, S | 12201-0
SLFA | Cryptococcus Antigen Screen with Titer, Serum | Aiding in the diagnosis of cryptococcosis This testshould not be usedas a test of cure or to guide treatment decisions. This testshould not be usedas a screening procedure for the general populations. | Lateral Flow Assay (LFA) | Yes | Cryptococcus Ag Screen w/Titer, S | If result is positive,Cryptococcustiterwill beperformedat an additional charge. | Collection Container/Tube: Preferred:Serum gel Acceptable:Red top Submission Container/Tube:Plastic vial Specimen Volume:1 mL Collection Instructions:Centrifuge and aliquot serum into a plastic vial. | 0.5 mL | Cryptococcosis is an invasive fungal infection caused byCryptococcus neoformansorCryptococcus gattii.Cneoformanshas been isolated from several sites in nature, particularly weathered pigeon droppings.Cgattiiwas previously only associated with tropical and subtropical regions. More recently, however, this organism has been found to be endemic in British Columbia and the Pacific Northwestern United States and is associated with several different tree species. Infection is usually acquired via the pulmonary route. Patients are often unaware of any exposure history. Approximately half of the patients with symptomatic disease have a predisposing immunosuppressive condition such as AIDS, steroid therapy, lymphoma, or sarcoidosis. Symptoms may include fever, headache, dizziness, ataxia, somnolence, and cough. While the majority ofCneoformansinfections occur in immunocompromised patient populations,Cgattiiis has a higher predilection for infection of healthy individuals.(1,2) In addition to the lungs, cryptococcal infections frequently involve the central nervous system (CNS), particularly in patients infected with HIV. Mortality among patients with CNS cryptococcosis may approach 25% despite antibiotic therapy. Untreated CNS cryptococcosis is invariably fatal. Disseminated disease may affect any organ system and usually occurs in immunosuppressed individuals. | Negative | The presence of cryptococcal antigen in any body fluid (serum or cerebrospinal fluid) is indicative of cryptococcosis. Specimens that are positive by the lateral flow assay screen are automatically repeated with the same method utilizing dilutions to generate a titer value. Disseminated infection is usually accompanied by a positive serum test. HigherCryptococcusantigen titers appear to correlate with more severe infections. Declining titers may indicate regression of infection. However, monitoring titers to cryptococcal antigen should not be used as a test of cure or to guide treatment decisions. Low-level titers may persist for extended periods of time following appropriate therapy and the resolution of infection.(3) | A negative result does not preclude diagnosis of cryptococcosis, particularly if only a single specimen has been tested and the patient shows symptoms consistent with cryptococcosis. A positive result is indicative of cryptococcosis; however all test results should be reviewed in light of other clinical findings. Testing should not be performed as a screening procedure for the general populations and should only be performed when clinical evidence suggests the diagnosis of cryptococcal disease. Testing hemolyzed serum specimens may lead to false-negative results due to the high background color on the lateral flow assay strip. Although rare, extremely high concentrations of cryptococcal antigen can result in weak test lines and in extreme instances, yield negative test results. This assay has not been evaluated for cross-reactivity in patients with trichosporonosis. | 1. Speed B, Dunt D: Clinical and host differences between infections with the two varieties ofCryptococcus neoformans. Clin Infect Dis. 1995;21(1):28-34 2. Chen S, Sorrell T, Nimmo G, et al: Epidemiology and host- and variety-dependent characteristics of infection due toCryptococcus neoformansin Australia and New Zealand. Australasian Cryptococcal Study Group. Clin Infect Dis. 2000 Aug;31(2):499-505. doi: 10.1086/313992 3. Perfect JR, Dismukes WE, Dromer F, et al: Clinical practice guidelines for the management of cryptococcal disease: 2010 update by the Infectious Diseases Society of America. Clin Infect Dis. 2010 Feb 1;50(3):291-322 4. Warren NG, Hazen KC:Candida,Cryptococcus, and other yeasts of medical importance. In: Murray PR, ed. Manual of Clinical Microbiology. 7th ed. ASM Press; 1999:1184-1199 5. Lu H, Zhou Y, Yin Y, Pan X, Weng X : Cryptococcal antigen test revisited: significance for cryptococcal meningitis therapy monitoring in a tertiary Chinese hospital. J Clin Microbiol. 2005 June;43(6):2989-2990 6.Perfect JR: Cryptococcosis (Cryptococcus neoformansandCryptococcus gattii). In: Bennett JE, Dolin R, Blaser MJ, eds. Mandell, Douglas, and Bennett's Principles and Practice of Infectious Diseases. 9th ed. Elsevier; 2020:3146-3161 | TheCryptococcusantigen (CrAg) lateral flow assay is a sandwich immunochromatographic assay. Specimens and diluent are added to a test tube and the lateral flow device is added. The test uses specimen wicking to capture gold-conjugated, anti-Cryptococcusantigen monoclonal antibodies and gold-conjugated control antibodies deposited on the test membrane. IfCryptococcusantigen is present in the specimen, it binds to the gold-conjugated, anti-Cryptococcusantigen antibodies. This complex wicks up the membrane and interacts with the test line, which has immobilized anti-Cryptococcusantigen monoclonal antibodies. The antigen-antibody complex forms a sandwich at the test line causing a visible line to form. A valid test shows a visible line at the control line. Positive test results create 2 lines (control and specimen) while negative results form only the control line.(Package insert: CrAg Lateral Flow Assay. IMMY; Rev 06/27/2019) | Same day/1 to 2 days | 14 days | This test has been cleared, approved, or is exempt by the US Food and Drug Administration and is used per manufacturer's instructions. Performance characteristics were verified by Mayo Clinic in a manner consistent with CLIA requirements. | 87899 | Cryptococcus Ag Screen w/Titer, S | 29903-2 | 62075 | Cryptococcus Ag Screen w/Titer, S | 29903-2
CLFA | Cryptococcus Antigen Screen with Titer, Spinal Fluid | Aiding in the diagnosis of cryptococcosis This testshould not be performedas a screening procedure for the general population. This testshould not be usedas a test of cure or to guide treatment decisions. | Lateral Flow Assay (LFA) | Yes | Cryptococcus Ag Screen w/Titer, CSF | If result is positive,Cryptococcustiterwill beperformedat an additional charge. | Container/Tube:Sterile vial Specimen Volume:1 mL | 0.5 mL | Cryptococcosis is an invasive fungal infection caused byCryptococcus neoformansorCryptococcus gattii.Cneoformanshas been isolated from several sites in nature, particularly weathered pigeon droppings.Cgattiiwas previously only associated with tropical and subtropical regions. More recently, however, this organism has been found to be endemic in British Columbia and the Pacific Northwestern United States and is associated with several different tree species. Infection is usually acquired via the pulmonary route. Patients are often unaware of any exposure history. Approximately half of the patients with symptomatic disease have a predisposing immunosuppressive condition such as AIDS, steroid therapy, lymphoma, or sarcoidosis. Symptoms may include fever, headache, dizziness, ataxia, somnolence, and cough. While the majority ofCneoformansinfections occur in immunocompromised patient populations,Cgattiihas a higher predilection for infection of healthy individuals.(1,2) In addition to the lungs, cryptococcal infections frequently involve the central nervous system (CNS), particularly in patients infected with HIV. Mortality among patients with CNS cryptococcosis may approach 25% despite antibiotic therapy. Untreated CNS cryptococcosis is invariably fatal. Disseminated disease may affect any organ system and usually occurs in immunosuppressed individuals. | Negative Reference values apply to all ages. | The presence of cryptococcal antigen in any body fluid (serum or cerebrospinal fluid [CSF]) is indicative of cryptococcosis. Specimens that are positive by the lateral flow assay (LFA) screen are automatically repeated by the same method utilizing dilutions to generate a titer value.CSF specimens submitted for initial diagnosis that test positive by LFA should also be submitted for routine fungal culture. Culture can aid in differentiating between the 2 commonCryptococcusspecies causing disease (Cryptococcus neoformansandCryptococcus gattii) and can be used for antifungal susceptibility testing, if necessary. CSF specimens submitted to monitor antigen levels during treatment do not need to be cultured. Disseminated infection is usually accompanied by a positive serum test. HigherCryptococcusantigen titers appear to correlate with more severe infections. Declining titers may indicate regression of infection. However, monitoring titers to cryptococcal antigen should not be used as a test of cure or to guide treatment decisions. Low-level titers may persist for extended periods of time following appropriate therapy and the resolution of infection.(3) | A traumatic lumbar puncture and contamination of the cerebrospinal fluid (CSF) specimen with plasma may lead to a positiveCryptococcusantigen result from CSF in patients without neuroinvasive cryptococcosis. A negative result does not preclude diagnosis of cryptococcosis, particularly if only a single specimen has been tested and the patient shows symptoms consistent with cryptococcosis. A positive result is indicative of cryptococcosis; however, all test results should be reviewed in light of other clinical findings. Testing should not be performed as a screening procedure for the general populations and should only be performed when clinical evidence suggests the diagnosis of cryptococcal disease. Although rare, extremely high concentrations of cryptococcal antigen can result in weak test lines and in extreme instances, yield false-negative test results. This assay has not been evaluated for cross-reactivity in patients with trichosporonosis. | 1. Speed B, Dunt D: Clinical and host differences between infections with the two varieties ofCryptococcus neoformans. Clin Infect Dis. 1995;21(1):28-34 2. Chen S, Sorrell T, Nimmo G, et al: Epidemiology and host- and variety-dependent characteristics of infection due toCryptococcus neoformansin Australia and New Zealand. Australasian Cryptococcal Study Group. Clin Infect Dis. 2000 Aug;31(2):499-505. doi: 10.1086/313992 3.Perfect JR, Dismukes WE, Dromer F, et al: Clinical practice guidelines for the management of cryptococcal disease: 2010 update by the Infectious Diseases Society of America.Clin Infect Dis. 2010 Feb 1;50(3):291-322 4.Warren NG, Hazen KC:Candida,Cryptococcus, and other yeasts of medical importance. In: Murray PR, ed. Manual of Clinical Microbiology. 7th ed. ASM Press: 1999: 1184-1199 5. Lu H, Zhou Y, Yin Y, Pan X, Weng : Cryptococcal antigen test revisited: significance for cryptococcal meningitis therapy monitoring in a tertiary Chinese hospital. J Clin Microbiol. 2005 June;43(6):2989-2990 6. Perfect JR: Cryptococcosis (Cryptococcus neoformansandCryptococcus gattii). In: Bennett JE, Dolin R, Blaser MJ, eds. Mandell, Douglas, and Bennett's Principles and Practice of Infectious Diseases. 9th ed. Elsevier; 2020:3146-3161 | TheCryptococcusantigen (CrAg) lateral flow assay is a sandwich immunochromatographic assay. Specimens and diluent are added to a test tube and the lateral flow device is added. The test uses specimen wicking to capture gold-conjugated, anti-cryptococcal antigen monoclonal antibodies and gold-conjugated control antibodies deposited on the test membrane. If cryptococcal antigen is present in the specimen, it binds to the gold-conjugated, anti-cryptococcal antigen antibodies. This complex wicks up the membrane and interacts with the test line, which has immobilized anti-cryptococcal antigen monoclonal antibodies. The antigen-antibody complex forms a sandwich at the test line causing a visible line to form. A valid test shows a visible line at the control line. Positive test results create 2 lines (control and specimen), while negative results form only the control line.(Package insert: CrAg Lateral Flow Assay. IMMY; Rev 06/27/2019) | Same day/1 to 2 days | 14 days | This test has been cleared, approved, or is exempt by the US Food and Drug Administration and is used per manufacturer's instructions. Performance characteristics were verified by Mayo Clinic in a manner consistent with CLIA requirements. | 87899-Cryptococcusscreen87899-Cryptococcustiter (if appropriate) | Cryptococcus Ag Screen w/Titer, CSF | 29896-8 | 62074 | Cryptococcus Ag Screen w/Titer, CSF | 29896-8
PLFA | Cryptococcus Antigen Screen, Lateral Flow Assay, Pleural Fluid | Diagnosis of infection withCryptococcusspecies | Lateral Flow Assay (LFA) | Yes | Cryptococcus Ag Screen, LFA, PF | If this screen is positive, theantigen titer will be performed at an additional charge. | Container/Tube:Sterile vial Specimen Volume:0.5 mL | 0.25 | Cryptococcosis is an invasive fungal infection caused byCryptococcusneoformansorCryptococcusgattii.C neoformanshas been isolated from several sites in nature, particularly weathered pigeon droppings.C gattiiwas previously associated with tropical and subtropical regions only; however, more recently this organism has also been found to be endemic in British Columbia, along the Pacific Northwest, and in the Southeastern United States. Infection is usually acquired via the pulmonary route. Patients are often unaware of any exposure history. Approximately half of the patients with symptomatic disease have a predisposing immunosuppressive condition such as AIDS, steroid therapy, lymphoma, or sarcoidosis. Symptoms may include fever, headache, dizziness, ataxia, somnolence, and cough. While the majority ofC neoformansinfections occur in immunocompromised patient populations,C gattiihas a higher predilection for infection of healthy individuals. In addition to the lungs, cryptococcal infections frequently involve the central nervous system (CNS), particularly in patients infected with HIV. Mortality among patients with CNS cryptococcosis may approach 25% despite antibiotic therapy. Untreated CNS cryptococcosis is invariably fatal. Disseminated disease may affect any organ system and usually occurs in immunosuppressed individuals. | Negative | The presence of cryptococcal antigen in pleural fluid is indicative of infection withCryptococcusspecies. Monitoring cryptococcal antigen levels as a means to determine response to therapy is discouraged, as antigen levels may persist despite adequate treatment and disease resolution. A negative result indicates lack of infection; however, rare cases of false-negative results have been reported. Fungal culture should always be ordered alongside antigen testing. | A negative result does not preclude diagnosis of cryptococcal infection, particularly if the patient is at risk for cryptococcosis and shows symptoms consistent with this disease. False-positive results may occur in patients with trichosporonosis or infection withCapnocytophagaspecies. | 1. Binnicker MJ, Jespersen DJ, Bestrom JE, Rollins LO: Comparison of four assays for the detection of cryptococcal antigen. Clin Vaccine Immunol. 2012 Dec;19(12):1988-1990 2. Howell SA, Hazen KC, Brandt ME:Candida, cryptococcus,and other yeast of medical importance. In: Manual of Clinical Microbiology. 11th ed. ASM Press; 2015:1984-2014 | TheCryptococcusantigen (CrAg) lateral flow assay is a sandwich immunochromatographic assay. Specimens and diluent are added to a test tube and the lateral flow device is added. The test uses specimen wicking to capture gold-conjugated, anti-cryptococcal antigen monoclonal antibodies and gold-conjugated control antibodies deposited on the test membrane. If cryptococcal antigen is present in the specimen, it binds to the gold-conjugated anti-cryptococcal antigen antibodies. This complex wicks up the membrane and interacts with the test line, which has immobilized anti-cryptococcal antigen monoclonal antibodies. The antigen-antibody complex forms a sandwich at the test line causing a visible line to form. A valid test shows a visible line at the control line. Positive test results create 2 lines (control and specimen), while negative results form only the control line.(Package insert: CrAg Lateral Flow Assay. IMMY; Rev 06/27/2019) | Same day/1 to 2 days | 7 days | This test has been modified from the manufacturer's instructions. Its performance characteristics were determined by Mayo Clinic in a manner consistent with CLIA requirements. This test has not been cleared or approved by the US Food and Drug Administration. | 87899-CryptococcusAg Screen, LFA, PF87899-CryptococcusAg Titer, LFA, PF (if appropriate) | Cryptococcus Ag Screen, LFA, PF | 29533-7 | 42396 | Cryptococcus Ag Screen, LFA, PF | 29533-7
ULFA | Cryptococcus Antigen Screen, Lateral Flow Assay, Random, Urine | Aiding in the diagnosis of infection withCryptococcus neoformansorCryptococcus gattii This testshould not be usedas a test of cure. This testshould not be usedas a screening procedure for the general population. | Lateral Flow Assay (LFA) | Yes | Cryptococcus Ag Screen, LFA, U | If this screen is positive, the antigen titer will be performed at an additional charge. | Supplies:Urine Tubes, 10 mL (T068) Submission Container/Tube:Plastic, 10-mL urine tube Specimen Volume:1 mL Collection Instructions: 1. Collect a random urine specimen. 2. No preservative. | 0.5 mL | Cryptococcosis is an invasive fungal infection caused byCryptococcus neoformansorCryptococcus gattii. The organism has been isolated from several sites in nature, particularly weathered pigeon droppings. Infection is usually acquired via the pulmonary route. Patients are often unaware of any exposure history. Approximately half of the patients with symptomatic disease have a predisposing immunosuppressive condition such as AIDS, steroid therapy, lymphoma, or sarcoidosis. Symptoms may include fever, headache, dizziness, ataxia, somnolence, and cough.While the majority ofC neoformansinfections occur in immunocompromised patient populations,C gattiihas a predilection for infection of healthy individuals. In addition to the lungs, cryptococcal infections frequently involve the central nervous system (CNS), particularly in HIV-infected patients. Mortality associated with CNS cryptococcosis approaches 25% despite antifungal therapy, while untreated CNS cryptococcosis is invariably fatal. Disseminated disease may affect any organ system and usually occurs in immunosuppressed individuals. | Negative Reference values apply to all ages. | The presence of cryptococcal antigen (CrAg) in any body fluid is strongly suggestive of infection withCryptococcus neoformansorCryptococcus gattii. Declining titer results are suggestive of clinical response to therapy. However, monitoring CrAg titers should not be used as a test of cure, as low-level titers may persist for extended periods of time following appropriate therapy and disease resolution. In addition to testing for CrAg, patients with presumed disease due toCneoformansorC gattiishould have appropriate clinical specimens (eg, blood, bronchoalveolar lavage fluid) submitted for routine smear and fungal culture. | A negative result does not preclude the diagnosis of cryptococcosis, particularly if only a single specimen has been tested and the patient shows symptoms consistent with cryptococcal infection. A positive result is suggestive of cryptococcosis; however, all test results should be interpreted in light of other clinical findings. Testing should not be performed as a screening procedure for the general population and should only be performed when clinical evidence suggests the cryptococcal disease. Although rare, extremely high concentrations of cryptococcal antigen (CrAg) can result in weak-positive or false-negative results. Patients with trichosporonosis orCapnocytophagaspecies infection may yield false-positive results. If followed for clinical purposes, CrAg titers should be followed using the same assay. | 1. Hazen KC, Howell SA: Candida, Cryptococcus, and other yeasts of medical importance. In: Murray PR, ed. Manual of Clinical Microbiology. 9th ed. ASM Press; 2007:1762-1788 2. Bruner KT, Franco-Paredes C, Henao-Martinez A, et al: Cryptococcus gattii complex infections in HIV-infected patients, Southeastern United States. EID. 2018 Nov;24(11):1998-2002. doi: 10.3201/eid2411.180787 | TheCryptococcusantigen (CrAg) lateral flow assay is a sandwich immunochromatographic assay. Specimens and diluent are added to a test tube, and the lateral flow device is added. The test uses specimen wicking to capture gold-conjugated anti-cryptococcal antigen monoclonal antibodies and gold-conjugated control antibodies deposited on the test membrane. If cryptococcal antigen is present in the specimen, it binds to the gold-conjugated anti-cryptococcal antigen antibodies. This complex wicks up the membrane and interacts with the test line, which has immobilized anti-cryptococcal antigen monoclonal antibodies. The antigen-antibody complex forms a sandwich at the test line causing a visible line to form. A valid test shows a visible line at the control line. Positive test results create 2 lines (control and specimen), while negative results form only the control line.(Package insert: CrAg Lateral Flow Assay. IMMY; Rev 06/27/2019) | 1 to 4 days | 7 days | This test has been modified from the manufacturer's instructions. Its performance characteristics were determined by Mayo Clinic in a manner consistent with CLIA requirements. This test has not been cleared or approved by the US Food and Drug Administration. | 8789987899 (if appropriate) | Cryptococcus Ag Screen, LFA, U | 16693-4 | 604095 | Cryptococcus Ag Screen, LFA, U | 16693-4
PLFAT | Cryptococcus Antigen Titer, Lateral Flow Assay, Pleural Fluid | Diagnosis of infection withCryptococcusspecies | Only orderable as a reflex. For more information see PLFA / Cryptococcus Antigen Screen, Lateral Flow Assay, Pleural Fluid. Lateral Flow Assay (LFA) | Yes | Cryptococcus Ag Titer, LFA, PF | Pleural Fluid | Only orderable as a reflex. For more information see PLFA /CryptococcusAntigen Screen, Lateral Flow Assay, Pleural Fluid. | 0.25 mL | Cryptococcosis is an invasive fungal infection caused byCryptococcus neoformansorCryptococcusgattii.C neoformanshas been isolated from several sites in nature, particularly weathered pigeon droppings.C gattiiwas previously associated with tropical and subtropical regions only; however, more recently this organism has also been found to be endemic in British Columbia, along the Pacific Northwest and in the Southeastern United States. Infection is usually acquired via the pulmonary route. Patients are often unaware of any exposure history. Approximately half of the patients with symptomatic disease have a predisposing immunosuppressive condition such as AIDS, steroid therapy, lymphoma, or sarcoidosis. Symptoms may include fever, headache, dizziness, ataxia, somnolence, and cough. While the majority ofC neoformansinfections occur in immunocompromised patient populations,C gattiihas a higher predilection for infection of healthy individuals. In addition to the lungs, cryptococcal infections frequently involve the central nervous system (CNS), particularly in patients infected with HIV. Mortality among patients with CNS cryptococcosis may approach 25% despite antibiotic therapy. Untreated CNS cryptococcosis is invariably fatal. Disseminated disease may affect any organ system and usually occurs in immunosuppressed individuals. | Only orderable as a reflex. For more information see PLFA /CryptococcusAntigen Screen, Lateral Flow Assay, Pleural Fluid. | The presence of cryptococcal antigen in pleural fluid is indicative of infection withCryptococcusspecies. Monitoring cryptococcal antigen levels as a means to determine response to therapy is discouraged, as antigen levels may persist despite adequate treatment and disease resolution. A negative result indicates lack of infection; however rare cases of false-negative results have been reported. Fungal culture should always be ordered alongside antigen testing. | A negative result does not preclude diagnosis of cryptococcal infection, particularly if the patient is at risk for cryptococcosis and shows symptoms consistent with this disease. False-positive results may occur in patients with trichosporonosis or infection withCapnocytophagaspecies. | 1. Binnicker MJ, Jespersen DJ, Bestrom JE, Rollins LO: Comparison of four assays for the detection of cryptococcal antigen. Clin Vaccine Immunol. 2012 Dec;19(12):1988-1990 2. Howell SA, Hazen KC, Brandt ME:Candida, cryptococcus,and other yeast of medical importance. In: Manual of Clinical Microbiology. 11th ed. ASM Press; 2015:1984-2014 | TheCryptococcusantigen (CrAg) lateral flow assay is a sandwich immunochromatographic assay. Specimens and diluent are added to a test tube and the lateral flow device is added. The test uses specimen wicking to capture gold-conjugated anti-cryptococcal antigen monoclonal antibodies and gold-conjugated control antibodies deposited on the test membrane. If cryptococcal antigen is present in the specimen, it binds to the gold-conjugated, anti-cryptococcal antigen antibodies. This complex wicks up the membrane and interacts with the test line, which has immobilized anti-cryptococcal antigen monoclonal antibodies. The antigen-antibody complex forms a sandwich at the test line causing a visible line to form. A valid test shows a visible line at the control line. Positive test results create 2 lines (control and specimen), while negative results form only the control line.(Package insert: CrAg Lateral Flow Assay. IMMY; Rev 06/27/2019) | 2 days | 7 days | This test has been modified from the manufacturer's instructions. Its performance characteristics were determined by Mayo Clinic in a manner consistent with CLIA requirements. This test has not been cleared or approved by the US Food and Drug Administration. | 87899 | Cryptococcus Ag Titer, LFA, PF | 11473-6 | 48431 | Cryptococcus Ag Titer, LFA, PF | 11473-6
SLFAT | Cryptococcus Antigen Titer, Lateral Flow Assay, Serum | MonitoringCryptococcusantigen titers in serum Aiding in the diagnosis of cryptococcosis This testshould not be usedas a test of cure or to guide treatment decisions. | Lateral Flow Assay (LFA) | Yes | Cryptococcus Ag Titer, LFA, S | Serum | Collection Container/Tube: Preferred:Serum gel Acceptable:Red top Submission Container/Tube:Plastic vial Specimen Volume:0.5 mL Collection Instructions:Centrifuge and aliquot serum into a plastic vial | 0.3 mL | Cryptococcosis is an invasive fungal infection caused byCryptococcus neoformansorCryptococcus gattii.Cneoformanshas been isolated from several sites in nature, particularly weathered pigeon droppings.Cgattiiwas previously only associated with tropical and subtropical regions. More recently, however, this organism has been found to be endemic in British Columbia and the Pacific Northwestern United States and is associated with several different tree species. Infection is usually acquired via the pulmonary route. Patients are often unaware of any exposure history. Approximately half of the patients with symptomatic disease have a predisposing immunosuppressive condition such as AIDS, steroid therapy, lymphoma, or sarcoidosis. Symptoms may include fever, headache, dizziness, ataxia, somnolence, and cough. While the majority ofCneoformansinfections occur in immunocompromised patient populations,Cgattiihas a higher predilection for infection of healthy individuals.(1,2) In addition to the lungs, cryptococcal infections frequently involve the central nervous system (CNS), particularly in patients infected with HIV. Mortality among patients with CNS cryptococcosis may approach 25% despite antibiotic therapy. Untreated CNS cryptococcosis is invariably fatal. Disseminated disease may affect any organ system and usually occurs in immunosuppressed individuals. | Negative Reference values apply to all ages. | The presence of cryptococcal antigen in any body fluid (serum or cerebrospinal fluid) is indicative of cryptococcosis. Disseminated infection is usually accompanied by a positive serum test. Declining titers may indicate regression of infection. However, monitoring titers to cryptococcal antigen should not be used as a test of cure or to guide treatment decisions. Low-level titers may persist for extended periods of time following appropriate therapy and resolution of infection.(3,4) | Cryptococcusantigen titers acquired by the lateral flow assay (LFA) may be higher than titers achieved by otherCryptococcusantigen assays. Titers acquired by different assay methods are not interchangeable. Cryptococcusantigen titers should be followed using the same assay. A positive result is indicative of cryptococcosis; however, all test results should be reviewed in light of other clinical findings. Testing should not be performed as a screening procedure for the general populations and should only be performed when clinical evidence suggests the diagnosis of cryptococcal disease. Testing hemolyzed serum samples may lead to false-negative results due to the high background color on the lateral flow assay strip. Although rare, extremely high concentrations of cryptococcal antigen can result in weak test lines and in extreme instances, yield negative test results. This assay has not been evaluated for cross reactivity in patients with trichosporonosis. | 1. Speed B, Dunt D: Clinical and host differences between infections with the two varieties ofCryptococcus neoformans. Clin Infect Dis. 1995;21(1):28-34 2. Chen S, Sorrell T, Nimmo G, et al: Epidemiology and host- and variety-dependent characteristics of infection due toCryptococcus neoformansin Australia and New Zealand. Australasian Cryptococcal Study Group. Clin Infect Dis. 2000 Aug;31(2):499-505. doi: 10.1086/313992 3. Lu H, Zhou Y, Yin Y,Pan X, Weng X: Cryptococcal antigen test revisited: significance for cryptococcal meningitis therapy monitoring in a tertiary Chinese hospital. J Clin Microbiol. 2005 June;43(6):2989-2990 4.Perfect JR, Dismukes WE, Dromer F, et al: Clinical practice guidelines for the management of cryptococcal disease: 2010 update by the Infectious Diseases Society of America. Clin Infect Dis. 2010 Feb 1;50(3):291-322 5. Binnicker MJ, Jespersen DJ, Bestrom JE, Rollins LO: A comparison of four assays for detection of cryptococcal antigen. Clin Vaccine Immunol. 2012 Dec;19(12):1988-1990 6.Warren NG, Hazen KC:Candida,Cryptococcus, and other yeasts of medical importance. In: Murray PR, ed. Manual of Clinical Microbiology. 7th ed. ASM Press; 1999: 1184-1199 | TheCryptococcusantigen (CrAg) lateral flow assay is a sandwich immunochromatographic assay. Specimens and diluent are added to a test tube and the lateral flow device is added. The test uses specimen wicking to capture gold-conjugated, anti-cryptococcal antigen monoclonal antibodies and gold-conjugated control antibodies deposited on the test membrane. If cryptococcal antigen is present in the specimen, it binds to the gold-conjugated, anti-cryptococcal antigen antibodies. This complex wicks up the membrane and interacts with the test line, which has immobilized anti-cryptococcal antigen monoclonal antibodies. The antigen-antibody complex forms a sandwich at the test line causing a visible line to form. A valid test shows a visible line at the control line. Positive test results create 2 lines (control and specimen), while negative results form only the control line.(Package insert: CrAg Lateral Flow Assay. IMMY; Rev 06/27/2019) | Same day/1 to 2 days | 14 days | This test has been cleared, approved, or is exempt by the US Food and Drug Administration and is used per manufacturer's instructions. Performance characteristics were verified by Mayo Clinic in a manner consistent with CLIA requirements. | 87899 | Cryptococcus Ag Titer, LFA, S | 9818-6 | 62077 | Cryptococcus Ag Titer, LFA, S | 9818-6
CLFAT | Cryptococcus Antigen Titer, Lateral Flow Assay, Spinal Fluid | MonitoringCryptococcusantigen titers in cerebrospinal fluid Aiding in the diagnosis of cryptococcosis This testshould not be usedas a test of cure or to guide treatment decisions. | Lateral Flow Assay (LFA) | Yes | Cryptococcus Ag Titer, LFA, CSF | CSF | Container/Tube:Sterile vial Specimen Volume:0.5 mL | 0.3 mL | Cryptococcosis is an invasive fungal infection caused byCryptococcus neoformansorCryptococcus gattii.Cneoformanshas been isolated from several sites in nature, particularly weathered pigeon droppings.Cgattiiwas previously only associated with tropical and subtropical regions. More recently, however, this organism has been found to be endemic in British Columbia and the Pacific Northwestern United States and is associated with several different tree species. Infection is usually acquired via the pulmonary route. Patients are often unaware of any exposure history. Approximately half of the patients with symptomatic disease have a predisposing immunosuppressive condition such as AIDS, steroid therapy, lymphoma, or sarcoidosis. Symptoms may include fever, headache, dizziness, ataxia, somnolence, and cough. While the majority ofCneoformansinfections occur in immunocompromised patient populations,Cgattiiis has a higher predilection for infection of healthy individuals.(1,2) In addition to the lungs, cryptococcal infections frequently involve the central nervous system (CNS), particularly in patients infected with HIV. Mortality among patients with CNS cryptococcosis may approach 25% despite antibiotic therapy. Untreated CNS cryptococcosis is invariably fatal. Disseminated disease may affect any organ system and usually occurs in immunosuppressed individuals. | Negative Reference values apply to all ages. | The presence of cryptococcal antigen in any body fluid (serum or cerebrospinal fluid [CSF]) is indicative of cryptococcosis. Disseminated infection is usually accompanied by a positive serum test. Declining titers may indicate regression of infection. However, monitoring titers to cryptococcal antigen should not be used as a test of cure or to guide treatment decisions. Low-level titers may persist for extended periods of time following appropriate therapy and resolution of infection.(3,4) According to the College of American Pathologists (CAP, IMM.41840), CSF specimens submitted for initial diagnosis that test positive by the lateral flow assay, should also be submitted for routine fungal culture. Culture can aid in differentiating between the 2 commonCryptococcusspecies causing disease (CryptococcusneoformansandCryptococcusgattii) and can be used for antifungal susceptibility testing, if necessary. CSF specimens submitted to monitor antigen levels during treatment do not need to be cultured. | A traumatic lumbar puncture and contamination of the cerebrospinal fluid (CSF) specimen with serum may lead to a positiveCryptococcusantigen result from CSF in patients without neuroinvasive cryptococcosis. Cryptococcusantigen titers acquired by the lateral flow assay may be higher than titers achieved by otherCryptococcusantigen assays. Titers acquired by different assay methods are not interchangeable. Cryptococcusantigen titers should be followed using the same assay. A positive result is indicative of cryptococcosis; however, all test results should be reviewed in light of other clinical findings. A negative result does not preclude diagnosis of cryptococcosis, particularly if only a single specimen has been tested and the patient shows symptoms consistent with cryptococcosis. Testing should not be performed as a screening procedure for the general populations and should only be performed when clinical evidence suggests the diagnosis of cryptococcal disease. Although rare, extremely high concentrations of cryptococcal antigen can result in weak test lines and in extreme instances, yield negative test results. This assay has not been evaluated for cross-reactivity in patients with trichosporonosis. | 1. Speed B, Dunt D: Clinical and host differences between infections with the two varieties ofCryptococcus neoformans. Clin Infect Dis. 1995;21(1):28-34 2. Chen S, Sorrell T, Nimmo G, et al: Epidemiology and host- and variety-dependent characteristics of infection due toCryptococcus neoformansin Australia and New Zealand. Australasian Cryptococcal Study Group. Clin Infect Dis. 2000 Aug;31(2):499-505.doi: 10.1086/313992 3. Lu H, Zhou Y, Yin Y,Pan X, Weng X: Cryptococcal antigen test revisited: significance for cryptococcal meningitis therapy monitoring in a tertiary Chinese hospital. J Clin Microbiol. 2005 June;43(6):2989-2990 4.Perfect JR, Dismukes WE, Dromer F, et al: Clinical practice guidelines for the management of cryptococcal disease: 2010 update by the Infectious Diseases Society of America. Clin Infect Dis. 2010 Feb 1;50(3):291-322 5.Warren NG, Hazen KC:Candida,Cryptococcus, and other yeasts of medical importance. In: Marrya PR, ed. Manual of Clinical Microbiology. 7th ed. ASM Press; 1999:1184-1199 6. Perfect JR: Cryptococcosis (Cryptococcus neoformansandCryptococcus gattii). In: Bennett JE, Dolin R, Blaser MJ, eds. Mandell, Douglas, and Bennett's Principles and Practice of Infectious Diseases. 9th ed. Elsevier; 2020:3146-3161 | TheCryptococcusantigen (CrAg) lateral flow assay is a sandwich immunochromatographic assay. Specimens and diluent are added to a test tube and the lateral flow device is added. The test uses specimen wicking to capture gold-conjugated, anti-cryptococcal antigen monoclonal antibodies and gold-conjugated control antibodies deposited on the test membrane. If cryptococcal antigen is present in the specimen, it binds to the gold-conjugated, anti-cryptococcal antigen antibodies. This complex wicks up the membrane and interacts with the test line, which has immobilized anti-cryptococcal antigen monoclonal antibodies. The antigen-antibody complex forms a sandwich at the test line causing a visible line to form. A valid test shows a visible line at the control line. Positive test results create 2 lines (control and specimen), while negative results form only the control line.(Package insert: CrAg Lateral Flow Assay. IMMY; Rev 06/27/2019) | Same day/1 to 2 days | 14 days | This test has been cleared, approved, or is exempt by the US Food and Drug Administration and is used per manufacturer's instructions. Performance characteristics were verified by Mayo Clinic in a manner consistent with CLIA requirements. | 87899 | Cryptococcus Ag Titer, LFA, CSF | 9817-8 | 62076 | Cryptococcus Ag Titer, LFA, CSF | 9817-8
ULFAT | Cryptococcus Antigen Titer, Lateral Flow Assay, Urine | Aiding in the diagnosis of infection withCryptococcus neoformansorCryptococcus gattii This testshould not be usedas a test of cure. | Only orderable as a reflex. For more information see ULFA / Cryptococcus Antigen Screen, Lateral Flow Assay, Random, Urine. Lateral Flow Assay (LFA) | Yes | Cryptococcus Ag Titer, LFA, U | Urine | Only orderable as a reflex. For more information see ULFA /CryptococcusAntigen Screen, Lateral Flow Assay, Random, Urine. | 0.5 mL | Cryptococcosis is an invasive fungal infection caused byCryptococcus neoformansorCryptococcus gattii. The organism has been isolated from several sites in nature, particularly weathered pigeon droppings. Infection is usually acquired via the pulmonary route. Patients are often unaware of any exposure history. Approximately half of the patients with symptomatic disease have a predisposing immunosuppressive condition such as AIDS, steroid therapy, lymphoma, or sarcoidosis. Symptoms may include fever, headache, dizziness, ataxia, somnolence, and cough.While the majority ofC neoformansinfections occur in immunocompromised patient populations,C gattiihas a predilection for infection of healthy individuals. In addition to the lungs, cryptococcal infections frequently involve the central nervous system (CNS), particularly in HIV-infected patients. Mortality associated with CNS cryptococcosis approaches 25% despite antifungal therapy, while untreated CNS cryptococcosis is invariably fatal. Disseminated disease may affect any organ system and usually occurs in immunosuppressed individuals. | Only orderable as a reflex. For more information see ULFA /CryptococcusAntigen Screen, Lateral Flow Assay, Random, Urine. | The presence of cryptococcal antigen (CrAg) in any body fluid is strongly suggestive of infection withCryptococcus neoformansorCryptococcus gattii. Declining titer results are suggestive of clinical response to therapy. However, monitoring CrAg titers should not be used as a test of cure, as low-level titers may persist for extended periods of time following appropriate therapy and disease resolution. In addition to testing for CrAg, patients with presumed disease due toCneoformansorC gattiishould have appropriate clinical specimens (eg, blood, bronchoalveolar lavage fluid) submitted for routine smear and fungal culture. | A negative result does not preclude the diagnosis of cryptococcosis, particularly if only a single specimen has been tested and the patient shows symptoms consistent with cryptococcal infection. A positive result is suggestive of cryptococcosis; however, all test results should be interpreted in light of other clinical findings. Although rare, extremely high concentrations of cryptococcal antigen (CrAg) can result in weak-positive or false-negative results. Patients with trichosporonosis orCapnocytophagaspecies infection may yield false-positive results. If followed for clinical purposes, CrAg titers should be followed using the same assay. | 1. Hazen KC, Howell SA: Candida, Cryptococcus, and other yeasts of medical importance. In: Murray PR, ed. Manual of Clinical Microbiology. 9th ed. ASM Press; 2007:1762-1788 2. Bruner KT, Franco-Paredes C, Henao-Martinez A, et al: Cryptococcus gattii complex infections in HIV-infected patients, Southeastern United States. EID. 2018 Nov; 24(11):1998-2002. doi: 10.3201/eid2411.180787 | TheCryptococcusantigen (CrAg) lateral flow assay is a sandwich immunochromatographic assay. Specimens and diluent are added to a test tube, and the lateral flow device is added. The test uses specimen wicking to capture gold-conjugated anti-cryptococcal antigen monoclonal antibodies and gold-conjugated control antibodies deposited on the test membrane. If cryptococcal antigen is present in the specimen, it binds to the gold-conjugated anti-cryptococcal antigen antibodies. This complex wicks up the membrane and interacts with the test line, which has immobilized anti-cryptococcal antigen monoclonal antibodies. The antigen-antibody complex forms a sandwich at the test line causing a visible line to form. A valid test shows a visible line at the control line. Positive test results create 2 lines (control and specimen), while negative results form only the control line.(Package insert: CrAg Lateral Flow Assay. IMMY; Rev 06/27/2019) | 1 to 4 days | 7 days | This test has been modified from the manufacturer's instructions. Its performance characteristics were determined by Mayo Clinic in a manner consistent with CLIA requirements. This test has not been cleared or approved by the US Food and Drug Administration. | 87899 | Cryptococcus Ag Titer, LFA, U | 93766-4 | 604369 | Cryptococcus Ag Titer, LFA, U | 93766-4
LFACX | Cryptococcus Antigen with Reflex, Spinal Fluid | Aiding in the diagnosis of cryptococcosis This testshould not be usedas a test of cure or to guide treatment decisions. This testshould not be performedas a screening procedure for the general population. | Lateral Flow Assay (LFA) | Yes | Cryptococcus Ag w/Reflex, LFA, CSF | If result is positive,Cryptococcusantigen titer will be performed at an additional charge. | Container/Tube:Sterile vial Specimen Volume:1 mL | 0.5 mL | Cryptococcosis is an invasive fungal infection caused byCryptococcus neoformansorCryptococcus gattii.Cneoformanshas been isolated from several sites in nature, particularly weathered pigeon droppings.Cgattiiwas previously only associated with tropical and subtropical regions. More recently, however, this organism has been found to be endemic in British Columbia and the Pacific Northwestern United States and is associated with several different tree species. Infection is usually acquired via the pulmonary route. Patients are often unaware of any exposure history. Approximately half of the patients with symptomatic disease have a predisposing immunosuppressive condition such as AIDS, steroid therapy, lymphoma, or sarcoidosis. Symptoms may include fever, headache, dizziness, ataxia, somnolence, and cough. While the majority ofCneoformansinfections occur in immunocompromised patient populations,Cgattiihas a higher predilection for infection of healthy individuals.(1,2) In addition to the lungs, cryptococcal infections frequently involve the central nervous system (CNS), particularly in patients infected with HIV. Mortality among patients with CNS cryptococcosis may approach 25% despite antibiotic therapy. Untreated CNS cryptococcosis is invariably fatal. Disseminated disease may affect any organ system and usually occurs in immunosuppressed individuals. | CRYPTOCOCCUSANTIGEN SCREEN WITH TITER Negative Reference values apply to all ages. CRYPTOCOCCUSANTIGEN TITER, LFA Negative Reference values apply to all ages. FUNGAL CULTURE Negative If positive, fungus will be identified. Reference values apply to all ages. | The presence of cryptococcal antigen in any body fluid (serum or cerebrospinal fluid [CSF]) is indicative of cryptococcosis. Specimens that are positive by the lateral flow assay (LFA) screen are automatically repeated by the same method utilizing dilutions to generate a titer value. CSF specimens submitted for initial diagnosis that test positive by LFA should also be submitted for routine fungal culture. Culture can aid in differentiating between the 2 commonCryptococcusspecies causing disease (Cryptococcus neoformansandCryptococcus gattii) and can be used for antifungal susceptibility testing, if necessary. CSF specimens submitted to monitor antigen levels during treatment do not need to be cultured. Disseminated infection is usually accompanied by a positive serum test. HigherCryptococcusantigen titers appear to correlate with more severe infections. Declining titers may indicate regression of infection. However, monitoring titers to cryptococcal antigen should not be used as a test of cure or to guide treatment decisions, as low-level titers may persist for extended periods of time following appropriate therapy and the resolution of infection. | A traumatic lumbar puncture and contamination of the cerebrospinal fluid (CSF) specimen with plasma may lead to a positiveCryptococcusantigen result from CSF in patients without neuroinvasive cryptococcosis. A negative result does not preclude diagnosis of cryptococcosis, particularly if only a single specimen has been tested and the patient shows symptoms consistent with cryptococcosis. A positive result is indicative of cryptococcosis; however, all test results should be reviewed in light of other clinical findings. Testing should not be performed as a screening procedure for the general populations and should only be performed when clinical evidence suggests the diagnosis of cryptococcal disease. Although rare, extremely high concentrations of cryptococcal antigen can result in weak test lines and, in extreme instances, yield false-negative test results. This assay has not been evaluated for cross-reactivity in patients with trichosporonosis. | 1. Speed B, Dunt D: Clinical and host differences between infections with the two varieties ofCryptococcus neoformans. Clin Infect Dis. 1995;21(1):28-34 2. Chen S, Sorrell T, Nimmo G, et al: Epidemiology and host- and variety-dependent characteristics of infection due toCryptococcus neoformansin Australia and New Zealand. Australasian Cryptococcal Study Group. Clin Infect Dis. 2000 Aug;31(2):499-505. doi: 10.1086/313992 3. Perfect JR, Dismukes WE, Dromer F, et al: Clinical practice guidelines for the management of cryptococcal disease: 2010 update by the Infectious Diseases Society of America. Clin Infect Dis. 2010 Feb 1;50(3):291-322 4. Warren NG, Hazen KC:Candida,Cryptococcus, and other yeasts of medical importance. In: Murray PR, ed. Manual of Clinical Microbiology. 7th ed. ASM Press; 1999:1184-1199 5. Lu H, Zhou Y, Yin Y,Pan X, Weng X: Cryptococcal antigen test revisited: significance for cryptococcal meningitis therapy monitoring in a tertiary Chinese hospital. J Clin Microbiol. 2005 June;43(6):2989-2990 6. Perfect JR: Cryptococcosis (Cryptococcus neoformansandCryptococcus gattii). In: Bennett JE, Dolin R, Blaser MJ, eds. Mandell, Douglas, and Bennett's Principles and Practice of Infectious Diseases. 9th ed. Elsevier; 2020:3146-3161 | TheCryptococcusantigen (CrAg) lateral flow assay is a sandwich immunochromatographic assay. Specimens and diluent are added to a test tube and the lateral flow device is added. The test uses specimen wicking to capture gold-conjugated, anticryptococcal antigen monoclonal antibodies and gold-conjugated control antibodies deposited on the test membrane. If cryptococcal antigen is present in the specimen, it binds to the gold-conjugated, anticryptococcal antigen antibodies. This complex wicks up the membrane and interacts with the test line, which has immobilized anticryptococcal antigen monoclonal antibodies. The antigen-antibody complex forms a sandwich at the test line causing a visible line to form. A valid test shows a visible line at the control line. Positive test results create 2 lines (control and specimen), while negative results form only the control line.(Package insert: CrAg Lateral Flow Assay. IMMY; Rev 06/27/2019) | Same day/1 to 35 days | 14 days | This test has been cleared, approved, or is exempt by the US Food and Drug Administration and is used per manufacturer's instructions. Performance characteristics were verified by Mayo Clinic in a manner consistent with CLIA requirements. | 87899-CryptococcusAg Screen w/Titer, CSF87899-CryptococcusAg Titer, LFA, CSF (as appropriate)87102-Fungal Culture, CSF (as appropriate) | Cryptococcus Ag w/Reflex, LFA, CSF | 29896-8 | 62074 | Cryptococcus Ag Screen w/Titer, CSF | 29896-8
CRYPS | Cryptosporidium Antigen, Feces | Establishing the diagnosis of intestinal cryptosporidiosis | Enzyme-Linked Immunosorbent Assay (ELISA) | Yes | Cryptosporidium Ag, F | For otherdiagnostic tests that may be of value in evaluating patients withdiarrhea; the following algorithms are available: | Submit only 1 of the following specimens: Specimen Type:Preserved feces Supplies: -Formalin 10% Buffered Neutral 15 mL (T466) -Stool Collection Kit, Random (T635) Container/Tube: Preferred:Stool container with 10% buffered formalin preservative Acceptable:SAF (sodium acetate formalin) Specimen Volume:5 grams Specimen Stability Information:Ambient (preferred) 60 days Specimen Type:Unpreserved feces Supplies: -Stool container, Small (Random), 4 oz (T288) -Stool Collection Kit, Random (T635) Container/Tube:Stool container Specimen Volume:5 grams Specimen Stability Information:Frozen 60 days | 1 gram | Cryptosporidia are small apicomplexan protozoan parasites that infect the intestinal tract of humans and animals. They were conventionally categorized as coccidia but are now known to be more closely related to the gregarines. Many species may infect humans, with the most common beingCryptosporidiumhominisandCryptosporidiumparvum. Infected humans and animals shed small (4-6 micrometer in diameter) infectious oocysts in their stool, and these can subsequently contaminate and survive in recreational and drinking water supplies. Infection of humans occurs by the fecal-oral route or via ingestion of contaminated water or food. Infection is easily acquired, with an infectious dose of approximately 100 oocysts. Waterborne transmission is a primary mode of transmission and is commonly responsible for human outbreaks. This is becauseCryptosporidiumspecies oocysts are resistant to cold temperatures and chlorine and require extensive filtration or water treatment to remove them from drinking water. The incubation period is typically 7 to 10 days following exposure. While most patients have symptoms, approximately 30% of infected individuals are asymptomatic. When symptoms are present, they usually include profuse, watery diarrhea, malaise, anorexia, nausea, crampy abdominal pain, and low-grade fever. Infection is usually self-limited in immunocompetent individuals, with resolution of symptoms in 10 to 14 days. However, diarrhea can be prolonged and life-threatening in immunocompromised patients such as those with AIDS, infants, and older adults, and result in severe dehydration and wasting. The fecal ova and parasite examination is an insensitive method for detectingCryptosporidium,given the small size of the oocysts and their lack of trichrome staining. Instead, use of this test, or the multiplex gastrointestinal polymerase chain reaction (PCR) panel (GIP / Gastrointestinal Pathogen Panel, PCR, Feces), is recommended for sensitive and specific detection. This antigen test is ideal for situations in which cryptosporidiosis is highly suspected (eg, outbreak scenarios), whereas the PCR panel allows for simultaneous detection of multiple parasitic, viral, and bacterial causes of diarrhea. For more information about diagnostic tests that may be of value in evaluating patients with diarrhea, see the following: -Parasitic Investigation of Stool Specimens Algorithm -Laboratory Testing for Infectious Causes of Diarrhea | Negative | A positive enzyme-linked immunosorbent assay result indicates the presence of antigens of cryptosporidiumand is interpreted as evidence of infection with that organism. Interpretation of results should be correlated with patient symptoms and clinical picture. | Examination of at least 2 fecal specimens may be required to detectCryptosporidiumusing antigen testing. Feces containing large amounts of white or red blood cells may produce false-positive results. | 1. Centers for Disease Control and Prevention (CDC): Parasites-Cryptosporidium(also known as "Crypto"). CDC; Updated July 1, 2019. Accessed October 31, 2022. Available at www.cdc.gov/parasites/crypto/index.html 2. Garcia LS, Arrowood M, Kokoskin E, et al.Practical guidance for clinical microbiology laboratories: Laboratory diagnosis of parasites from the gastrointestinal tract. Clin Microbiol Rev. 2017;31(1):e00025-17. doi:10.1128/CMR.00025-17 | Cryptosporidiumantigens present in the fecal supernatant are captured by the antibody-coated microtiter wells. A second antibody is added that binds to the complex. This signal is amplified by the addition of antibody biotin conjugate and streptavidin peroxidase. The resulting blue color development indicates the presence of cryptosporidium antigens in the feces. The reaction is completed with acid, which changes the blue to yellow and the test is read on a spectrophotometer.(Ungar BL. Enzyme-linked immunoassay for detection of cryptosporidium antigens in fecal specimens. J Clin Microbiol. 1990;28(11):2491-2495. doi:10.1128/jcm.28.11.2491-2495.1990; Rosenblatt JE, Sloan LM. Evaluation of an immunoassay for the detection of cryptosporidium in stool specimens. J Clin Microbiol. 1993;31:1468-1472. doi:10.1128/jcm.31.6.1468-1471.1993; package insert: ProSpecT Cryptosporidium Microplate Assay. Oxoid; 04/2012) | 1 to 3 days | Fresh/Frozen: 1 week; Preserved specimens: 1 week | This test has been cleared, approved, or is exempt by the US Food and Drug Administration and is used per manufacturer's instructions. Performance characteristics were verified by Mayo Clinic in a manner consistent with CLIA requirements. | 87328 | Cryptosporidium Ag, F | 6371-9 | 24086 | Cryptosporidium Ag, F | 6371-9
CRSBF | Crystal Identification, Body Fluid | Identifying the presence and type of crystals in body fluid | Compensated Polarized Light Microscopy | Yes | Crystal ID, BF | Body Fluid | Specimen Required Specimen Type: Synovial Fluid, Prosthetic Joint Fluid Container/Tube: Lavender top (EDTA) Acceptable: Green top (heparin) Specimen Volume: 2 mL Specimen Type: Bile Fluid Container/Tube: Red top Specimen Volume: 2 mL Specimen Type: Bronchoalveolar Lavage (BAL) Container/Tube: Body fluid container Specimen Volume: 2 mL Specimen Type: Pleural Fluid, Peritoneal Fluid, Pericardial fluid Container/Tube: Preferred: Body fluid container Acceptable: Lavender top (EDTA) or Green top (heparin) Specimen Volume: 2 mL | 0.5 mL | Birefringent crystals are found in the synovial fluid of more than 90% of patients with acutely inflamed joints. Monosodium urate crystals are seen in gouty fluids and calcium pyrophosphate crystals are seen in chondrocalcinosis. The urates are usually needle-shaped, and the calcium crystals are often rhomboidal. Cholesterol crystals may also be observed. | None seen If present, crystals are identified. | Positive identification of crystals provides a definitive diagnosis for joint disease. | Powdered anticoagulants such as oxalate are themselves crystalline or may cause crystals to form; their use may cause false-positive results or mask the presence of synovial fluid crystals definitive for the disease. | Hussong JW, Kjeldsberg CR, eds: Kjeldsberg's Body Fluid Analysis. ASCP Press; 2015 | The specimen is examined with a polarizing microscope with and without a first-order red compensator. Cholesterol crystals appear as bright, square or rectangular plates. Pyrophosphate crystals, rhomboidal, are weakly birefringent. Urate crystals are mainly needle-shaped and strongly doubly refractile; they may be found within leukocytes.(Hussong JW, Sorensen E, Perkins SL, et al: Laboratory methods. In: Hussong JW, Kjeldsberg CR, eds. Kjeldsberg's Body Fluid Analysis. ASCP; 2015:chap 2) | 1 day | 1 week | This test has been cleared, approved, or is exempt by the US Food and Drug Administration and is used per manufacturer's instructions. Performance characteristics were verified by Mayo Clinic in a manner consistent with CLIA requirements. | 89060 | Crystal ID, BF | 6825-4 | CRYCM | Comment | 77202-0
CSTB | CSTB Gene, Repeat Expansion Analysis, Varies | Molecular confirmation of clinically suspectedCSTB-related progressive myoclonic epilepsy Identifying full penetrance dodecamer repeat expansions withinCSTBknown to causeCSTB-related progressive myoclonic epilepsy, allowing for predictive testing of at-risk family members Impacting patient treatment and management through the identification of a specific underlying etiology for epilepsy (eg, directing appropriate use of anti-epileptic drugs and other treatment modalities) | Polymerase Chain Reaction (PCR) | Yes | CSTB, Repeat Expansion Analysis | For more information seeEpilepsy: Unexplained Refractory and/or Familial Testing Algorithm | Patient Preparation:A previous bone marrow transplant from an allogenic donor will interfere with testing. Call 800-533-1710 for instructions for testing patients who have received a bone marrow transplant. Specimen Type:Whole blood Container/Tube: Preferred:Lavender top (EDTA) or yellow top (ACD) Acceptable:Any anticoagulant Specimen Volume:3 mL Collection Instructions: 1. Invert several times to mix blood. 2. Send whole blood specimen in original tube.Do not aliquot. Specimen Stability Information:Ambient (preferred)/Refrigerated |  | CSTB-related progressive myoclonic epilepsy (PME), also known as progressive myoclonic epilepsy type 1 (EPM1) or Unverricht-Lundborg disease, is the most common and least severe of the collective progressive myoclonic epilepsies.CSTB-related PME is inherited in an autosomal recessive pattern and is associated with inter- and intrafamilial variability. Individuals withCSTB-related PME have normal early development with onset of symptoms typically in the first or second decade of life.CSTB-related PME is characterized by involuntary myoclonus that is action- or stimulus-precipitated. Individuals with the condition are at increased risk for seizures, including tonic-clonic, absence, psychomotor and focal motor. The condition is progressive, leading to wheelchair dependence in some individuals. Later symptoms may also include ataxia, incoordination, intention tremor, dysarthria, mood disorders, and mild cognitive decline. CSTB-related PME is caused by disease-causing variants in theCSTBgene. An expansion of a dodecamer repeat sequence in the promoter region of theCSTBgene accounts for approximately 90% of disease-causing variants (99% in Finnish individuals). Full penetranceCSTBexpansions are greater than or equal to 30 repeats, while normal alleles are typically 2 or 3 repeats. Allele sizes between 5 and 29 repeats are of unclear significance. The remainder of disease-causing variants are sequence variants including missense, nonsense, splice site variants, and small deletions and duplications. Genotype/phenotype correlation suggests that individuals who are homozygous for nonexpansion variants or compound heterozygous for one expansion allele and one nonexpansion allele have earlier onset and more severe symptoms than those individuals with biallelic expansion alleles. Instability of the repeat expansion has been reported with vertical transmission, including both minimal expansion and contraction of repeat sizes. Alleles in the uncertain range are not associated with symptoms ofCSTB-related PME but may demonstrate instability with transmission. Since repeat alleles in this size range have rarely been reported, the risk of repeat expansion into the full penetrance allele range (>29 repeats) is not fully understood. Additionally, correlation of repeat size with onset of symptoms is unclear. | Normal: <5 dodecamer repeats Repeat Size of Uncertain Significance: 5-29 dodecamer repeats Full Penetrance Expansion: >29 dodecamer repeats An interpretive report will be provided. | An interpretive report will be provided. | For predictive testing, it is important to first document the molecular etiology of disease in an affected family member to confirm that aCSTBrepeat expansion is the underlying mechanism of disease in the family. Specifically, this assay will not detect nonrepeat expansion variants and progressive myoclonic epilepsy may be caused by variants in other genes. It is recommended that patients undergoing predictive testing receive genetic counseling both prior to testing and after results are available. Test results should be interpreted in the context of clinical findings, family history, and other laboratory data. Errors in test interpretation may occur if the provided information is inaccurate or incomplete. Rare variants (ie, polymorphisms) exist which could lead to false-negative results. Bone marrow transplants from allogenic donors will interfere with testing. Call Mayo Clinic Laboratories for instructions for testing patients who have received a bone marrow transplant. | 1. Lehesjoki AE, Koskimiemi M: Progressive myoclonus epilepsy of Unverricht-Lundborg type. Epilepsia. 1999;40 Suppl 3:23-28 2. Hypponen J, Aikia M, Joensuu T, et al: Refining the phenotype of Unverricht-Lundborg disease (EPM1): a population-wide Finnish study. Neurology. 2015 Apr 14;84(15):1529-1536 3. Canafoglia L, Gennaro E, Capovilla G, et al: Electroclinical presentation and genotype-phenotype relationships in patients with Unverricht-Lundborg disease carrying compound heterozygous CSTB point and indel mutations. Epilepsia. 2012 Dec;53(12):2120-2127 | A combined amplicon-length and repeat-primed polymerase chain reaction-based assay is utilized to detect expansions of a dodecamer repeat region in theCSTBgene.(Unpublished Mayo method) | 28 to 42 days | Whole blood: 2 weeks (if available); Extracted DNA: 3 months | This test was developed and its performance characteristics determined by Mayo Clinic in a manner consistent with CLIA requirements. It has not been cleared or approved by the US Food and Drug Administration. | 81188 | CSTB, Repeat Expansion Analysis | 41110-8 | 616523 | Released By | 18771-6
FCUIP | CU (Chronic Urticaria) Index Panel |  | Immunoassay; Ex Vivo Challenge; Cell Culture and Histamine Analysis | Yes | CU (Chronic Urticaria) Index Panel | Serum | Patient preparation:Patients taking calcineurin inhibitors should stop medication 72 hours prior to draw. Patients taking prednisone should be off their medication for 2 weeks prior to draw. Specimen Type:Serum Container/Tube:Red or SST Specimen Volume:3 mL Collection Instructions:Draw blood in Red-top tube (SST is acceptable). Separate from cells within 2 hours of draw. Send 3 mL of serum refrigerate in a plastic vial. | 1 mL |  | Anti-Thyroid Peroxidase IgG:<35 IU/mL Anti-Thyroglobulin IgG:<40 IU/mL TSH (Thyrotropin):0.4-4.0 uIU/mL CU Index:<10.0 The CU Index test is the second generation Functional Anti-FceR test. Patients with a CU Index greater than or equal to 10 have basophil reactive factors in their serum which supports and autoimmune basis for disease. |  |  |  |  | 2 to 9 days |  | This test was developed and its performance characteristics determined by Viracor Eurofins. It has not been cleared or approved by the U.S. Food and Drug Administration. | 84443863438637686800 | CU (Chronic Urticaria) Index Panel | 69040-4 | Z3147 | CU Index | 63369-3
FCUIX | CU Index |  | Ex Vivo Challenge, Cell Culture and Histamine Analysis | Yes | CU Index | Serum | Patient Preparation:Patients taking calcineurin inhibitors should stop medication 72 hours prior to draw. Patients taking prednisone should be off their medication for 2 weeks prior to draw. Specimen Type:Serum Collection Container/Tube:Red or SST Submission Container/Tube:Plastic vial Specimen Volume:2 mL Collection Instructions: 1. Draw 5 mL blood in a serum separator tube (SST) (plain, red-top tube is acceptable). 2. Separate from cells within 2 hours of draw. Send 2 mL of serum ambient in a plastic vial. | 0.5 mL | Patients with a chronic form of urticaria who are positive (>10) with the CU index have an autoimmune basis for their disease.A positive result does not indicate which autoantibody (anti-IgE, anti-FceRI or anti-FCERII) is present. | < 10.0 The CU Index test is the second generation Functional Anti-FceR test. Patient with a CU Index greater than or equal to 10 have basophil reactive factors in their serum which supports an autoimmune basis for disease. |  |  |  | Ex-Vivo Challenge and cell culture: Donor blood cells are incubated with patient serum, a negative control and a positive control. Following the ex-vivo challenge, the cells are centrifuged and the supernatant is recovered for assay of histamine released. Histamine Analysis: Using a quantitative enzyme immunoassay, the histamine released into the supernatant is measured and compared to the total histamine in the basophils. | 2 to 9 days |  | This test was developed and its performance characteristics determined by Viracor Eurofins. It has not been cleared or approved by the U.S. Food and Drug Administration. | 86343 | CU Index | 63369-3 | FCUIX | CU Index | 63369-3
FCUKG | Cucumber IgG |  | Enzyme Immunoassay (FEIA) | No | Cucumber IgG | Serum | Draw blood in a plain red-top tube(s), serum gel tube(s) is acceptable. Spin down and send 0.5 mL of serum refrigerated in a plastic vial. | 0.5 mL |  | Reference ranges have not been established for food-specific IgG tests. The clinical utility of food-specific IgG tests has not been established. These tests can be used in special clinical situations to select foods for evaluation by diet elimination and challenge in patients who have food-related complaints. It should be recognized that the presence of food-specific IgG alone cannot be taken as evidence of food allergy and only indicates immunologic sensitization by the food allergen in question. This test should only be ordered by physicians who recognize the limitations of the test. |  |  |  |  | 3 to 7 days |  | This test was developed and its performance characteristics determined by Viracor Eurofins. It has not been cleared or approved by the U.S. Food and Drug Administration. | 86001 | Cucumber IgG | 60371-2 | FCUKG | Cucumber IgG | 60371-2
CUKE | Cucumber, IgE, Serum | Establishing a diagnosis of an allergy to cucumber Defining the allergen responsible for eliciting signs and symptoms Identifying allergens: -Responsible for allergic response and/or anaphylactic episode -To confirm sensitization prior to beginning immunotherapy -To investigate the specificity of allergic reactions to insect venom allergens, drugs, or chemical allergens | Fluorescence Enzyme Immunoassay (FEIA) | Yes | Cucumber, IgE | Serum | Collection Container/Tube: Preferred:Serum gel Acceptable:Red top Submission Container/Tube:Plastic vial Specimen Volume:0.5 mL for every 5 allergens requested Collection Instructions:Centrifuge and aliquot serum into a plastic vial. | For 1 allergen: 0.3 mL For more than 1 allergen: (0.05 mL x number of allergens) + 0.25 mL deadspace | Clinical manifestations of immediate hypersensitivity (allergic) diseases are caused by the release of proinflammatory mediators (histamine, leukotrienes, and prostaglandins) from IgE-sensitized effector cells (mast cells and basophils) when cell-bound IgE antibodies interact with an allergen. In vitro serum testing for IgE antibodies provides an indication of the immune response to allergens that may be associated with allergic disease. The allergens chosen for testing often depend upon the age of the patient, history of allergen exposure, season of the year, and clinical manifestations. In individuals predisposed to develop allergic disease, the sequence of sensitization and clinical manifestations proceed as follows: eczema and respiratory disease (rhinitis and bronchospasm) in infants and children less than 5 years due to food sensitivity (milk, egg, soy, and wheat proteins) followed by respiratory disease (rhinitis and asthma) in older children and adults due to sensitivity to inhalant allergens (dust mite, mold, and pollen inhalants). | Class,IgE kU/L,Interpretation, 0,<0.10,Negative, 0/1,0.10-0.34,Borderline/equivocal, 1,0.35-0.69,Equivocal, 2,0.70-3.49,Positive, 3,3.50-17.4,Positive, 4,17.5-49.9,Strongly positive, 5,50.0-99.9,Strongly positive, 6,> or =100,Strongly positive, | Detection of IgE antibodies in serum (class 1 or greater) indicates an increased likelihood of allergic disease as opposed to other etiologies and defines the allergens that may be responsible for eliciting signs and symptoms. The level of IgE antibodies in serum varies directly with the concentration of IgE antibodies expressed as a class score or kU/L. | Testing for IgE antibodies is not useful in patients previously treated with immunotherapy to determine if residual clinical sensitivity exists or in patients in whom the medical management does not depend upon identification of allergen specificity. Some individuals with clinically insignificant sensitivity to allergens may have measurable levels of IgE antibodies in serum, and test results must be interpreted in the clinical context. False-positive results for IgE antibodies may occur in patients with markedly elevated serum IgE (>2500 kU/L) due to nonspecific binding to allergen solid phases. | Homburger HA, Hamilton RG: Allergic diseases. In: McPherson RA, Pincus MR, eds. Henry's Clinical Diagnosis and Management by Laboratory Methods. 23rd ed.Elsevier; 2017:1057-1070 | Specific IgE from the patient's serum reacts with the allergen of interest, which is covalently coupled to an ImmunoCAP. After washing away nonspecific IgE, enzyme-labeled anti-IgE antibody is added to form a complex. After incubation, unbound anti-IgE is washed away, and the bound complex incubated with a developing agent. After stopping the reaction, the fluorescence of the eluate is measured. Fluorescence is proportional to the amount of specific IgE present in the patient's sample (ie, the higher the fluorescence value, the more IgE antibody is present).(Package insert: ImmunoCAP System Specific IgE FEIA. Phadia; Rev 06/2020) | Same day/1 to 3 days | 14 days | This test has been cleared, approved, or is exempt by the US Food and Drug Administration and is used per manufacturer's instructions. Performance characteristics were verified by Mayo Clinic in a manner consistent with CLIA requirements. | 86003 | Cucumber, IgE | 6724-9 | CUKE | Cucumber, IgE | 6724-9
OATC | Cultivated Oat, IgE, Serum | Establishing a diagnosis of an allergy to cultivated oat Defining the allergen responsible for eliciting signs and symptoms Identifying allergens: -Responsible for allergic response and/or anaphylactic episode -To confirm sensitization prior to beginning immunotherapy -To investigate the specificity of allergic reactions to insect venom allergens, drugs, or chemical allergens | Fluorescence Enzyme Immunoassay (FEIA) | Yes | Cultivated Oat, IgE | Serum | Collection Container/Tube: Preferred:Serum gel Acceptable:Red top Submission Container/Tube:Plastic vial Specimen Volume:0.5 mL for every 5 allergens requested Collection Instructions:Centrifuge and aliquot serum into a plastic vial. | For 1 allergen: 0.3 mL For more than 1 allergen: (0.05 mL x number of allergens) + 0.25 mL deadspace | Clinical manifestations of immediate hypersensitivity (allergic) diseases are caused by the release of proinflammatory mediators (histamine, leukotrienes, and prostaglandins) from IgE-sensitized effector cells (mast cells and basophils) when cell-bound IgE antibodies interact with an allergen. In vitro serum testing for IgE antibodies provides an indication of the immune response to allergens that may be associated with allergic disease. The allergens chosen for testing often depend upon the age of the patient, history of allergen exposure, season of the year, and clinical manifestations. In individuals predisposed to develop allergic disease, the sequence of sensitization and clinical manifestations proceed as follows: eczema and respiratory disease (rhinitis and bronchospasm) in infants and children less than 5 years due to food sensitivity (milk, egg, soy, and wheat proteins) followed by respiratory disease (rhinitis and asthma) in older children and adults due to sensitivity to inhalant allergens (dust mite, mold, and pollen inhalants). | Class,IgE kU/L,Interpretation, 0,<0.10,Negative, 0/1,0.10-0.34,Borderline/equivocal, 1,0.35-0.69,Equivocal, 2,0.70-3.49,Positive, 3,3.50-17.4,Positive, 4,17.5-49.9,Strongly positive, 5,50.0-99.9,Strongly positive, 6,> or =100,Strongly positive, | Detection of IgE antibodies in serum (class 1 or greater) indicates an increased likelihood of allergic disease as opposed to other etiologies and defines the allergens that may be responsible for eliciting signs and symptoms. The level of IgE antibodies in serum varies directly with the concentration of IgE antibodies expressed as a class score or kU/L. | Testing for IgE antibodies is not useful in patients previously treated with immunotherapy to determine if residual clinical sensitivity exists or in patients in whom the medical management does not depend upon identification of allergen specificity. Some individuals with clinically insignificant sensitivity to allergens may have measurable levels of IgE antibodies in serum, and test results must be interpreted in the clinical context. False-positive results for IgE antibodies may occur in patients with markedly elevated serum IgE (>2500 kU/L) due to nonspecific binding to allergen solid phases. | Homburger HA, Hamilton RG: Allergic diseases. In: McPherson RA, Pincus MR, eds. Henry's Clinical Diagnosis and Management by Laboratory Methods. 23rd ed.Elsevier; 2017:1057-1070 | Specific IgE from the patient's serum reacts with the allergen of interest, which is covalently coupled to an ImmunoCAP. After washing away nonspecific IgE, enzyme-labeled anti-IgE antibody is added to form a complex. After incubation, unbound anti-IgE is washed away, and the bound complex incubated with a developing agent. After stopping the reaction, the fluorescence of the eluate is measured. Fluorescence is proportional to the amount of specific IgE present in the patient's sample (ie, the higher the fluorescence value, the more IgE antibody is present).(Package insert: ImmunoCAP System Specific IgE FEIA. Phadia; Rev 06/2020) | Same day/1 to 3 days | 14 days | This test has been cleared, approved, or is exempt by the US Food and Drug Administration and is used per manufacturer's instructions. Performance characteristics were verified by Mayo Clinic in a manner consistent with CLIA requirements. | 86003 | Cultivated Oat, IgE | 6093-9 | OATC | Cultivated Oat, IgE | 6093-9
CRYE | Cultivated Rye, IgE, Serum | Establishing a diagnosis of an allergy to cultivated rye Defining the allergen responsible for eliciting signs and symptoms Identifying allergens: -Responsible for allergic response and/or anaphylactic episode -To confirm sensitization prior to beginning immunotherapy -To investigate the specificity of allergic reactions to insect venom allergens, drugs, or chemical allergens | Fluorescence Enzyme Immunoassay (FEIA) | Yes | Cultivated Rye, IgE | Serum | Collection Container/Tube: Preferred:Serum gel Acceptable:Red top Submission Container/Tube:Plastic vial Specimen Volume:0.5 mL for every 5 allergens requested Collection Instructions:Centrifuge and aliquot serum into a plastic vial. | For 1 allergen: 0.3 mL For more than 1 allergen: (0.05 mL x number of allergens) + 0.25 mL deadspace | Clinical manifestations of immediate hypersensitivity (allergic) diseases are caused by the release of proinflammatory mediators (histamine, leukotrienes, and prostaglandins) from IgE-sensitized effector cells (mast cells and basophils) when cell-bound IgE antibodies interact with an allergen. In vitro serum testing for IgE antibodies provides an indication of the immune response to allergens that may be associated with allergic disease. The allergens chosen for testing often depend upon the age of the patient, history of allergen exposure, season of the year, and clinical manifestations. In individuals predisposed to develop allergic disease, the sequence of sensitization and clinical manifestations proceed as follows: eczema and respiratory disease (rhinitis and bronchospasm) in infants and children less than 5 years due to food sensitivity (milk, egg, soy, and wheat proteins) followed by respiratory disease (rhinitis and asthma) in older children and adults due to sensitivity to inhalant allergens (dust mite, mold, and pollen inhalants). | Class,IgE kU/L,Interpretation, 0,<0.10,Negative, 0/1,0.10-0.34,Borderline/equivocal, 1,0.35-0.69,Equivocal, 2,0.70-3.49,Positive, 3,3.50-17.4,Positive, 4,17.5-49.9,Strongly positive, 5,50.0-99.9,Strongly positive, 6,> or =100,Strongly positive, | Detection of IgE antibodies in serum (class 1 or greater) indicates an increased likelihood of allergic disease as opposed to other etiologies and defines the allergens that may be responsible for eliciting signs and symptoms. The level of IgE antibodies in serum varies directly with the concentration of IgE antibodies expressed as a class score or kU/L. | Testing for IgE antibodies is not useful in patients previously treated with immunotherapy to determine if residual clinical sensitivity exists or in patients in whom the medical management does not depend upon identification of allergen specificity. Some individuals with clinically insignificant sensitivity to allergens may have measurable levels of IgE antibodies in serum, and test results must be interpreted in the clinical context. False-positive results for IgE antibodies may occur in patients with markedly elevated serum IgE (>2500 kU/L) due to nonspecific binding to allergen solid phases. | Homburger HA, Hamilton RG: Allergic diseases. In: McPherson RA, Pincus MR, eds. Henry's Clinical Diagnosis and Management by Laboratory Methods. 23rd ed.Elsevier; 2017:1057-1070 | Specific IgE from the patient's serum reacts with the allergen of interest, which is covalently coupled to an ImmunoCAP. After washing away nonspecific IgE, enzyme-labeled anti-IgE antibody is added to form a complex. After incubation, unbound anti-IgE is washed away, and the bound complex incubated with a developing agent. After stopping the reaction, the fluorescence of the eluate is measured. Fluorescence is proportional to the amount of specific IgE present in the patient's sample (ie, the higher the fluorescence value, the more IgE antibody is present).(Package insert: ImmunoCAP System Specific IgE FEIA. Phadia; Rev 06/2020) | Same day/1 to 3 days | 14 days | This test has been cleared, approved, or is exempt by the US Food and Drug Administration and is used per manufacturer's instructions. Performance characteristics were verified by Mayo Clinic in a manner consistent with CLIA requirements. | 86003 | Cultivated Rye, IgE | 6236-4 | CRYE | Cultivated Rye, IgE | 6236-4
WHTC | Cultivated Wheat, IgE, Serum | Establishing a diagnosis of an allergy to cultivated wheat Defining the allergen responsible for eliciting signs and symptoms Identifying allergens: -Responsible for allergic response and/or anaphylactic episode -To confirm sensitization prior to beginning immunotherapy -To investigate the specificity of allergic reactions to insect venom allergens, drugs, or chemical allergens | Fluorescence Enzyme Immunoassay (FEIA) | Yes | Cultivated Wheat, IgE | Serum | Collection Container/Tube: Preferred:Serum gel Acceptable:Red top Submission Container/Tube:Plastic vial Specimen Volume:0.5 mL for every 5 allergens requested Collection Instructions:Centrifuge and aliquot serum into a plastic vial. | For 1 allergen: 0.3 mL For more than 1 allergen: (0.05 mL x number of allergens) + 0.25 mL deadspace | Clinical manifestations of immediate hypersensitivity (allergic) diseases are caused by the release of proinflammatory mediators (histamine, leukotrienes, and prostaglandins) from IgE-sensitized effector cells (mast cells and basophils) when cell-bound IgE antibodies interact with an allergen. In vitro serum testing for IgE antibodies provides an indication of the immune response to allergens that may be associated with allergic disease. The allergens chosen for testing often depend upon the age of the patient, history of allergen exposure, season of the year, and clinical manifestations. In individuals predisposed to develop allergic disease, the sequence of sensitization and clinical manifestations proceed as follows: eczema and respiratory disease (rhinitis and bronchospasm) in infants and children less than 5 years due to food sensitivity (milk, egg, soy, and wheat proteins) followed by respiratory disease (rhinitis and asthma) in older children and adults due to sensitivity to inhalant allergens (dust mite, mold, and pollen inhalants). | Class,IgE kU/L,Interpretation, 0,<0.10,Negative, 0/1,0.10-0.34,Borderline/equivocal, 1,0.35-0.69,Equivocal, 2,0.70-3.49,Positive, 3,3.50-17.4,Positive, 4,17.5-49.9,Strongly positive, 5,50.0-99.9,Strongly positive, 6,> or =100,Strongly positive, | Detection of IgE antibodies in serum (class 1 or greater) indicates an increased likelihood of allergic disease as opposed to other etiologies and defines the allergens that may be responsible for eliciting signs and symptoms. The level of IgE antibodies in serum varies directly with the concentration of IgE antibodies expressed as a class score or kU/L. | Testing for IgE antibodies is not useful in patients previously treated with immunotherapy to determine if residual clinical sensitivity exists or in patients in whom the medical management does not depend upon identification of allergen specificity. Some individuals with clinically insignificant sensitivity to allergens may have measurable levels of IgE antibodies in serum, and test results must be interpreted in the clinical context. False-positive results for IgE antibodies may occur in patients with markedly elevated serum IgE (>2500 kU/L) due to nonspecific binding to allergen solid phases. | Homburger HA, Hamilton RG: Allergic diseases. In: McPherson RA, Pincus MR, eds. Henry's Clinical Diagnosis and Management by Laboratory Methods. 23rd ed. Elsevier; 2017:1057-1070 | Specific IgE from the patient's serum reacts with the allergen of interest, which is covalently coupled to an ImmunoCAP. After washing away nonspecific IgE, enzyme-labeled anti-IgE antibody is added to form a complex. After incubation, unbound anti-IgE is washed away, and the bound complex incubated with a developing agent. After stopping the reaction, the fluorescence of the eluate is measured. Fluorescence is proportional to the amount of specific IgE present in the patient's sample (ie, the higher the fluorescence value, the more IgE antibody is present).(Package insert: ImmunoCAP System Specific IgE FEIA. Phadia; Rev 06/2020) | Same day/1 to 3 days | 14 days | This test has been cleared, approved, or is exempt by the US Food and Drug Administration and is used per manufacturer's instructions. Performance characteristics were verified by Mayo Clinic in a manner consistent with CLIA requirements. | 86003 | Cultivated Wheat, IgE | 6277-8 | WHTC | Cultivated Wheat, IgE | 6277-8
CULAF | Culture for Genetic Testing, Amniotic Fluid | Producing amniocyte cultures that can be used for genetic analysis | Cell Culture | Yes | Amniotic Fluid Culture/Genetic Test | This processing test is for culturing amniocytes for prenatal genetic testing. | Optimal timing for specimen collection is during 14 to 18 weeks of gestation, but specimens collected at other weeks of gestation are also accepted. Container/Tube:Amniotic fluid container Specimen Volume:5 to 10 mL Collection Instructions: 1. Discard the first 2 mL of amniotic fluid. If the culture will be performed in conjunction with other cytogenetic testing, such as CHRAF / Chromosome Analysis, Amniotic Fluid or CMAP / Chromosomal Microarray, Prenatal, Amniotic Fluid/Chorionic Villus Sampling, a total of 25 to 30 mL will be needed. 4. Unavoidably, about 1% to 2% of mailed-in specimens are not viable. 5. Bloody specimens are undesirable. | 5 mL | Fetal cells obtained by amniocentesis (amniocytes) are used for a wide range of laboratory tests. Prior to testing, the cells may need to be cultured to obtain adequate numbers of amniocytes. | Not applicable |  | Interfering factors: -Inadequate amount of specimen may not permit adequate analysis -Exposure of the specimen to temperature extremes(freezing or >30 degrees C)may destroy cells and interfere with attempts to culture cells -Improper packaging may result in broken, leaky, and contaminated specimens during transport -Transport time should not exceed 2 days -Contamination by maternal cells may interfere with attempts to culture cells and may cause interpretive problems | Arsham MS, Barch MJ, Lawce HJ, eds. The AGT Cytogenetics Laboratory Manual. 4th ed. Wiley-Blackwell; 2017 | The specimen is split into 8 to 10 separate culture dishes. The cells are grown on coverslips in culture media for 4 to 10 days. The cultures are trypsinized into 2 to 3 T25 tissue culture flasks or 1 to 2 T75 tissue culture flasks.(Arsham MS, Barch MJ, Lawce HJ, eds. The AGT Cytogenetics Laboratory Manual. 4th ed. Wiley-Blackwell; 2017:175-178) | 23 to 24 days | Cell cultures: 6 months; Any remaining supernatant or whole fluid aliquots: 14 days after results reported. | Not Applicable | 8823588240 | Amniotic Fluid Culture/Genetic Test | 103593-0 | 52310 | Released By | 18771-6
FUNID | Culture Referred for Identification, Fungus | Identification of pure isolates of filamentous fungi and yeast | Macroscopic/Microscopic/D2 rDNA Gene Sequencing/Real-Time Polymerase Chain Reaction (rtPCR)/Matrix-Assisted Laser Desorption/Ionization-Time of Flight Mass Spectrometry (MALDI-TOF MS) Dimorphic Pathogen Identification Confirmation: D2 rDNA Gene Sequencing/rtPCR/MALDI-TOF MS | Yes | Culture Referred for ID, Fungus | When this test is ordered, the reflex tests may be performed and charged. All fungal organisms submitted will be identified and billed as appropriate. | Specimen Type:Organism in pure culture Supplies:Infectious Container, Large (T146) Container/Tube: Preferred:Sabouraud dextrose agar slant Acceptable:Inhibitory mold agar slant Specimen Volume:Isolated mold or yeast Collection Instructions:Organism must be in pure culture, actively growing.Do not submit mixed cultures. |  | Organisms are referred for identification or to confirm an identification made elsewhere. This may provide helpful information regarding the significance of the organism, its role in the disease process, and its possible origin. | Not applicable | Genus and species are reported on fungal isolates whenever possible. | If the organism is received in mixed culture or contaminated, thereport may be delayed or identification may not be possible. | Ashbee HR: General approaches for direction detection and identification of fungi. In: Carroll KC, Pfaller MA, Landry ML, et al, eds. Manual of Clinical Microbiology. 12th ed. Vol 1. ASM Press; 2019:2035-2055 | Identification of fungi is based on colonial and microscopic morphology, matrix-assisted laser desorption/ionization time-of-flight (MALDI-TOF) mass spectrometry, laboratory-developed real-time polymerase chain reaction (PCR) assays and/or D2 rDNA gene sequencing, as applicable.(Babady NE, Buckwalter SP, Hall L, Le Febre KM, Binnicker MJ, Wengenack NL: Detection ofBlastomyces dermatitidisandHistoplasma capsulatumfrom culture isolates and clinical specimens by use of real-time PCR. J Clin Microbiol. 2011 Sep;49[9]:3204-3208; Binnicker MJ, Buckwalter SP, Eisberner JJ, et al: Detection ofCoccidioidesspecies in clinical specimens by real-time PCR. J Clin Microbiol. 2007 Jan;45[1]:173-178; Dhiman N, Hall L, Wohlfiel SL, Buckwalter SP, Wengenack NL: Performance and cost analysis of matrix-assisted laser desorption ionization time of flight mass spectrometry for routine identification of yeast. J Clin Microbiol. 2011 Apr;49[4]:1614-1616; Hall L, Wohlfiel SL, Roberts GD: Experience with the MicroSeq D2 large-subunit ribosomal DNA sequencing kit for identification of filamentous fungi encountered in the clinical laboratory. J Clin Microbiol. 2004 Feb;42[2]:622-626; Theel ES, Schmidt BH, Hall L, et al: Formic acid-based direct, on-plate testing of yeast andCorynebacteriumspecies by Bruker Biotyper matrix-assisted laser desorption ionization-time of flight mass spectrometry. J Clin Microbiol. 2012 Sep;50[9]:3093-3095; Theel ES, Hall L, Mandrekar J, Wengenack NL: Dermatophyte identification using matrix-assisted laser desorption ionization-time of flight mass spectrometry. J Clin Microbiol. 2011 Dec;49[12]:4067-4071) | 2 to 35 days | 30 days after identification | This test has been cleared, approved, or is exempt by the US Food and Drug Administration and is used per manufacturer's instructions. Performance characteristics were verified by Mayo Clinic in a manner consistent with CLIA requirements. | 87107-Culture, fungi, definitive identification87106-Culture, fungi, definitive identification, each organism; yeast (if appropriate)87106-Id MALDI-TOF Mass Spec Yeast (if appropriate)87107-Id MALDI-TOF Mass Spec Fungi (if appropriate)87107-Culture, fungi, definitive identification, each organism; mold (if appropriate)87107-Fungal identification Panel A (if appropriate)87107-Fungal identification Panel B (if appropriate)87150-Identification rapid PCR coccidioides (if appropriate)87150 x 2-Identification Histoplasma/Blastomyces, PCR (if appropriate)87153-D2 fungal sequencing Identification (if appropriate)87150-Id, Candida auris Rapid PCR (if appropriate) | Culture Referred for ID, Fungus | 42804-5 | FUNID | Culture Referred for ID, Fungus | In Process
TBIDS | Culture Referred for Identification, Mycobacterium and Nocardia with Antimicrobial Susceptibility Testing, Varies | Rapid identification to the species level and susceptibility testing forMycobacteriumspecies, Nocardiaspecies,and other aerobic actinomycete genera and species from pure culture isolates | Nucleic Acid Probe/16S rDNA Sequencing/Matrix-Assisted Laser Desorption Ionization Time-of-Flight Mass Spectrometry (MALDI TOF MS)/Rapid Polymerase Chain Reaction (PCR) | Yes | Mycobacteria Culture Refer ID+Susc | When this test is ordered, the reflex antimicrobial susceptibility test will be performed at an additional charge. All mycobacteria andNocardia(including aerobic actinomycetes) submitted will be identified and billed as appropriate. | Specimen Type:Organism in pure culture Supplies:Infectious Container, Large (T146) Container/Tube:Middlebrook (7H10 or 7H11) or Lowenstein-Jensen medium slant or in broth (eg, Mycobacteria Growth Indicator Tube [7H9] broth) Specimen Volume:Isolate Collection Instructions:Organism must be in pure culture, actively growing.Do not submit mixed cultures. |  | There are nearly 200 recognized species of mycobacteria and more than 100Nocardiaspecies. Many are human pathogens and, therefore, identification to the species level is important to help guide patient care. In addition, there are other aerobic actinomycete genera that can be human pathogens including, but not limited to,Tsukamurella,Rhodococcus, andGordoniaspecies. Nucleic acid hybridization probes are utilized that identify specificribosomal RNA sequences ofMycobacterium tuberculosiscomplex,Mycobacterium aviumcomplex, andMycobacterium gordonae.OtherMycobacteriaspecies,Nocardiaspecies, and other aerobic actinomycete genera are identified using matrix-assisted laser desorption ionization time-of-flight mass spectrometry (MALDI TOF MS)or nucleic acid sequencing of a 500-base pair region of the 16Sribosomal RNA gene. After identification, antimicrobial susceptibility testing is performed following Clinical and Laboratory Standards Institute (CLSI) M24 guidelines using either broth dilution or critical concentration methods as appropriate for the species. | Not applicable | Organisms growing in pure culture are identified to the species level whenever possible. | If the organism is received in mixed culture or contaminated, the report may be delayed or identification may not be possible. | 1.Pfyffer GE:Mycobacterium:general characteristics, laboratory detection, and staining procedures. In: Jorgensen JH, Pfaller MA, eds. Manual of Clinical Microbiology. 11thed. Vol 1.ASM Press; 2015:536-569 2. Clinical and Laboratory Standards Institute: Susceptibility Testing of Mycobacteria, Nocardiae, and Other Aerobic Actinomycetes. 2nd ed. CLSI document M24-A2. Clinical and Laboratory Standards Institute; 2011 | The Gen-Probe AccuProbe system uses an acridinium-labeled, single-stranded DNA probe that is complementary to the ribosomal RNA of the target organism. After the ribosomal RNA is released from the organism, the labeled DNA probe combines with the target organism's ribosomal RNA to form a stable DNA:RNA hybrid. Chemiluminescence is used as an indicator to detect specific hybrids.(Musial CE, Tice LS, Stockman L, Roberts GD: Identification ofMycobacteriafrom culture by using Gen-Probe rapid diagnostic system forMycobacterium aviumcomplex andMycobacterium tuberculosiscomplex. J Clin Microbiol. 1988 Oct;26[10]:2120-2123) The DNA sequence analysis utilizes a 500-base pair region of the 16S rRNA gene as the target for identification of mycobacteria and is performed using the MicroSeq kit from Applied Biosystems. Sequence data generated is compared to several different databases of known mycobacterial and aerobic actinomycete sequences to obtain organism identification. These include MicroSeq, NCBI GenBank, and Mayo Clinic Mycobacteria database. A 100% agreement with a database strain is needed for an acceptable identification to the species level.(Hall L, Doerr KA, Wohlfiel SL, Roberts GD: Evaluation of the MicroSeq system for identification of mycobacteria by 16S ribosomal DNA sequencing and its integration into a routine clinical mycobacteriology laboratory. J Clin Microbiol. 2003 Apr;41[4]:1447-1453) Matrix-assisted laser desorption ionization time-of-flight mass spectrometry (MALDI TOF MS)analysis is done using the Bruker BioTyper platform and the Bruker BDAL library, Bruker Mycobacterial Library, and the Mayo Clinic Library. A spectral score of 2.0 or greater is required for identification to the species level. The method employed in this assay is broth microtiter dilution using a commercially available plate from Trek Diagnostics. Antimicrobials included in the assay are tested according to the Clinical and Laboratory Standards Institute (CLSI) guidelines.(CLSI: Susceptibility Testing ofMycobacteria,Nocardiae, and Other AerobicActinomycetes.2nd ed.CLSI document M24-A2. CLSI; 2011; Woods GL, Lin SYG, Desmond EP: Susceptibility test methods:Mycobacteria,Nocardia, and Other Actinomycetes. In: Jorgensen JH, Pfaller MA, Carroll KC, et al, eds. Manual of Clinical Microbiology. Vol 1. 11th ed. ASM Press; 2015:1356-1378) M tuberculosisfirst-line susceptibilities are tested with the presence of critical concentrations of the antimycobacterial drugs isoniazid, rifampin, and ethambutol. One of 2 FDA-cleared platforms may be used. Second-line susceptibilities utilize the MycoTB broth microtiter dilution plate.(Trek Diagnostic Systems Inc.) Antimicrobials included in the assay are tested according to the CLSI guidelines. The plate contains lyophilized antimicrobials, which are rehydrated prior to testing. A standardized suspension of theM tuberculosisisolate is added to the plate wells and the plate is incubated at 36 degrees C in 5% to 10% CO2 for up to 14 days. The first drug-containing well with no visible growth is determined to be the endpoint.(CLSI: Susceptibility Testing ofMycobacteria,Nocardiae, and OtherActinomycetes; Approved Standard. CLSI document M24-A2, 2011; Hall L, Jude KP, Clark SL, et al: Evaluation of the Sensititre MycoTB plate for susceptibility testing of theMycobacterium tuberculosiscomplex against first- and second-line agents. J Clin Microbiol. 2012;50:3732-3734) | 60 to 70 days |  | This test was developed and its performance characteristics determined by Mayo Clinic in a manner consistent with CLIA requirements. It has not been cleared or approved by the US Food and Drug Administration. | Culture Referred for Identification,Mycobacterium87118-Identificaiton of mycobacteria87158-Identification of mycobacteria by other methods (if appropriate)87118 -Id MALDI-TOF Mass Spec AFB (if appropriate)87153-Mycobacteria Identification by Sequencing (if appropriate)87150-Mycobacteria Probe Ident, Solid (if appropriate)87150-Mycobacteria Probe Ident, Broth (if appropriate)87150-Id, Mtb Speciation, PCR (if appropriate)87186-Susceptibility Rapid Grower (if appropriate)87186-Susceptibility Slow Grower (if appropriate)87186-Susceptibility Nocardia species (if appropriate)87188 x 3-Antimicrobial Susceptibility, Mycobacterium tuberculosis Complex, Broth Method (if appropriate)87186-Suscetpbility, Mtb Cx, 2nd Line (if appropriate)87188-Susceptibility, Mycobacterium tuberculosis Complex, Pyrazinamide (if appropriate)87153-Mtb PZA Confirmation, pncA Sequencing (if appropriate)87150- Id, MTB complex Rapid PCR (if appropriate) | Mycobacteria Culture Refer ID+Susc | 543-9 | TBIDS | Mycobacteria Culture Refer ID+Susc | In Process
CTBID | Culture Referred for Identification, Mycobacterium and Nocardia, Varies | Rapid identification to the species level forMycobacteriumspecies, Nocardiaspecies,and other aerobic actinomycete genera and species from pure culture isolates | Nucleic Acid Probe/16S rDNA Sequencing/Matrix-Assisted Laser Desorption Ionization Time-of-Flight Mass Spectrometry (MALDI-TOF MS)/Rapid PCR | Yes | Culture Refer for ID, Mycobacterium | When this test is ordered, the reflex test may be performed at an additional charge. All mycobacteria andNocardia(including aerobic actinomycetes) submitted will be identified and billed as appropriate. | Specimen Type:Organism in pure culture Supplies:Infectious Container, Large (T146) Container/Tube:Middlebrook (7H10 or 7H11) or Lowenstein-Jensen medium slant or in broth (eg, Mycobacteria Growth Indicator Tube [7H9] broth) Specimen Volume: Visible growth of isolate on solid media Isolate in broth media: > or =3 mL A minimum volume of 3 mL is recommended in order to perform all initial testing, this may include: stains, sub-culture media, nucleic acid probes, and any additional testing that may be required to determine the identification. If the broth sample volume is <3 mL, initial testing may be limited, and increased turnaround time is likely. Collection Instructions:Organism must be in pure culture, actively growing.Do not submit mixed cultures. |  | There are approximately 200 recognized species of mycobacteria and more than 100Nocardiaspecies. Many of these species are human pathogens and, therefore, identification to the species level is important to help guide patient care. In addition, there are other aerobic actinomycete genera that can be human pathogens including, but not limited to,Tsukamurella,Rhodococcus, andGordoniaspecies. Nucleic acid hybridization probes are utilized that identify specificribosomal RNA sequences ofMycobacterium tuberculosiscomplex,Mycobacterium aviumcomplex, andMycobacterium gordonae.OtherMycobacteriaspecies,Nocardiaspecies and other aerobic actinomycete genera are identified usingmatrix-assisted laser desorption/ionization time-of-flight mass spectrometry (MALDI-TOFMS)or nucleic acid sequencing of a 500-base pair region of the 16Sribosomal RNA gene. | Not applicable | Organisms growing in pure culture are identified to the species level whenever possible. | If the organism is received in mixed culture or contaminated, the report may be delayed or identification may not be possible. | 1. Martin I, Pfyffer GE, Parrish N: Mycobacterium: General characteristics, laboratory detection and staining procedures. In: Carroll KC, Pfaller MA, Landry ML, et al, eds. Manual of Clinical Microbiology. 12th ed. Vol 1.ASM Press; 2019:558-575 2. Warshauer DM, Salfinger M, Desmond E, Lin SYG: Mycobacterium tuberculosis complex. In: Carroll KC, Pfaller MA, Landry ML, et al, eds. Manual of Clinical Microbiology. 12th ed. Vol 1.ASM Press; 2019:576-594 3. Caulfield AJ, Richter E, Brown-Elliott BA, Wallace RJ Jr, Wengenack NL: Mycobacterium: Laboratory characteristics of slowly growing mycobacteria other than Mycobacterium tuberculosis. In: Carroll KC, Pfaller MA, Landry ML, et al, eds. Manual of Clinical Microbiology. 12th ed. Vol 1. ASM Press; 2019:595-611 4. Brown-Elliott BA, Wallace RJ Jr: Mycobacterium: Clinical and laboratory characteristics of rapidly growing mycobacteria. In: Carroll KC, Pfaller MA, Landry ML, et al, eds. Manual of Clinical Microbiology. 12th ed. Vol 1.ASM Press; 2019:612-629 5. Conville PS, Brown-Elliott BA, Witebsky FG: Nocarida, Rhodococcus, Gordonia, Actinomadura, Streptomyces and other eerobic Actinomycetes. In: Carroll KC, Pfaller MA, Landry ML, et al, eds. Manual of Clinical Microbiology. 12th ed. Vol 1.ASM Press; 2019:525-557 | The Gen-Probe AccuProbe system uses an acridinium-labeled, single-stranded DNA probe that is complementary to the ribosomal RNA of the target organism. After the ribosomal RNA is released from the organism, the labeled DNA probe combines with the target organism's ribosomal RNA to form a stable DNA:RNA hybrid. Chemiluminescence is used as an indicator to detect specific hybrids.(Musial CE, Tice LS, Stockman L, Roberts GE: Identification of mycobacteria from culture by using Gen-Probe rapid diagnosis system forMycobacterium aviumcomplex andMycobacterium tuberculosiscomplex. J Clin Microbiol. 1988 Oct;26(10):2120-2123) The DNA sequence analysis utilizes a 500 base pair region of the 16S rRNA gene as the target for identification of mycobacteria and is performed using the MicroSeq kit from Applied Biosystems. Sequence data generated is compared to several different databases of known mycobacterial and aerobic actinomycete sequences to obtain organism identification. These include MicroSeq, NCBI GenBank, and Mayo Clinic Mycobacteria database. A 100% or greater agreement with a database strain is needed for an acceptable identification to the species level.(Hall L, Doerr KA, Wohlfiel SL, Roberts GD: Evaluation of the MicroSeq system for identification of mycobacteria by 16S ribosomal DNA sequencing and its integration into a routine clinical mycobacteriology laboratory. J Clin Microbiol. 2003 Apr;41[4]:1447-1453) Matrix-assisted laser desorption ionization time-of-flight mass spectrometry (MALDI-TOFMS)analysis is done using the Bruker BioTyper platform and the Bruker BDAL library, Bruker Mycobacterial Library and the Mayo Clinic Library. A spectral score of > or =2.0 is required for identification to the species level. (Buckwalter SP, Olson SL, Connelly BJ, et al: Evaluation of matrix-assisted laser desorption ionization-time of flight mass spectrometry for identification of Mycobacterium species, Nocardia species, and other aerobic actinomycetes. J Clin Microbiol 2016 Feb;54[2]:376-384) | 60 to 70 days | 2 years | This test has been cleared, approved, or is exempt by the US Food and Drug Administration and is used per manufacturer's instructions. Performance characteristics were verified by Mayo Clinic in a manner consistent with CLIA requirements. | Culture Referred for Identification,Mycobacterium87118-Identification of mycobacteria87158-Identification of mycobacteria by other methods (if appropriate)87118 -Id MALDI-TOF Mass Spec AFB (if appropriate)87153-Mycobacteria Identification by Sequencing (if appropriate)87150-Mycobacteria Probe Ident, Solid (if appropriate)87150-Mycobacteria Probe Ident, Broth (if appropriate)87150-Id, Mtb Speciation, PCR (if appropriate)87150- Id, MTB complex Rapid PCR (if appropriate) | Culture Refer for ID, Mycobacterium | 543-9 | CTBID | Culture Refer for ID, Mycobacterium | In Process
CURL | Curvularia lunata, IgE, Serum | Establishing a diagnosis of an allergy toCurvularia lunata Defining the allergen responsible for eliciting signs and symptoms Identifying allergens: -Responsible for allergic response and/or anaphylactic episode -To confirm sensitization prior to beginning immunotherapy -To investigate the specificity of allergic reactions to insect venom allergens, drugs, or chemical allergens | Fluorescence Enzyme Immunoassay (FEIA) | Yes | Curvularia Lunata, IgE | Serum | Collection Container/Tube: Preferred:Serum gel Acceptable:Red top Submission Container/Tube:Plastic vial Specimen Volume:0.5 mL for every 5 allergens requested Collection Instructions:Centrifuge and aliquot serum into a plastic vial. | For 1 allergen: 0.3 mL For more than 1 allergen: (0.05 mL x number of allergens) + 0.25 mL deadspace | Clinical manifestations of immediate hypersensitivity (allergic) diseases are caused by the release of proinflammatory mediators (histamine, leukotrienes, and prostaglandins) from IgE-sensitized effector cells (mast cells and basophils) when cell-bound IgE antibodies interact with an allergen. In vitro serum testing for IgE antibodies provides an indication of the immune response to allergens that may be associated with allergic disease. The allergens chosen for testing often depend upon the age of the patient, history of allergen exposure, season of the year, and clinical manifestations. In individuals predisposed to develop allergic disease, the sequence of sensitization and clinical manifestations proceed as follows: eczema and respiratory disease (rhinitis and bronchospasm) in infants and children less than 5 years due to food sensitivity (milk, egg, soy, and wheat proteins) followed by respiratory disease (rhinitis and asthma) in older children and adults due to sensitivity to inhalant allergens (dust mite, mold, and pollen inhalants). | Class,IgE kU/L,Interpretation, 0,<0.10,Negative, 0/1,0.10-0.34,Borderline/equivocal, 1,0.35-0.69,Equivocal, 2,0.70-3.49,Positive, 3,3.50-17.4,Positive, 4,17.5-49.9,Strongly positive, 5,50.0-99.9,Strongly positive, 6,> or =100,Strongly positive, | Detection of IgE antibodies in serum (class 1 or greater) indicates an increased likelihood of allergic disease as opposed to other etiologies and defines the allergens that may be responsible for eliciting signs and symptoms. The level of IgE antibodies in serum varies directly with the concentration of IgE antibodies expressed as a class score or kU/L. | Testing for IgE antibodies is not useful in patients previously treated with immunotherapy to determine if residual clinical sensitivity exists or in patients in whom the medical management does not depend upon identification of allergen specificity. Some individuals with clinically insignificant sensitivity to allergens may have measurable levels of IgE antibodies in serum, and test results must be interpreted in the clinical context. False-positive results for IgE antibodies may occur in patients with markedly elevated serum IgE (>2500 kU/L) due to nonspecific binding to allergen solid phases. | Homburger HA, Hamilton RG: Allergic diseases. In: McPherson RA, Pincus MR, eds. Henry's Clinical Diagnosis and Management by Laboratory Methods. 23rd ed.Elsevier; 2017:1057-1070 | Specific IgE from the patient's serum reacts with the allergen of interest, which is covalently coupled to an ImmunoCAP. After washing away nonspecific IgE, enzyme-labeled anti-IgE antibody is added to form a complex. After incubation, unbound anti-IgE is washed away, and the bound complex incubated with a developing agent. After stopping the reaction, the fluorescence of the eluate is measured. Fluorescence is proportional to the amount of specific IgE present in the patient's sample (ie, the higher the fluorescence value, the more IgE antibody is present).(Package insert: ImmunoCAP System Specific IgE FEIA. Phadia; Rev 06/2020) | 1 to 3 days | 14 days | This test has been cleared, approved, or is exempt by the US Food and Drug Administration and is used per manufacturer's instructions. Performance characteristics were verified by Mayo Clinic in a manner consistent with CLIA requirements. | 86003 | Curvularia Lunata, IgE | 6094-7 | CURL | Curvularia Lunata, IgE | 6094-7
FCURV | Curvularia spicifera/Bipolaris IgE |  | ImmunoCAP FEIA | Yes | Curvularia spicifera/Bipolaris IgE | Serum | Specimen Type: Serum Container/Tube: Red or SST Specimen Volume: 0.5 mL Collection Instructions: Draw blood in a plain red-top tube(s), serum gel tube is acceptable. Spin down and send 0.5 mL of serum refrigerated in a plastic vial. | 0.5 mL |  | <0.35 kU/L | Class IgE (kU/L) Comment 0 <.10 Negative 0/1 0.10 â€“ 0.34 Equivocal/Borderline 1 0.35 â€“ 0.69 Low Positive 2 0.70 â€“ 3.49 Moderate Positive 3 3.50 â€“ 17.49 High Positive 4 17.50 â€“ 49.99 Very High Positive 5 50.00 â€“ 99.9 Very High Positive 6 >99.99 Very High Positive |  |  | The ImmunoCAP FEIA method uses as the solid phase a flexible, hydrophobic cellulosic polymer to which allergen has been covalently linked. The advantage of this system is that it has a very high antigen binding capacity when compared to other systems and it has minimal non-specific binding with high total IgE. Viracor Eurofins provides an optional low range calibrator at 0.1 kU/L and a 0/1 class. | 1 to 4 days |  | This test was developed and its performance characteristics determined by Viracor Eurofins. It has not been cleared or approved by the U.S. Food and Drug Administration. | 86003 | Curvularia spicifera/Bipolaris IgE | 42198-2 | Z3814 | CLASS | 102267-2
CGPH | Custom Gene Panel, Hereditary, Next-Generation Sequencing, Varies | Customization of existing next-generation sequencing panels offered through Mayo Clinic Laboratories Detection single nucleotide and copy number variants in a custom gene panel Identification of a pathogenic variant may assist with diagnosis, prognosis, clinical management, familial screening, and genetic counseling for a hereditary condition | Sequence Capture and Next-Generation Sequencing (NGS)/Polymerase Chain Reaction (PCR), Sanger Sequencing or Multiplex Ligation-Dependent Probe Amplification (MLPA) | Yes | Custom Gene Panel, Hereditary | Pricing for this test is based on the number of genes selected (1, 2-14, 15-49, 50-100, 101-500, and greater than 500) and their corresponding CPT codes.For more information seeCustom Gene Ordering Pricing. | Specimen Type:Whole blood Patient Preparation:A previous bone marrow transplant from an allogenic donor will interfere with testing. Call 800-533-1710 for instructions for testing patients who have received a bone marrow transplant. Container/Tube: Preferred:Lavender top (EDTA) or yellow top (ACD) Acceptable:Any anticoagulant Specimen Volume:3 mL Collection Instructions: 1. Invert several times to mix blood. 2. Send whole blood specimen in original tube.Do not aliquot. Specimen Stability Information:Ambient 4 days/Refrigerated | See Specimen Required | This test can be used to customize genetic testing panels offered at Mayo Clinic Laboratories. Individual genes can be added or removed to an existing genetic testing panel. Additionally, this test can be used to create your own custom single gene or multi-gene panel or to combine existing panels within the same disease state. Note:Any genes added to the custom panel must be from the same disease state. Only one Gene List ID may be submitted per Custom Gene Panel, Hereditary order. The Gene List ID can be created using theCustom Gene Ordering tool(see Ordering Guidance). | An interpretive report will be provided. | All detected variants are evaluated according to American College of Medical Genetics and Genomics recommendations.(1) Variants are classified based on known, predicted, or possible pathogenicity and reported with interpretive comments detailing their potential or known significance. | Clinical Correlations: Test results should be interpreted in the context of clinical findings, family history, and other laboratory data. Misinterpretation of results may occur if the information provided is inaccurate or incomplete. If testing was performed because of a clinically significant family history, it is often useful to first test an affected family member. Detection of a reportable variant in an affected family member would allow for more informative testing of at-risk individuals. To discuss the availability of additional testing options or for assistance in the interpretation of these results, contact the Mayo Clinic Laboratories genetic counselors at 800-533-1710. Technical Limitations: Next-generation sequencing may not detect all types of genomic variants. In rare cases, false-negative or false-positive results may occur. The depth of coverage may be variable for some target regions; assay performance below the minimum acceptable criteria or for failed regions will be noted. Given these limitations, negative results do not rule out the diagnosis of a genetic disorder. If a specific clinical disorder is suspected, evaluation by alternative methods can be considered. There may be regions of genes that cannot be effectively amplified for sequencing or deletion and duplication analysis as a result of technical limitations of the assay, including regions of homology, high GC (guanine-cytosine) content, and repetitive sequences. Confirmation of select reportable variants will be performed by alternate methodologies based on internal laboratory criteria. The test is validated to detect 95% of deletions up to 75 base pairs (bp) and insertions up to 47 bp. Deletions-insertions (delins) greater or equal to 40 bp, including mobile element insertions, may be less reliably detected than smaller delins. Deletion/Duplication Analysis: This analysis targets single and multi-exon deletions/duplications; however, in some instances, single exon resolution cannot be achieved due to isolated reduction in sequence coverage or inherent genomic complexity. Balanced structural rearrangements (such as translocations and inversions) may not be detected. This test is not designed to detect low levels of mosaicism or to differentiate between somatic and germline variants. If there is a possibility that any detected variant is somatic, additional testing may be necessary to clarify the significance of results. For detailed information regarding gene specific performance and technical limitations, see the appropriate Targeted Gene and Methodology details in Method Description or contact a laboratory genetic counselor. If the patient has had an allogeneic hematopoietic stem cell transplant or a recent blood transfusion, results may be inaccurate due to the presence of donor DNA. Call Mayo Clinic Laboratories for instructions for testing patients who have received a bone marrow transplant. Reclassification of Variants-Policy: Currently, it is not standard practice for the laboratory to systematically review previously classified variants on a regular basis. The laboratory encourages healthcare providers to contact the laboratory at any time to learn how the classification of a particular variant may have changed over time. Variant Evaluation: Evaluation and categorization of variants are performed using publishedAmerican College of Medical Genetics and Genomicsand the Association for Molecular Pathology recommendations as a guideline.(1) Other gene-specific guidelines may also be considered. Variants are classified based on known, predicted, or possible pathogenicity and reported with interpretive comments detailing their potential or known significance. Variants classified as benign or likely benign are not reported. Multiple in silico evaluation tools may be used to assist in the interpretation of these results. The accuracy of predictions made by in silico evaluation tools is highly dependent upon the data available for a given gene, and periodic updates to these tools may cause predictions to change over time. Results from in silico evaluation tools should be interpreted with caution and professional clinical judgment. | 1. Richards S, Aziz N, Bale S, et al: Standards and guidelines for the interpretation of sequence variants: a joint consensus recommendation of the American College of Medical Genetics and Genomics and the Association for Molecular Pathology. Genet Med. 2015 May;17(5):405-424. doi: 10.1038/gim.2015.30 | Next-generation sequencing (NGS) and/or Sanger sequencing are performed to test for the presence of variants in coding regions and intron/exon boundaries of the genes analyzed, as well as some other regions that have known disease-causing variants. The human genome reference GRCh37/hg19 build is used for sequence read alignment. At least 99% of the bases are covered at a read depth over 30X. Sensitivity is estimated at above 99% for single nucleotide variants, above 94% for deletions less than 40 base pairs (bp), above 95% for deletions up to 75 bp, and insertions up to 47 bp. NGS and/or a polymerase chain reaction-based quantitative method is performed to test for the presence of deletions and duplications in the genes analyzed. There may be regions of genes that cannot be effectively amplified for sequencing or deletion and duplication analysis as a result of technical limitations of the assay, including regions of homology, high GC (guanine-cytosine) content, and repetitive sequences. Confirmation of select reportable variants may be performed by alternate methodologies based on internal laboratory criteria.(Unpublished Mayo method) For details regarding the specific gene regions not routinely covered, see the appropriate information: -Targeted Genes and Methodology Details for Cardiovascular/Connective Tissue/Dyslipidemia/Cerebrovascular/Primary Ciliary Dyskinesia Custom Gene Panel -Targeted Genes and Methodology Details for Epilepsy Custom Gene Panel -Targeted Genes and Methodology Details for Hearing Loss Custom Gene Panel -Targeted Genes and Methodology Details for Hereditary Cancer Custom Gene Panel -Targeted Genes and Methodology Details for Inborn Errors of Metabolism Custom Gene Panel -Targeted Genes and Methodology Details for Nephrology Custom Gene Panel -Targeted Genes and Methodology Details for Neurologic Disorders Custom Gene Panel -Targeted Genes and Methodology Details for the Nuclear Mitochondrial Disorders Custom Gene Panel | 28 to 35 days | Whole Blood: 2 weeks (if available); Extracted DNA: 3 months | This test was developed and its performance characteristics determined by Mayo Clinic in a manner consistent with CLIA requirements. It has not been cleared or approved by the US Food and Drug Administration. | CPT codes are based on the gene content of the custom gene panel. Refer to theCustom Gene Ordering Toolfor custom gene panel specific CPT code information.81165 (if appropriate)81166 (if appropriate)81167 (if appropriate)81162 (if appropriate)81201 (if appropriate)81216 (if appropriate)81223 (if appropriate)81249 (if appropriate)81252 (if appropriate)81286 (if appropriate)81292 (if appropriate)81295 (if appropriate)81298 (if appropriate)81307 (if appropriate)81319 (if appropriate)81321 (if appropriate)81351 (if appropriate)81403 (if appropriate)81404 (if appropriate)81405 (if appropriate)81406 (if appropriate)81407 (if appropriate)81408 (if appropriate)81430 (if appropriate)81431 (if appropriate)81440 (if appropriate)81443 (if appropriate)81448 (if appropriate)81479 (if appropriate)81189 (if appropriate)81419 (if appropriate) | Custom Gene Panel, Hereditary | 105259-6 | 620157 | Additional Results | 82939-0
CIB | Cutaneous Direct Immunofluorescence Assay, Varies | Confirming a diagnosis of bullous pemphigoid, cicatricial pemphigoid, pemphigoid gestationis and other variants of pemphigoid, all types of pemphigus, including paraneoplastic pemphigus (paraneoplastic multiorgan syndrome), dermatitis herpetiformis, linear IgA bullous dermatosis, chronic bullous disease of childhood, epidermolysis bullosa acquisita, porphyria cutanea tarda, bullous eruption of lupus erythematosus, and atypical or mixed forms of bullous disease, systemic lupus erythematosus, cutaneous lupus erythematosus, or other variants, vasculitis, lichen planus, and other inflammatory diseases This test isnot usefulfor diagnosis of malignancies involving the skin. | Direct Immunofluorescence Assay (IFA) | Yes | Cutaneous Direct IFA, Biopsy | For information seePathology Consultation Ordering Algorithm | Processed as 1 specimen: Two or more biopsies fromsame siteand sent in 1 specimen vial. Processed as 2 specimens: Two or more biopsies fromdifferent sitesrequire separate specimen vials. Note: These can be ordered together. Tests performed on each site will be billed accordingly. Transport Medium Method Specimen Type:Tissue Supplies:Michel's Transport Media for Immunofluorescent Testing on Tissue (T321) Sources:Skin or 1 of the following mucosae: oral (oropharyngeal), nasal, genital, esophageal, conjunctival, laryngeal, or epiglottis Container/Tube:Screw-capped container or vial containing transport medium (Michel's, also called Zeus media) Specimen Volume:2- to 8-mm punch specimen, intact or bisected; excisional biopsy specimen intact or bisected Collection Instructions: 1. Collect biopsy of skin or mucosa avoiding old lesions (including facial), ulcers, erosions, or bullae. Refer to Recommended Biopsy Site Selection Based on Disease State below. 2. Immediately place specimen into a labeled vial of transport medium and seal tightly. Acceptable Snap-Frozen Method Specimen Type:Tissue Sources:Skin or 1 of the following mucosae: oral (oropharyngeal), nasal, genital, esophageal, conjunctival, laryngeal, or epiglottis Container/Tube:Plastic vial Specimen Volume:2-8 mm punch specimen, intact or bisected; excisional biopsy specimen, intact or bisected Collection Instructions: 1. Collect biopsy of skin or mucosa avoiding old lesions (including facial), ulcers, erosions, or bullae. Refer to Recommended Biopsy Site Selection Based on Disease State below. 2. Immediately place specimen into liquid nitrogen and allow to freeze thoroughly (do not allow specimen to desiccate). If liquid nitrogen is not available, specimen may be frozen by placing it on a small square of aluminum foil on a block of dry ice. Liquid nitrogen is preferred. 3. Immediately wrap specimen carefully in aluminum foil. At no time should the specimen be allowed to thaw. 4. Place the wrapped specimen into the prelabeled plastic vial and seal tightly. Ship frozen. Recommended Biopsy Site Selection Based on Disease State 1. Pemphigus and pemphigoid groups(including linear IgA bullous dermatosis and chronic bullous disease of childhood):Biopsy erythematous perilesional skin or mucosa. Avoid erosions, ulcers, and bullae while obtaining tissue adjacent to active lesions. Label as perilesional skin. 2. Dermatitis herpetiformis:Biopsy normal-appearing skin, 0.5-1 cm away from lesion. Label as perilesional skin. 3. Lupus erythematosus:Involved areas of skin such as erythematous or active borders are preferred biopsy sites to confirm the diagnosis of lupus erythematosus, either discoid or systemic. Label as involved skin. Avoid ulcers, old lesions, and facial lesions, if possible. Uninvolved, nonexposed skin is the preferred site to detect a lupus band as may be found in systemic lupus erythematosus. Should unexposed skin be desired, buttock or medial thigh is suggested. Label as uninvolved, nonexposed skin. 4. Mixed connective tissue disease:Biopsy as for lupus erythematosus except when sclerodermoid features are present. For sclerodermoid features, biopsy inflamed area. Label as involved or uninvolved, exposed or nonexposed skin. 5. Vasculitis and urticaria:The erythematous or active border of a new lesion is preferred. Avoid old lesions and ulcers. Label as involved skin. If appropriate, skin lesion is not present, diagnosis may sometimes be made from uninvolved skin. 6. Porphyria:Biopsy involved skin. Avoid old lesions and ulcers. Label as involved skin. 7. Lichen planus and lichenoid reactions:Biopsy involved skin. Avoid old lesions and ulcers. Label as involved skin. | See Specimen Required | Skin or mucosal tissue from patients with autoimmune bullous diseases, connective tissue disease, vasculitis, lichen planus, and other inflammatory conditions often contains bound immunoglobulin, complement, or fibrinogen. Biopsy specimens are examined for the presence of bound IgG, IgM, IgA, third component of complement (C3), fibrinogen, and IgG4. | An interpretive report will be provided. | A board-certified Dermatopathologist will review and interpret the test results in correlation with other clinical findings as provided. | This test is an adjunctive test to be interpreted in the context of clinical information, histologic studies, and serologic studies as clinically indicated. | 1. Jain S, Basavaraj V, Vimala MG. Utility of direct immunofluorescence studies in subclassification of autoimmune sub-epidermal bullous diseases: A 2-year study in a tertiary care hospital. Turk Patoloji Derg. 2016;32(2):91-98. doi:10.5146/tjpath.2015.01345 2. Diercks GF, Pas HH, Jonkman MF. Immunofluorescence of autoimmune bullous siseases. Surg Pathol Clin. 2017;10(2):505-512. doi:10.1016/j.path.2017.01.011 3. Kershenovich R, Hodak E, Mimouni D. Diagnosis and classification of pemphigus and bullous pemphigoid. Autoimmun Rev. 2014;13(4-5):477-481. doi:10.1016/j.autrev.2014.01.011 4.Buschman KE, Seraly M, Thong HY, Deng JS, Draviam RP, Abernethy JL. A predominant IgG4 subclass may be responsible for false-negative direct immunofluorescence in bullous pemphigoid. J Cutan Pathol. 2002;29(5):282-286. doi:10.1034/j.1600-0560.2002.290504.x 5. Lamb PM, Patton T, Deng JS. The predominance of IgG4 in prodromal bullous pemphigoid. Int J Dermatol. 2008;47(2):150-153. doi:10.1111/j.1365-4632.2008.03361.x | Frozen sections of biopsy specimens are brought to ambient temperature, air dried, washed with phosphate-buffered saline (PBS), and then layered with fluorescein isothiocyanate (FITC)-conjugated rabbit antihuman IgG, IgA, IgM, C3, fibrinogen, and IgG4. These slides are incubated in a moist chamber at ambient temperature. The sections are then washed with PBS, mounted in buffered glycerine, and viewed under a fluorescence microscope.(Mysorekar VV, Sumathy TK, Shyam Prasad AL. Role of direct immunofluorescence in dermatological disorders. Indian Dermatol Online J. 2015;6[3]:172-180. doi:10.4103/2229-5178.156386) | 2 to 5 days | Stained slides:14 days; Remaining biopsy tissue: 30 days | This test was developed using an analyte specific reagent. Its performance characteristics were determined by Mayo Clinic in a manner consistent with CLIA requirements. This test has not been cleared or approved by the US Food and Drug Administration. | Per biopsy site:8834688350 x 5 | Cutaneous Direct IFA, Biopsy | In Process | 71855 | Case Number | 80398-1
CIFA | Cutaneous Immunofluorescence Antibodies, IgA, Serum | Confirming the presence of IgA antibodies to diagnose pemphigoid, pemphigus, epidermolysis bullosa acquisita, or bullous lupus erythematosus | Indirect Immunofluorescence Assay (IFA) | Yes | Cutaneous Immfluor. Ab (IgA), S | Serum | Collection Container/Tube: Preferred:Serum gel Acceptable:Red top Submission Container/Tube: Plastic vial Specimen Volume:2 mL Collection Instructions: Centrifuge and aliquot serum into a plastic vial. | 0.5 mL | Immunoglobulin A anti-basement membrane zone (BMZ) antibodies are produced by patients with pemphigoid. In most patients with bullous pemphigoid, serum contains IgA anti-BMZ antibodies, while in cicatricial pemphigoid circulating IgA anti-BMZ antibodies are found in a minority of cases. Sensitivity of detection of anti-BMZ antibodies is increased when serum is tested using sodium chloride-split primate skin as substrate. Circulating IgA anti-BMZ antibodies are also detected in patients with epidermolysis bullosa acquisita and bullous eruption of lupus erythematosus. IgA anti-cell surface (CS) antibodies are produced by patients with pemphigus. The titer of anti-CS antibodies generally correlates with disease activity of pemphigus. | Report includes presence and titer of circulating antibodies. If serum contains basement membrane zone antibodies on split-skin substrate, patterns will be reported as: 1) Epidermal pattern, consistent with pemphigoid 2) Dermal pattern, consistent with epidermolysis bullosa acquisita Negative in normal individuals | Indirect immunofluorescence (IF) testing may be diagnostic when histologic or direct IF studies are only suggestive, nonspecific, or negative. Anti-cell surface antibodies correlate with a diagnosis of pemphigus. Anti-basement membrane zone (BMZ) antibodies correlate with a diagnosis of bullous pemphigoid, cicatricial pemphigoid, epidermolysis bullosa acquisita (EBA), or bullous eruption of lupus erythematosus (LE). If serum contains anti-BMZ antibodies, the pattern of fluorescence on sodium chloride (NaCl)-split skin substrate helps distinguish pemphigoid from EBA and bullous LE. Staining of the roof (epidermal side) or both epidermal and dermal sides of NaCl-split skin correlates with the diagnosis of pemphigoid, while fluorescence localized only to the dermal side of the split-skin substrate correlates with either EBA or bullous LE. | Results should be interpreted in conjunction with clinical information, histologic pattern, and results of direct immunofluorescence (IF) study. In particular, the finding of low titer (< or =1:80) anti-CS antibodies should not be used alone (ie, without histologic or direct IF support) to confirm a diagnosis of pemphigus. | 1. Caux F, Kirtschig G, Lemarchand-Venencie F, et al. IgA-epidermolysis bullosa acquisita in a child resulting in blindness. Br J Dermatol. 1997;137(2):270-275 2. Chorzelski TP, Jablonska S. IgA linear dermatosis of childhood (chronic bullous disease of childhood). Br J Dermatol. 1979;101(5):535-542 3. Guide SV, Marinkovich MP. Linear IgA bullous dermatosis. Clin Dermatol. 2001;19(6):719-727 4. Hashimoto T, Ebihara T, Nishikawa T. Studies of autoantigens recognized by IgA anti-keratinocyte cell surface antibodies. J Dermatol Sci. 1996;12(1):10-17 5. Lally A, Chamberlain A, Allen J, Dean D, Wojnarowska F. Dermal-binding linear IgA disease: an uncommon subset of a rare immunobullous disease. Clin Exp Dermatol. 2007;32(5):493-498 6. Tsuruta D, Ishii N, Hamada T, et al. IgA pemphigus. Clin Dermatol. 2011;29(4):437-442 7. Vodegel RM, de Jong MCJM, Pas HH, Jonkman MF. IgA-mediated epidermolysis bullosa acquisita: two cases and review of the literature. J Am Acad Dermatol. 2002;47(6):919-925 8. Willsteed E, Bhogal BS, Black MM, McKee P, Wojnarowska F. Use of 1M NaCl split skin in the indirect immunofluorescence of the linear IgA bullous dermatoses. J Cutan Pathol. 1990;17(3):144-148 9. Wilson BD, Beutner EH, Kumar V, Chorzelski TP, Jablonska S. Linear IgA bullous dermatosis. An immunologically defined disease. Int J Dermatol. 1985;24(9):569-574 10. Wojnarowska F, Collier PM, Allen J, Millard PR. The localization of the target antigens and antibodies in linear IgA disease is heterogeneous, and dependent on the methods used. Br J Dermatol. 1995;132(5):750-757 11. Tirumalae R, Kalegowda IY. Role of BIOCHIP indirect immunofluorescence test in cutaneous vesiculobullous diseases. Am J Dermatopathol. 2020;42(5):322-328 | Frozen sections of primate esophagus and sodium chloride-split primate skin are overlaid with dilutions of patient's serum, incubated, covered with fluorescein-conjugated IgA antiserum, and interpreted with a fluorescence microscope.(Unpublished Mayo method) | 2 to 7 days | 30 days | This test was developed and its performance characteristics determined by Mayo Clinic in a manner consistent with CLIA requirements. It has not been cleared or approved by the US Food and Drug Administration. | 8834688350 | Cutaneous Immfluor. Ab (IgA), S | 104828-9 | 610632 | Other | 48767-8
CIFS | Cutaneous Immunofluorescence Antibodies, IgG, Serum | Confirming the presence of IgG antibodies to diagnose of pemphigoid, pemphigus, epidermolysis bullosa acquisita, or bullous lupus erythematosus | Indirect Immunofluorescence | Yes | Cutaneous Immfluor. Ab, S (IgG) | Serum | Collection Container/Tube: Preferred:Serum gel Acceptable:Red top Submission Container/Tube:Plastic vial Specimen Volume:2 mL Collection Instructions: Centrifuge and aliquot serum into a plastic vial. | 0.5 mL | Immunoglobulin G anti-basement membrane zone (BMZ) antibodies are produced by patients with pemphigoid. In most patients with bullous pemphigoid, serum contains IgG anti-BMZ antibodies, while in cicatricial pemphigoid circulating IgG anti-BMZ antibodies are found in a minority of cases. Sensitivity of detection of anti-BMZ antibodies is increased when serum is tested using sodium chloride-split primate skin as substrate. Circulating IgG anti-BMZ antibodies are also detected in patients with epidermolysis bullosa acquisita and bullous eruption of lupus erythematosus. IgG anti-cell surface (CS) antibodies are produced by patients with pemphigus. The titer of anti-CS antibodies generally correlates with disease activity of pemphigus. | Report includes presence and titer of circulating antibodies. If serum contains basement membrane zone antibodies on split-skin substrate, patterns will be reported as: 1) Epidermal pattern, consistent with pemphigoid 2) Dermal pattern, consistent with epidermolysis bullosa acquisita Negative in normal individuals | Indirect immunofluorescence (IF) testing may be diagnostic when histologic or direct IF studies are only suggestive, nonspecific, or negative. Anti-cell surface antibodies correlate with a diagnosis of pemphigus. Anti-basement membrane zone (BMZ) antibodies correlate with a diagnosis of bullous pemphigoid, cicatricial pemphigoid, epidermolysis bullosa acquisita (EBA), or bullous eruption of lupus erythematosus (LE). If serum contains anti-BMZ antibodies, the pattern of fluorescence on sodium chloride (NaCl)-split skin substrate helps distinguish pemphigoid from EBA and bullous LE. Staining of the roof (epidermal side) or both epidermal and dermal sides of NaCl-split skin correlates with the diagnosis of pemphigoid, while fluorescence localized only to the dermal side of the split-skin substrate correlates with either EBA or bullous LE. | Results should be interpreted in conjunction with clinical information, histologic pattern, and results of direct immunofluorescence (IF) study. In particular, the finding of low titer (< or =1:80) anti-cell surfaceantibodies should not be used alone (ie, without histologic or direct IF support) to confirm a diagnosis of pemphigus. | 1. Beutner EH, Chorzelski TP, Kumar V, eds. Immunopathology of the Skin. 3rd ed. Wiley Medical Publication; 1987 2. Gammon WR, Briggaman RA, Inman AO 3rd, Queen LL, Wheeler CE. Differentiating anti-lamina lucida and anti-sublamina densa anti-BMZ antibodies by indirect immunofluorescence on 1.0 M sodium chloride-separated skin. J Invest Dermatol. 1984;82(2):139-144 3. Tirumalae R, Kalegowda IY. Role of BIOCHIP indirect immunofluorescence test in cutaneous vesiculobullous diseases. Am J Dermatopathol. 2020;42(5):322-328 | Frozen sections of primate esophagus and sodium chloride-split primate skin are overlaid with dilutions of patient's serum, incubated, covered with fluorescein-conjugated IgG antiserum, and interpreted with a fluorescence microscope.(Unpublished Mayo method) | 2 to 7 days | 30 days | This test was developed and its performance characteristics determined by Mayo Clinic in a manner consistent with CLIA requirements. It has not been cleared or approved by the US Food and Drug Administration. | 8834688350 | Cutaneous Immfluor. Ab, S (IgG) | 104835-4 | 21638 | Other | 48767-8
CXC13 | CXCL13 Immunostain, Technical Component Only | Assessment of CXCL13(CXC motif chemokine ligand 13)expression | Immunohistochemistry (IHC) | Yes | CXCL13 IHC, Tech Only | For the initial technical component only immunohistochemical (IHC) stain performed, the appropriate bill-only test ID will be reflexed and charged (IHTOI). For each additional technical component only IHC stain performed, an additional bill-only test ID will be reflexed and charged (IHTOA). | Supplies:Immunostain Technical Only Envelope (T693) Specimen Type:Tissue Container/Tube:Immunostain Technical Only Envelope Preferred:2 Unstained positively charged glass slide (25- x 75- x 1-mm) per test ordered; sections 4-microns thick Acceptable:Formalin-fixed, paraffin-embedded tissue block |  | CXCL13 (CXC motif chemokine ligand 13)is useful in the classification of nodal T-cell lymphomas with T-follicular helper (TFH) phenotype, and the diagnosis of follicular dendritic cell sarcoma. |  | This test does not include pathologist interpretation: only technical performance of the stain. If interpretation is required, order PATHC / Pathology Consultation for a full diagnostic evaluation or second opinion of the case. The positive and negative controls are verified as showing appropriate immunoreactivity. If a control tissue is not included on the slide, a scanned image of the relevant quality control tissue is available upon request, call 855-516-8404. Interpretation of this test should be performed in the context of the patient's clinical history and other diagnostic tests by a qualified pathologist. | Age of a cut paraffin section can affect immunoreactivity. Stability thresholds vary widely among published literature and are antigen-dependent. Best practice is for paraffin sections to be cut within 6 weeks. | 1. Basha BM, Bryant SC, Rech KL, et al.Application of a 5 marker panel to the routine diagnosis of peripheral T-cell lymphoma with T-follicular helper phenotype. Am J Surg Pathol. 2019; 43(9):1282-1290 2. Kurita D, Miyoshi H, Yoshida N, et al. A clinicopathologic study of Lennert lymphoma and possible prognostic factors. Am J Surg Pathol. 2016;40(9):1249-1260 3. Park J, Han J, Kang H, Lee ES, Chan Kim Y.Expression of follicular helper T-cell markers in primary cutaneous T-cell lymphoma. Am J Dermatopathol. 2014;36(6):465-470 4. Magaki S, Hojat SA, Wei B, So A, Yong WH. An introduction to the performance of Immunohistochemistry. Methods Mol Biol. 2019;1897:289-298. doi:10.1007/978-1-4939-8935-5_25 | Immunohistochemistry on sections of paraffin-embedded tissue.(Unpublished Mayo method) | 1 to 3 days | Until staining is complete. | This test has been cleared, approved, or is exempt by the US Food and Drug Administration and is used per manufacturer's instructions. Performance characteristics were verified by Mayo Clinic in a manner consistent with CLIA requirements. | 88342-TC, primary88341-TC, if additional IHC | CXCL13 IHC, Tech Only | Order only;no result | 113163 | CXCL13 IHC, Tech Only | Bill only; no result
FCXCL | CXCL9 |  | Automated microfluidics immunoassay method | Yes | CXCL9 | Plasma EDTA | REQUIRED:Completed Cincinnati Children's Diagnostic Immunology Laboratory test requisition form. Specimen Type:Plasma Collection Container/Tube:Lavender top (EDTA) Submission Container/Tube:Plastic vial Specimen Volume:1 mL Collection Instructions:Draw blood in a lavender top (EDTA) tube(s). Separate plasma from cells within 8 hours of collection and freeze immediately. Ship frozen in a plastic vial. REQUIRED to accompany all specimens (testing will not proceed until all requirements are met): 1.Completed Cincinnati Children's Diagnostic Immunology Laboratory test requisition form. 2.See Special Instructions for a copy of the form. | 0.3 mL |  | <=647 pg/mL |  |  |  |  | 6-13 days |  | This test was developed and its performance characteristics determined by the Cancer and Blood Diseases Institute Clinical Laboratories at CCHMC. It has not been cleared or approved by the FDA. This laboratory is regulated under CLIA as qualified to perform high-complexity clinical laboratory testing. This test is used for clinical purposes. It should not be regarded as investigational or for research. | 83520 | CXCL9 | Not Provided | Z6272 | Electronically signed by: | Not Provided
CXLPL | CXCR4 Mutation Analysis, Somatic, Lymphoplasmacytic Lymphoma/Waldenstrom Macroglobulinemia, Varies | Aiding in the prognosis and clinical management of lymphoplasmacytic lymphoma/Waldenstrom macroglobulinemia | Bridged Nucleic Acids (BNA) Clamp Sanger Sequencing Technology/Routine Sanger Sequencing (BNAClamp is utilized pursuant to a license agreement with BNA Inc) | Yes | CXCR4 Mutation in B-cell Lymphoma | Varies | Submit only 1 of the following specimens: Preferred Specimen Type:Whole blood Container/Tube: Preferred:Lavender top (EDTA) Acceptable:Yellow top (ACD) Specimen Volume:3 mL Collection Instructions: 1. Invert several times to mix blood. 2. Send whole blood specimen in original tube.Do not aliquot. 3. Label specimen as blood. Specimen Stability Information:Ambient (preferred)/Refrigerated Specimen Type:Bone marrow aspirate Container/Tube: Preferred:Lavender top (EDTA) Acceptable:Yellow top (ACD) Specimen Volume:2 mL Collection Instructions: 1. Invert several times to mix bone marrow. 2. Send bone marrow specimen in original tube.Do not aliquot. 3. Label specimen as bone marrow. Specimen Stability Information:Ambient (preferred)/Refrigerated Acceptable Specimen Type:Extracted DNA from blood or bone marrow Container/Tube:1.5- to 2-mL tube Specimen Volume:Entire specimen Collection Instructions: 1. Label specimen as extracted DNA from blood or bone marrow 2. Provide volume and concentration of the DNA Specimen Stability Information:Frozen (preferred)/Refrigerated/Ambient Specimen Type:Paraffin-embedded tissue Container/Tube:Paraffin block Specimen Stability Information:Ambient Specimen Type:Tissue Slides:Unstained slides Specimen Volume:10 to20 slides Additional Information:Tissue must demonstrate involvement by a hematologic neoplasm (eg, acute myelocytic leukemia), not solid tumors. Specimen StabilityInformation:Ambient | Whole blood, Bone marrow: 1 mL Extracted DNA: at least 50 mcL with a concentration of at least 20 nanograms per mcL Other specimen types: See Specimen Required | Lymphoplasmacytic lymphoma/Waldenstrom macroglobulinemia (LPL/WM) is a B-cell lymphoma characterized by an aberrant accumulation of malignant lymphoplasmacytic cells in the bone marrow, lymph nodes, and spleen. It is a B-cell neoplasm that can exhibit excess production of serum IgM symptoms related to hyperviscosity, tissue filtration, and autoimmune-related pathology.CXCR4mutations are identified in approximately 30% to 40% of patients with LPL/WM and are almost always associated withMYD88L265P, which is highly prevalent in this neoplasm. The status ofCXCR4mutations in the context ofMYD88L265P is clinically relevantas important determinants of clinical presentation, overall survival, and therapeutic response to ibrutinib.AMYD88-L265P/CXCR4-WHIM (C-terminus nonsense/frameshiftmutations) molecular signature is associated with intermediate to high bone marrow disease burden and serum IgM levels, less adenopathy, and intermediate response to ibrutinib in previously treated patients. AMYD88-L265P/CXCR4-WT (wildtype) molecular signature is associated with intermediate bone marrow disease burden and serum IgM levels, more adenopathy, and highest response to ibrutinib in previously treated patients. AMYD88-WT/CXCR4-WTmolecular signature is associated with inferior overall survival, lower response to ibrutinib therapy in previously treated patients, and lower bone marrow disease burden in comparison to those harboring aMYD88-L265 mutation. | Mutations present or absent in the test region c. 898-1059 (amino acids 300-353) of theCXCR4gene (NCBI NM_003467.2, GRCh37) | Mutation present or not detected; an interpretive report will be issued. | This test is a targeted assay for the C-terminal end of theCXCR4gene only. It examinesc.898-1059of theCXCR4gene (NCBI NM_003467.2 GRCh37) and does not detect mutations outside this region. A 1% analytical sensitivity was established at 50 ng DNA input for the hotspot mutations c.1013C>G/A only, which usesbridged nucleic acids-clamped Sanger sequencing, and DNA not meeting established criteria can lead to false-negative results. In the extremely rare event that a rare polymorphism, insertion, or deletion occurs at the Sanger sequencing primer binding sites, in cis with c.1013C>G/A, data can yield a failed result. Routine Sanger sequencing is used to interrogate other mutations in the tested region with a 15% to 20% analytical sensitivity.The analytical sensitivity of the assay can be affected by a variety of factors, including biologic availability (ie, tumor burden), fixation of paraffin-embedded specimens, rare polymorphisms, insertions, or deletions at the primer binding sites, or nonspecific polymerase chain reaction interferences. | 1. Hunter Z, Xu L, Yang G, et al: The genomic landscape of Waldenstrom macroglobulinemia is characterized by highly recurring MYD88 and WHIM-like CXCR4 mutations, and small somatic deletions associated with B-cell lymphomagenesis. Blood. 2014 Mar 13;123(11):1637-1646. doi: 10.1182/blood-2013-09-525808 2. Landgren O, Tageja N: MYD88 and beyond: novel opportunities for diagnosis, prognosis and treatment in Waldenstrom's Macroglobulinemia. Leukemia. 2014 Sep;28(9):1799-1803. doi: 10.1038/leu.2014.88 3. Poulain S, Roumier C, Venet-Caillault A, et al: Genomic Landscape ofCXCR4Mutations in Waldenstrom Macroglobulinemia. Clin Cancer Res. 2016 Mar 15;22(6):1480-1488. doi: 10.1158/1078-0432.CCR-15-0646 4. Roccaro A, Sacco A, Jimenez C, et al: C1013G/CXCR4 acts as a driver mutation of tumor progression and modulator of drug resistance in lymphoplasmacytic lymphoma. Blood. 2014 Jun 26;123(26):4120-4131. doi: 10.1182/blood-2014-03-564583 5. Schmidt J, Federmann B, Schindler N, et al: MYD88 L265P and CXCR4mutations in lymphoplasmacytic lymphoma identify cases with high disease activity. Br J Haematol. 2015 Jun;169(6):795-803. doi: 10.1111/bjh.13361 6. Treon SP, Cao Y, Xu L, Yang G, Liu X, Hunter ZR: Somatic mutations in MYD88 and CXCR4 are determinants of clinical presentation and overall survival in Waldenstrom macroglobulinemia. Blood. 2014 May 1;123(18):2791-2796. doi: 10.1182/blood-2014-01-550905 7. Treon SP, Tripsas CK, Meid K, et al: Ibrutinib in previously treated Waldenstrom's macroglobulinemia. N Engl J Med. 2015 Apr 9;372(15):1430-1440. doi: 10.1056/NEJMoa1501548 8. Xu L, Hunter ZR, Tsakmaklis N, et al: Clonal architecture of CXCR4 WHIM-like mutations in Waldenstrom Macroglobulinaemia. Br J Haematol. 2016 Mar;172(5):735-744. doi: 10.1111/bjh.13897 | The C-terminal end ofCXCR4 (NM_003467.2, c.898-1059)is amplified from extracted genomic DNA by polymerase chain reaction, followed by Sanger sequencing and capillary electrophoresis analysis. Review of the sequence data is performed using a combination of automated calls and manual inspection.(Unpublished Mayo method) The hotspot mutations c.1013C>G/A (p.S338X) are examined using bridged nucleic acids clamped Sanger sequencing with an analytic sensitivity of 1%. All other geneticmutationsin the test region are examined by routine Sanger sequencing with an analytic sensitivity of 15% to 20%.(Unpublished Mayo method) | 7 to 10 days | Blood/Bone marrow: 2 weeks; Extracted DNA: 3 months | This test was developed and its performance characteristics determined by Mayo Clinic in a manner consistent with CLIA requirements. It has not been cleared or approved by the US Food and Drug Administration. | 81479-Unlisted molecular pathology procedure | CXCR4 Mutation in B-cell Lymphoma | In Process | 38287 | Final Diagnosis | 50398-7
FCYNB | Cyanide, Blood Test |  | High Performance Liquid Chromatography/Tandem Mass Spectrometry (LC/MS/MS) | Yes | Cyanide, Blood | Whole Blood NaFl-KOx | ***Must submit one specimen per order. Specimens cannot be shared between multiple orders.*** Container/Tube:Gray top (potassium oxalate/sodium fluoride) Specimen volume:2 mL Collection instructions:Collect 2 mL whole blood in potassium oxalate/sodium fluoride Gray top tube, send frozen. | 0.5 mL |  | Normal:Up to 0.05 mcg/mL Potentially toxic: 0.50 mcg/mL and greater Potentially lethal: 2.0 mcg/mL and greater |  |  |  |  | 11 to 13 days |  | This test was developed and its performance characteristics determined by NMS Labs. It has not been cleared or approved by the U.S. Food and Drug Administration. | 82600 | Cyanide, Blood | 5634-1 | Z5240 | Reporting Limit | 19147-8
CARU | Cyclic Adenosine Monophosphate (cAMP), Urinary Excretion, Serum and Urine | Differential diagnosis of hypercalcemia As an adjunct to serum parathyroid hormone measurements, especially in the diagnosis of parathyroid hormone resistance states, such as pseudohypoparathyroidism | ACREA, CRETR: Enzymatic Colorimetric Assay CAMP: Liquid Chromatography-Tandem Mass Spectrometry (LC-MS/MS) | Yes | Cyclic Amp, Urinary Excretion | Serum | Both serum and urine are required.Serum must be obtained at the time of the urine collection. Specimen Type:Serum Container/Tube: Preferred:Serum gel Acceptable:Red top Submission Container/Tube:Plastic vial Specimen Volume:1 mL Collection Instructions: 1. Serum gel tubes should be centrifuged within 2 hours of collection. 2. Red-top tubes should be centrifuged, and the serum aliquoted into a plastic vial within 2 hours of collection. 3. Label specimen as serum. Specimen Type:Urine Supplies:Sarstedt Aliquot Tube, 5 mL (T914) Container/Tube:Plastic vial Specimen Volume:5 mL Collection Instructions: 1. Collect a random urine specimen. 2. Label specimen as urine. | Serum: 0.5 mL Urine: 2.0 mL | Adenosine cyclic 3',5'-monophosphate (cAMP) functions as an intracellular "second messenger" regulating the activity of intracellular enzymes or proteins in response to a variety of hormones (eg, parathyroid hormone). Urinary cAMP is elevated in about 85% of patients with hyperparathyroidism. | CYCLIC AMP 1.3-3.7 nmol/dL of glomerular filtrate CREATININE, SERUM Males 0-11 months: 0.17-0.42 mg/dL 1-5 years: 0.19-0.49 mg/dL 6-10 years: 0.26-0.61 mg/dL 11-14 years: 0.35-0.86 mg/dL > or =15 years: 0.74-1.35 mg/dL Females 0-11 months: 0.17-0.42 mg/dL 1-5 years: 0.19-0.49 mg/dL 6-10 years: 0.26-0.61 mg/dL 11-15 years: 0.35-0.86 mg/dL > or =16 years: 0.59-1.04 mg/dL CREATININE, URINE No reference values apply. Interpret with other clinical data. | Urinary adenosine cyclic 3',5'-monophosphate (cAMP) is elevated in about 85% of patients with hyperparathyroidism and in about 50% of patients with humoral hypercalcemia of malignancy. | Parathyroid suppression (hypoparathyroidism) does not lower urinary adenosine cyclic 3',5'-monophosphate (cAMP) excretion to definitively subnormal values. | 1. Aurbach GD, Marx SJ, Spiegel AM: Parathyroid hormone, calcitonin, and the calciferols. In: Wilson JD, Foster DW, eds. Williams Textbook of Endocrinology. 8th ed. WB Saunders Company; 1992:1413-1415 2. Melmed S, Auchus RJ, Goldfine AB, Koenig RJ, Rosen CJ, eds.Williams Textbook of Endocrinology. 14th ed. Elsevier; 2020 | Adenosine 3',5'-cyclic monophosphate (cAMP) is isolated from the urine using a single anion exchange column. An internal standard (8-methyl amino cAMP) is used to correct for recovery losses. Once the cAMP has been eluted from the column, it is added to a solution and injected onto the liquid chromatography tandem mass spectrometry system. Quantitation is by peak area measurement against a calibration standard containing known quantities of cAMP and internal standard. Urine and serum creatinine levels are used to determine the clearance of cAMP from the kidneys.(Unpublished Mayo method) Creatinine: The enzymatic method is based on the determination of sarcosine from creatinine with the aid of creatininase, creatinase, and sarcosine oxidase. The liberated hydrogen peroxide is measured via a modified Trinder reaction using a colorimetric indicator. Optimization of the buffer system and the colorimetric indicator enables the creatinine concentration to be quantified both precisely and specifically.(Package insert: Creatinine plus v2. Roche Diagnostics; V15.0, 03/2019) | 2 to 10 days | 14 days | This test was developed and its performance characteristics determined by Mayo Clinic in a manner consistent with CLIA requirements. It has not been cleared or approved by the US Food and Drug Administration. | 820308257082565 | Cyclic Amp, Urinary Excretion | 21052-6 | CRETR | Creatinine, Random, U | 2161-8
CCP | Cyclic Citrullinated Peptide Antibodies, IgG, Serum | Evaluating patients suspected of having rheumatoid arthritis (RA) Differentiating RA from other inflammatory arthritis or connective tissue diseases | Enzyme-Linked Immunosorbent Assay (ELISA) | Yes | Cyclic Citrullinated Peptide Ab, S | For more information seeConnective Tissue Disease Cascade. | Collection Container/Tube: Preferred:Serum gel Acceptable:Red top Submission Container/Tube:Plastic vial Specimen Volume:0.5 mL Collection Instructions:Centrifuge and aliquot serum into a plastic vial. | 0.4 mL | Rheumatoid arthritis (RA) is a chronic systemic autoimmune disease characterized by interactions between the environment, specific genetic risk factors, and the human immune system. It affects about 0.6% of the US population with a global prevalence of 0.24%.(1) Clinically, RA is typified by progressive damage of synovial joints, inflammation, production of diverse autoantibodies, and variable extra-articular manifestations.(2-4) Patients with RA may be categorized based on the phase of disease (early versus established), presence or absence of antibodies (seropositive versus seronegative), clinical manifestations (joint erosion, interstitial lung disease, or cardiovascular), or specific risks (genes, gender, or smoking).(2-4) Delayed diagnosis of RA is associated with joint erosion, destruction or deformities, poor response to treatment with an ultimate increase in morbidity, and mortality.(3,4) Although late RA diagnosis may be linked to adverse consequences, early diagnosis has been reported to improve outcomes; notably reduced joint destruction or deformity, delayed radiologic progression, and decreased functional disability.(3-5)To facilitate early diagnosis, the American College of Rheumatology/European League Against Rheumatism 2010 RA classification criteria recommend testing for rheumatoid factor (RF) and anticitrullinated protein antibodies (ACPA).(2) RF is an autoantibody directed against the Fc portion of immunoglobulin while ACPA are directed against peptides and proteins containing citrulline, a modified form of the amino acid arginine.(6,7) In addition to the use of RA and ACPA IgG to diagnose RA, RF and ACPA isotype antibodies and other serologic biomarkers have been used to predict if, and when, an individual who has inflammatory arthritis (IA) may develop future clinically apparent IA and access genetic and/or environmental risks.(3,4,8,9) Compared to early serologic tests for RA including RF, several studies have demonstrated that ACPA have much improved specificity for RA.(4,6,10) A systemic review and meta-analysis of 33 studies including patients with RA and healthy or disease controls demonstrated the sensitivity of anti-mutated citrullinated vimentin, anticyclic citrullinated peptide, and RF of 71%, 71%, 77%, with the specificity of 89%, 95%, 73%, and the area under the curve of the summary receiver operating characteristic of 89%, 95%, 82%, respectively.(10) Based on these studies, there exist a subset of patients with RA who are negative for RF and ACPA IgG (seronegative) who must be diagnosed clinically or with use of emerging diagnostic tests.(4,7,9) For more information seeConnective Tissue Disease Cascade. | <20.0 U (negative) 20.0-39.9 U (weak positive) 40.0-59.9 U (positive) > or =60.0 U (strong positive) Reference values apply to all ages. | A positive result for cyclic citrullinated peptide (CCP) antibodies may be suggestive of rheumatoid arthritis (RA) if compatible clinical features of disease are present. Significantly elevated levels of CCP antibodies may be useful to identify RA patients with erosive joint disease. A Mayo Clinic prospective clinical evaluation of the CCP antibody test showed a diagnostic sensitivity for RA of 78% with fewer than 5% false positive results in healthy controls (see Cautions). | Positive results for cyclic citrullinated peptide (CCP) antibodies may occur in some patients with systemic lupus erythematosus or other autoimmune, connective tissue diseases. In a Mayo Clinic study (see Interpretation), the false-positive rate in this subgroup was approximately 10%. Antirheumatic therapy should not be initiated based solely on a positive test for CCP antibodies, and changes in treatment should not be based upon the levels of CCP antibodies. | 1. Cross M, Smith E, Hoy D, et al. The global burden of rheumatoid arthritis: estimates from the global burden of disease 2010 study. Ann Rheum Dis. 2014;73(7):1316-1322 2. Aletaha D, Neogi T, Silman AJ, et al. 2010 Rheumatoid arthritis classification criteria: an American College of Rheumatology/European League Against Rheumatism collaborative initiative. Arthritis Rheum. 2010;62(9):2569-2581 3. Burgers LE, Raza K, van der Helm-van Mil AH. Window of opportunity in rheumatoid arthritis - definitions and supporting evidence: from old to new perspectives. RMD Open. 2019;5(1):e000870 4. Deane KD, Holers VM. Rheumatoid arthritis pathogenesis, prediction, and prevention: An emerging paradigm shift. Arthritis Rheumatol. 2021;73(2):181-193 5. Emery P, Breedveld FC, Dougados M, Kalden JR, Schiff MH, Smolen JS. Early referral recommendation for newly diagnosed rheumatoid arthritis: evidence based development of a clinical guide. Ann Rheum Dis. 2002;61(4):290-297 6. Schellekens GA, Visser H, de Jong BA, et al. The diagnostic properties of rheumatoid arthritis antibodies recognizing a cyclic citrullinated peptide. Arthritis Rheum. 2000;43(1):155-163 7. Derksen VFAM, Huizinga TWJ, van der Woude D. The role of autoantibodies in the pathophysiology of rheumatoid arthritis. Semin Immunopathol. 2017;39(4):437-446 8. Hedstrom AK, Ronnelid J, Klareskog L, Alfredsson L. Complex relationships of smoking, HLA-DRB1 genes, and serologic profiles in patients with early rheumatoid arthritis: Update from a Swedish population-based case-control study. Arthritis Rheumatol. 2019;71(9):1504-1511 9. Verheul MK, Bohringer S, van Delft MAM, et al. Triple positivity for anti-citrullinated protein autoantibodies, rheumatoid factor, and anti-carbamylated protein antibodies conferring high specificity for rheumatoid arthritis: Implications for very early identification of at-risk individuals. Arthritis Rheumatol. 2018;70(11):1721-1731 10. Zhu JN, Nie LY, Lu XY, Wu HX. Meta-analysis: compared with anti-CCP and rheumatoid factor, could anti-MCV be the next biomarker in the rheumatoid arthritis classification criteria? Clin Chem Lab Med. 2019;57(11):1668-1679 | Cyclic citrullinated peptide (CCP) antibodies in serum are detected by binding to the wells of a commercial microtiter plate coated with synthetic CCP. During the first incubation, serum antibodies bind to adsorbed, solid phase CCP. The wells are then washed to remove unbound serum constituents, and horse radish peroxidase-labeled goat anti-human IgG antibody is added. After further incubation and washing to remove unbound conjugate, substrate (3,3',5,5' tetramethylbenzidine) is added and allowed to incubate. The reaction between enzyme and substrate is stopped and color in the wells is measured in a microtiter plate reader. The concentration of CCP antibodies is determined by comparison to a 5-point standard curve (15.6-250 U). Testing is performed on the Agility instrument by Dynex.(Packageinsert: Quanta Lite CCP3 IgG ELISA.INOVA Diagnostics; 02/2020) | Same day/1 to 3 days | 14 days | This test has been cleared, approved, or is exempt by the US Food and Drug Administration and is used per manufacturer's instructions. Performance characteristics were verified by Mayo Clinic in a manner consistent with CLIA requirements. | 86200 | Cyclic Citrullinated Peptide Ab, S | 33935-8 | CCP | Cyclic Citrullinated Peptide Ab, S | 33935-8
CYC1 | Cyclin D1 Immunostain, Technical Component Only | Classification of low-grade B-cell lymphomas | Immunohistochemistry (IHC) | Yes | Cyclin D1 IHC, Tech Only | For the initial technical component only immunohistochemical (IHC) stain performed, the appropriate bill-only test ID will be reflexed and charged (IHTOI). For each additional technical component only IHC stain performed, an additional bill-only test ID will be reflexed and charged (IHTOA). | Supplies:Immunostain Technical Only Envelope (T693) Specimen Type:Tissue Container/Tube:Immunostain Technical Only Envelope Preferred:2 Unstained positively charged glass slide (25- x 75- x 1-mm) per test ordered; sections 4-microns thick. Acceptable:Formalin-fixed, paraffin-embedded tissue block |  | Cyclin D1 is a protein that regulates entry of the cell into cell cycle. It drives the transition between G0 and G1 phase. In normal tissues, basal epithelial cells, endothelial cells, and stromal cells are often cyclin D1 positive. As a result of a translocation involving the cyclin D1 gene and IgH, t(11;14), the vast majority of mantle cell lymphomas overexpress cyclin D1. This is a useful feature in the classification of low-grade B-cell lymphomas. |  | This test does not include pathologist interpretation, only technical performance of the stain. If interpretation is required, order PATHC / Pathology Consultation for a full diagnostic evaluation or second opinion of the case. The positive and negative controls are verified as showing appropriate immunoreactivity. If a control tissue is not included on the slide, a scanned image of the relevant quality control tissue is available upon request; call 855-516-8404. Interpretation of this test should be performed in the context of the patient's clinical history and other diagnostic tests by a qualified pathologist. | Age of a cut paraffin section can affect immunoreactivity. Stability thresholds vary widely among published literature and are antigen dependent. Best practice is for paraffin sections to be cut fresh. | 1. Salem Amir M, Elfeky MA, Nawar N, Alattar AZ. Prognostic value of combined; Cox-2, cyclin D1 and P21 expression in colorectal cancer (CRC) patients: An immunohistochemical study. Open J Pathol. 2018;8(3):106-121 2.Parvin T, Das C, Choudhury M, Chattopadhyay BK, Mukhopadhyay M.Prognostic utility of cyclin D1 in invasive breast carcinoma. Indian J Surg Oncol. 2019;10(1):167-173 3.Li Z, Liu J, Zhang X, et al.: Prognostic significance of cyclin D1 expression in renal cell carcinoma: a systematic review and meta-analysis. Pathol Oncol Res. 2020;26(3):1401-1409 4. Magaki S, Hojat SA, Wei B, So A, Yong WH. An introduction to the performance of Immunohistochemistry. Methods Mol Biol. 2019;1897:289-298. doi:10.1007/978-1-4939-8935-5_25 | Immunohistochemistry on sections of paraffin-embedded tissue.(Unpublished Mayo method) | 1 to 3 days | Until staining is complete. | This test has been cleared, approved, or is exempt by the US Food and Drug Administration and is used per manufacturer's instructions. Performance characteristics were verified by Mayo Clinic in a manner consistent with CLIA requirements. | 88342-TC, primary88341-TC, if additional IHC | Cyclin D1 IHC, Tech Only | Order only;no result | 70724 | Cyclin D1 IHC, Tech Only | Bill only; no result
FFLEX | Cyclobenzaprine (Flexeril) |  | Liquid Chromatography/Tandem Mass Spectrometry (LC/MS/MS) | Yes | Cyclobenzaprine (Flexeril) | Varies | Submit only 1 of the following specimens: Plasma Specimen Type: Plasma Container/Tube: Green Top Specimen Volume: 2 mL Collection Instructions: Draw blood in a green-top (sodium heparin) tube,plasma gel tube is not acceptable.Spin down and send 2 mL of sodium heparin plasma refrigerated in a plastic vial. Serum Specimen Type: Serum Container/Tube: Red Specimen Volume: 2 mL Collection Instructions: Draw blood in a plain, red-top tube,serum gel tube is not acceptable.Spin down and send 2 mL of serum refrigerated in a plastic vial. | 0.4 mL |  | ReferenceRange: 10 - 30 ng/mL |  |  |  |  | 3 to 7 days | 2 weeks |  | 80369 | Cyclobenzaprine (Flexeril) | 6797-5 | Z1130 | Cyclobenzaprine (Flexeril) | 6797-5
CYCL | Cyclospora Stain, Feces | IdentifyingCyclospora cayetanensisas a cause of infectious gastroenteritis | Safranin Stain | Yes | Cyclospora Stain | For otherdiagnostic tests that may be of value in evaluating patients withdiarrhea; the following are available: | Patient Preparation:Patient should avoid use of antidiarrheal medication (eg, loperamide [Imodium-AD] or Pepto-Bismol). The presence of barium will interfere with this test. Submit only 1 of the following specimens: Preferred: Specimen Type:Preserved stool Supplies: -ECOFIX Stool Transport Vial (Kit) (T219) -Formalin-Meridian 10% Buffered Neutral (T466) Container/Tube: Preferred:ECOFIX Stool Transport Vial (Kit) Acceptable:10% Buffered Formalin Stool Transport (Kit), Sodium Acetate Formalin (SAF) Specimen Volume:10 g Specimen Stability Information:Ambient 21 days (preferred)/Refrigerated 21 days Acceptable Specimen Type:Unpreserved stool Supplies:Stool container, Small (Random), 4 oz (T288) Container/Tube:Stool container Specimen Volume:5 g Specimen Stability Information:Refrigerated 3 days (preferred) | Preserved stool: 1 g Unpreserved stool: 2 g | Cyclospora cayetanensisis an apicomplexan protozoan parasite that causes watery diarrhea, anorexia, malaise, and weight loss.(1) The extent of symptoms depends on the age and health of the host and the infectious dose of oocysts. The infection is usually self-limited, but symptoms can be severe and prolonged, particularly in immunocompromised patients. Cyclosporal diarrheal disease is endemic in many parts of the world, including parts of Asia, India, Southeast Asia, and Latin America. Although most cases of cyclosporiasis have been seen in travelers to developing countries, outbreaks in the United States are now seen each year associated with contaminated fruits and vegetables from Latin America. Transmission is via ingestion of fecally contaminated food or water. If untreated, symptoms may last for several weeks and may follow a relapsing course. The infection usually responds to treatment with a sulfamethoxazole-trimethoprim drug combination. C cayetanensisoocysts are traditionally detected by modified acid-fast staining in which the oocysts stain bright pink red.(1,2) However, the modified safranin stain has been shown to provide increased sensitivity over the modified acid-fast method and produces a more rapid result. It is the method used in the Mayo Clinic Parasitology Laboratory to detectC cayetanensisoocysts in fecal sediment. For more information about diagnostic tests that may be of value in evaluating patients with diarrhea see the following: -Laboratory Testing for Infectious Causes of Diarrhea -Parasitic Investigation of Stool Specimens Algorithm | Negative If positive, reported asCyclosporacayetanensisdetected. | A report of "Cyclospora cayetanensisdetected" indicates the presence of this parasite in the patient's feces. | The full spectrum of disease and the extent of carriage without disease have not been determined. In addition, the exact sensitivity and specificity of the stain have also not been determined. Cryptosporidiumoocysts do not reliably stain with the modified safranin stain.IfCryptosporidiumis suspected, the specific enzyme-linked immunosorbent assay (CRYPS /CryptosporidiumAntigen, Feces) for this organism is recommended. Alternatively, the GIP / Gastrointestinal Pathogen Panel, PCR, Feces may be performed to detect this organism as well as other common infectious causes of diarrhea. | 1.Centers for Disease Control and Prevention (CDC) Global Health, Division of Parasitic Diseases and Malaria. Parasites–Cyclosporiasis (Cyclospora infection). CDC; Updated March 12, 2020. Accessed October 31, 2022. Available at www.cdc.gov/parasites/cyclosporiasis/index.html 2. Garcia LS, Arrowood M, Kokoskin E, et al: Practical guidance for clinical microbiology laboratories: Laboratory diagnosis of parasites from the gastrointestinal tract. Clin Microbiol Rev. 2017 Nov 15;31(1):e00025-17 | A thin smear of the fecal concentrate is placed on a slide and allowed to air dry. The slide is then placed in acidic alcohol for 5 minutes, followed by washing with cold tap water. The slide is then placed in a Coplin jar containing safranin solution in acidified water and heated in a microwave at full power for 1 minute. Excess stain is washed off with tap water, and the slide is placed in a Coplin jar containing the counterstain (aqueous solution of either 1% methylene blue or 1% malachite green) for 1 minute. After a final rinse in tap water, the slide is dried, and a coverslip is applied. The slide is examined microscopically using high-power with oil immersion. The oocysts ofCyclosporawill be clear to pink and have a somewhat refractile quality.(Visvesvara GS, Moura H, Kovacs-Nace E, Wallace S, Eberhard ML: Uniform staining of Cyclospora oocysts in fecal smears by a modified safranin technique with microwave heating. J Clin Microbiol 1997;35:730-733; Mathison BA, Pritt BS: Cyclosporiasis-Updates on clinical presentation, pathology, clinical diagnosis, and treatment. Microorganisms. 2021 Sep 2;9(9):1863. doi: 10.3390/microorganisms9091863) | 2 to 4 days | 3 days | This test has been cleared, approved, or is exempt by the US Food and Drug Administration and is used per manufacturer's instructions. Performance characteristics were verified by Mayo Clinic in a manner consistent with CLIA requirements. | 8701587207 | Cyclospora Stain | 50313-6 | CYCL | Cyclospora Stain | 50313-6
CYSPR | Cyclosporine, Blood | Monitoring whole blood cyclosporine concentration during therapy, particularly in individuals coadministered cytochrome P450 (CYP) 3A4 substrates, inhibitors, or inducers Adjusting dose to optimize immunosuppression while minimizing toxicity Evaluating patient compliance | Liquid Chromatography Tandem Mass Spectrometry (LC-MS/MS) | Yes | Cyclosporine, B | Whole Blood EDTA | Container/Tube:Lavender top (EDTA) Specimen Volume:3 mL Collection Instructions: 1. Collect specimen immediately before a scheduled dose. 2. Do not centrifuge. 3. Send whole blood specimen in original tube.Do not aliquot. Additional Information:Therapeutic range applies to trough specimens collected immediately prior to a.m. dose. | 1 mL | Cyclosporineis a lipophilic polypeptide used to prevent rejection after solid organ transplantation; it suppresses T-cell activation by inhibiting calcineurin to decrease interleukin-2 (IL-2) production. There is substantial interpatient variability in absorption, half-life, and other pharmacokinetic parameters. Cyclosporine is extensively metabolized by cytochrome P450 (CYP) 3A4 to at least 30 less-active metabolites, many of which are detected by immunoassays. Cyclosporine is known for many drug interactions, including increased neuro- and nephrotoxicity when coadministered with antibiotics, antifungals, or other immunosuppressants. Cyclosporine has a narrow therapeutic range with frequent adverse effects making therapeutic drug monitoring essential. With 80% of cyclosporine sequestered in erythrocytes, whole blood is the preferred specimen for analysis. Dose is adjusted initially (up to 2 months posttransplant) to maintain concentrations generally between 150 and 400 ng/mL. Target trough concentrations vary according to clinical protocol and depend on type of allograft, risk of rejection, concomitant immunosuppressive drugs, and toxicity. After the first 2 postoperative months, the target range is generally lower, between 75 and 300 ng/mL. Conversion between formulations is generally done at the same dose but with drug monitoring. | 100-400 ng/mL (trough) Target steady-state trough concentrations vary depending on the type of transplant, concomitant immunosuppression, clinical/institutional protocols, and time posttransplant. Results should be interpreted in conjunction with this clinical information and any physical signs/symptoms of rejection/toxicity. | Most individuals display optimal response to cyclosporine with trough whole blood levels 100 to 400 ng/mL. Preferred therapeutic ranges may vary by transplant type, protocol, and comedications. Therapeutic ranges are based on specimens collected at trough (ie, immediately before the next scheduled dose). Higher results will be obtained when the blood is drawn at other times. This test may also be used to analyze cyclosporine levels 2 hours after dosing (C2 concentrations); trough therapeutic ranges do not apply to C2 specimens. The assay is specific for cyclosporine; it does not cross-react with cyclosporine metabolites, sirolimus, sirolimus metabolites, tacrolimus, or tacrolimus metabolites. Results by liquid chromatography with detection by tandem mass spectrometry are approximately 30% less than by immunoassay. | The recommended therapeutic ranges described above apply to trough specimens collected just before a dose. Blood drawn at other times will yield higher results. | 1. Moyer TP, Post GR, Sterioff S, Anderson CF. Cyclosporine nephrotoxicity is minimized by adjusting dosage on the basis of drug concentration in blood. Mayo Clin Proc. 1988;63(3):241-247 2. Kahan BD, Keown P, Levy GA, Johnston A. Therapeutic drug monitoring of immunosuppressant drugs in clinical practice. Clin Ther. 2002;24(3):330-350 3. Dunn CJ, Wagstaff AJ, Perry CM, Plosker GL, Goa KL: Cyclosporin: an updated review of the pharmacokinetic properties, clinical efficacy, and tolerability of a microemulsion-based formulation (neoral) 1 in organ transplantation. Drugs. 2001;61(13):1957-2016 4. Milone MC, Shaw LM: Therapeutic drugs and their management. In: Rifai N, Chiu RWK, Young I, Burnham CAD, eds. Tietz Textbook of Laboratory Medicine. 7th ed. Elsevier; 2023:420-453 | Blood specimens are subjected to protein precipitation. The resulting supernatant is analyzed by liquid chromatography tandem mass spectrometry.(Bjergum MW, Jannetto PJ, Langman LJ. Simultaneous determination of tacrolimus and cyclosporine A in whole blood by ultrafast LC-MS/MS. Methods Mol Biol. 2019;1872:111-118. doi:10.1007/978-1-4939-8823-5_11) | Same day/1 day | 14 days | This test was developed and its performance characteristics determined by Mayo Clinic in a manner consistent with CLIA requirements. It has not been cleared or approved by the US Food and Drug Administration. | 80158 | Cyclosporine, B | 3520-4 | 35143 | Cyclosporine, B | 3520-4
CYCPK | Cyclosporine, Peak, Blood | Monitoring whole blood peak cyclosporine concentration during therapy, particularly in individuals coadministered cytochrome P450 (CYP) 3A4 substrates, inhibitors, or inducers Adjusting dose to optimize immunosuppression while minimizing toxicity Evaluating patient compliance | Liquid Chromatography Tandem Mass Spectrometry (LC-MS/MS) | Yes | Cyclosporine, Peak, B | Whole Blood EDTA | Container/Tube:Lavender top (EDTA) Specimen Volume:3 mL Collection Instructions: 1. Do not centrifuge. 2. Send whole blood specimen in original tube.Do not aliquot. Additional Information:No definitive therapeutic or toxic ranges have been established for this peak testing. | 1 mL | Cyclosporine is a lipophilic polypeptide used to prevent rejection after solid organ transplantation; it suppresses T-cell activation by inhibiting calcineurin to decrease interleukin-2 (IL-2) production. There is substantial interpatient variability in absorption, half-life, and other pharmacokinetic parameters. Cyclosporine is extensively metabolized by cytochrome P450 (CYP) 3A4 to at least 30 less-active metabolites, many of which are detected by immunoassays. Cyclosporine is known for many drug interactions, including increased neuro- and nephrotoxicity when coadministered with antibiotics, antifungals, or other immunosuppressants. Cyclosporine has a narrow therapeutic range with frequent adverse effects making therapeutic drug monitoring essential. With 80% of cyclosporine sequestered in erythrocytes, whole blood is the preferred specimen for analysis. | No definitive therapeutic or toxic ranges have been established. Optimal blood drug levels are influenced by type of transplant, patient response, time posttransplant, coadministration of other drugs, and drug formulation. The following 2-hour postdose cyclosporine ranges are only suggested guidelines: Kidney transplant: 800-1700 ng/mL Liver transplant: 600-1000 ng/mL Target steady-state peak concentrations vary depending on the type of transplant, concomitant immunosuppression, clinical/institutional protocols, and time posttransplant. Results should be interpreted in conjunction with this clinical information and any physical signs/symptoms of rejection/toxicity. | No definitive therapeutic or toxic ranges have been established for postdose peak monitoring. Preferred therapeutic ranges may vary by transplant type, protocol, and comedications. The 2-hour postdose cyclosporine ranges listed for this test are only suggested guidelines. This assay is specific for cyclosporine; it does not cross-react with cyclosporine metabolites, sirolimus, sirolimus metabolites, tacrolimus, or tacrolimus metabolites. Results by liquid chromatography with detection by tandem mass spectrometry are approximately 30% less than by immunoassay. | Established (trough) cyclosporine reference ranges do not apply to specimens collected after administration of a dose. For trough specimens, order CYCSP / Cyclosporine, Blood. | 1. Milone MC, Shaw LM. Therapeutic drugs and their management. In: Rifai N, Chiu RWK, Young I, Burnham CAD, eds. Tietz Textbook of Laboratory Medicine. 7th ed. Elsevier; 2023:420-453 2. Moyer TP, Post GR, Sterioff S, Anderson CF. Cyclosporine nephrotoxicity is minimized by adjusting dosage on the basis of drug concentration in blood. Mayo Clin Proc. 1988;63(3):241-247 3. Kahan BD, Keown P, Levy GA, Johnston A. Therapeutic drug monitoring of immunosuppressant drugs in clinical practice. Clin Ther. 2002;24(3):330-350 4. Dunn CJ, Wagstaff AJ, Perry CM, Plosker GL, Goa KL. Cyclosporin: an updated review of the pharmacokinetic properties, clinical efficacy, and tolerability of a microemulsion-based formulation (neoral) 1 in organ transplantation. Drugs. 2001;61(13):1957-2016 | Blood specimens are subjected to protein precipitation. The resulting supernatant is analyzed by liquid chromatography tandem mass spectrometry.(Bjergum MW, Jannetto PJ, Langman LJ. Simultaneous determination of tacrolimus and cyclosporine A in whole blood by ultrafast LC-MS/MS. Methods Mol Biol. 2019;1872:111-118. doi:10.1007/978-1-4939-8823-5_11) | Same day/1 to 2 days | 14 days | This test was developed and its performance characteristics determined by Mayo Clinic in a manner consistent with CLIA requirements. It has not been cleared or approved by the US Food and Drug Administration. | 80158 | Cyclosporine, Peak, B | 53834-8 | DOSEC | Dose, mg | 4207-7
2D66Z | CYP2D6 3' Gene Duplication/Multiplication (Bill Only) |  | This test is for billing purposes only. This is not an orderable test. | Yes | CYP2D6 3' Gene DUP/MLT | Whole Blood EDTA | This test is for billing purposes only. This is not an orderable test. |  |  | This test is for billing purposes only. This is not an orderable test. | [6 empty] | Not Applicable | 0076U
2D65Z | CYP2D6 5' Gene Duplication/Multiplication (Bill Only) |  | This test is for billing purposes only. This is not an orderable test. | Yes | CYP2D6 5' Gene DUP/MLT | Whole Blood EDTA | This test is for billing purposes only. This is not an orderable test. |  |  | This test is for billing purposes only. This is not an orderable test. | [6 empty] | Not Applicable | 0075U
2D61Z | CYP2D6 Full Gene Sequence (Bill Only) |  | This test is for billing purposes only. This is not an orderable test. | Yes | CYP2D6 Full Gene Sequence | Whole Blood EDTA | This test is for billing purposes only. This is not an orderable test. |  |  | This test is for billing purposes only. This is not an orderable test. | [6 empty] | Not Applicable | 0071U
2D62Z | CYP2D6 Gene CYP2D6-2D7 Hybrid (Bill Only) |  | This test is for billing purposes only. This is not an orderable test. | Yes | CYP2D6 GEN CYP2D6-2D7 Hybrid | Whole Blood EDTA | This test is for billing purposes only. This is not an orderable test. |  |  | This test is for billing purposes only. This is not an orderable test. | [6 empty] | Not Applicable | 0072U
2D63Z | CYP2D6 Gene CYP2D7-2D6 Hybrid (Bill Only) |  | This test is for billing purposes only. This is not an orderable test. | Yes | CYP2D6 GEN CYP2D7-2D6 Hybrid | Whole Blood EDTA | This test is for billing purposes only. This is not an orderable test. |  |  | This test is for billing purposes only. This is not an orderable test. | [6 empty] | Not Applicable | 0073U
2D64Z | CYP2D6 Nonduplicated Gene (Bill Only) |  | This test is for billing purposes only. This is not an orderable test. | Yes | CYP2D6 Nonduplicated Gene | Whole Blood EDTA | This test is for billing purposes only. This is not an orderable test. |  |  | This test is for billing purposes only. This is not an orderable test. | [6 empty] | Not Applicable | 0074U
CSTCE | Cystatin C with Estimated Glomerular Filtration Rate (eGFR), Serum | Assessing kidney function in patients suspected of having kidney disease Monitoring treatment response in patients with kidney disease An index of glomerular filtration rate (GFR), especially in patients where serum creatinine may be misleading (eg, very obese, older adults, or malnourished patients) Calculation of Chronic Kidney Disease Epidemiology Collaboration (CKD-EPI) cystatin C estimated GFR for patients where serum creatinine may be misleading (eg, very obese, older adults, or malnourished patients) | Immunoturbidimetric | Yes | Cystatin C with Estimated GFR, S | Serum | Collection Container/Tube: Preferred:Serum gel Acceptable:Red top Submission Container/Tube: Plastic vial Specimen Volume:0.5 mL Collection Instructions: 1. Serum gel tubes should be centrifuged within 2 hours of collection. 2. Red-top tubes should be centrifuged and serum aliquoted into a plastic vial within 2 hours of collection. | 0.25 mL | Cystatin C is a low-molecular weight (13,250 Da) cysteine proteinase inhibitor that is produced by all nucleated cells and found in body fluids, including serum. Since it is formed at a constant rate and freely filtered by the kidneys, its serum concentration is inversely correlated with the glomerular filtration rate (GFR); ie, a high concentration indicates a low GFR, while a lower concentration indicates a higher GFR, similar to creatinine. The renal handling of cystatin C differs from creatinine. While both are freely filtered by glomeruli, once filtered, cystatin C, unlike creatinine, is reabsorbed and metabolized by proximal renal tubules. Therefore, under normal conditions, cystatin C does not enter the final excreted urine to any significant degree. The serum concentration of cystatin C is not greatly affected by body mass, age, sex, or race. Thus, in certain cases, cystatin C may be a more reliable marker of kidney function (ie, GFR) than creatinine. GFR can be estimated (eGFR) from serum cystatin C utilizing an equation that includes the age and sex of the patient. The Chronic Kidney Disease Epidemiology Collaboration (CKD-EPI) cystatin C equation was developed by Inker et al(1) and demonstrated good correlation with measured iothalamate clearance in patients with all common causes of kidney disease, including kidney transplant recipients. Cystatin C eGFR may have advantages over creatinine eGFR in certain patient groups whose muscle mass is abnormally high or low (for example quadriplegics, much older adults, or malnourished individuals). Blood levels of cystatin C also equilibrate more quickly than creatinine, and therefore, serum cystatin C may be more accurate than serum creatinine when kidney function is rapidly changing (eg, amongst hospitalized individuals).(2) The same group also developed an eGFR equation that uses serum creatinine and cystatin C, in addition to age, sex, and race.(1) This equation may be useful to average out potential confounders of creatinine versus cystatin C. | CYSTATIN C: 18-49 years: 0.63-1.03 mg/L > or =50 years: 0.67-1.21 mg/L 0-17 years: Reference values have not been established. Refer to estimated glomerular filtration rate (eGFR). ESTIMATED GFR: >60 mL/min/BSA (body surface area) Adult eGFR: Estimated GFR calculated using CKD-EPI Cystatin C equation.(1) Pediatric eGFR: Estimated GFR calculated using Schwartz Cystatin C equation.(12) | Cystatin C: Cystatin C inversely correlates with the glomerular filtration rate (GFR), that is, elevated levels of cystatin C indicate decreased GFR. Cystatin C may provide more accurate assessment of GFR for very obese, older adults, or malnourished patients than creatinine. Cystatin C equation does not require patient ethnic data and can be used for those patients with this information unavailable. Due to immaturity of kidney function, cystatin C levels are higher in neonates less than 3 months of age.(3) EstimatedGFR: Chronic kidney disease (CKD) is defined as the presence of persistent and usually progressive reduction in GFR (GFR <60 mL/min/1.73 m[2]) and/or albuminuria (>30 mg of urinary albumin per gram of urinary creatinine), regardless of GFR. According to the National Kidney Foundation Kidney Disease Outcome Quality Initiative (KDOQI) classification, among patients with CKD, irrespective of diagnosis, the stage of disease should be assigned based on the level of kidney function.(4) Table. Kidney Disease: Improving Global Outcomes (KDIGO) guidelines provide the following GFR categories Stage Description GFR mL/min/BSA 1 Kidney damage with normal or increased GFR 90 2 Kidney damage with mild decrease in GFR 60-89 3A Mild to moderate decrease in GFR 45-59 3B Moderate to severe decrease in GFR 30-44 4 Severe decrease in GFR 15-29 5 Kidney failure <15 (or dialysis) | The estimated glomerular filtration rate (eGFR) is not a precise measure of GFR and can be influenced by nonrenal factors such as inflammation. | 1. Inker LA, Schmid CH, Tighiouart H, et al;CKD-EPI Investigators: Estimating glomerular filtration rate from serum creatinine and cystatin C. N Engl J Med. 2012 Jul;367(1):20-29. doi: 10.1056/NEJMoa1114248 2. Frazee E, Rule AD, Lieske JC, et al: Cystatin C-guided vancomycin dosing in critically ill patients: a quality improvement project. Am J Kidney Dis. 2017 May;69(5):658-666. doi: 10.1053/j.ajkd.2016.11.016 3. Buehrig CK, Larson TS, Bergert JH, et al: Cystatin C is superior to serum creatinine for the assessment of renal function. J Am Soc Nephrol. 2001;12:194A 4. Inker LA, Astor BC, Fox CH, et al: KDOQI US commentary on the 2012 KDIGO Clinical Practice Guideline for the Evaluation and Management of CKD. Am J Kidney Dis. 2014 May;63(5):713-735. doi: 10.1053/j.ajkd.2014.01.416 5. Grubb AO: Cystatin C--properties and use as a diagnostic marker. Adv Clin Chem. 2000;35:63-99. doi: 10.1016/s0065-2423(01)35015-1 6. Coll E, Botey A, Alvarez L, et al: Serum cystatin C as a new marker for noninvasive estimation of glomerular filtration rate and as a marker for early renal impairment. Am J Kidney Dis. 2000 Jul;36(1):29-34. doi: 10.1053/ajkd.2000.8237 7. Larsson A, Hansson LO, Flodin M, Katz R, Shlipak MG: Calibration of the Siemens cystatin C immunoassay has changed over time. Clin Chem. 2011 May;57(5):777-778. doi: 10.1373/clinchem.2010.159848 8. Voskoboev NV, Larson TS, Rule AD, Lieske JC:Importance of cystatin C assay standardization.Clin Chem. 2011 Aug;57(8):1209-1211. doi: 10.1373/clinchem.2011.164798 9. Nitsch D, Sandling JK, Byberg L et al: Fetal, developmental, and parental influences on cystatin C in childhood: the Uppsala Family Study. Am J Kidney Dis. 2011 Jun;57(6):863-872. doi: 10.1053/j.ajkd.2010.12.025 10. Voskoboev NV, Larson TS, Rule AD, Lieske JC: Analytic and clinical validation of a standardized cystatin C particle enhanced turbidimetric assay (PETIA) to estimate glomerular filtration rate. Clin Chem Lab Med. 2012 Mar;50(9):1591-1596. doi: 10.1515/cclm-2012-0063 11. Finney H, Newman DJ, Thakkar H, Fell JM, Price CP: Reference ranges for the plasma cystatin C and creatinine measurements in premature infants, neonates, and older children. Arch Dis Child. 2000 Jan;82(1):71-75. doi: 10.1136/adc.82.1.71 12. Schwartz GJ, Schneider MF, Maier PS, et al: Improved equations estimating GFR in children with chronic kidney disease using an immunonephelometric determination of cystatin C. Kidney Int. 2012 Aug;82(4):445-453. doi: 10.1038/ki.2012.169 | Cystatin C: Serum samples from patients are mixed with latex particles coated with anti-cystatin C antibodies. Human cystatin C agglutinates with latex particles coated with the anti-cystatin C antibodies. The aggregate is determined turbidimetrically at 546 nm.(Package insert: Tina-quant Cystatin C Gen.2. Roche Diagnostics; 01/2017) Estimated GFR is calculated in the laboratory information system, SCC Soft, using the Schwartz Cystatin C equation for patients under 18 years old and the CKD-EPI Cystatin C Equation (2012) for patients 18 years of age and older (Salvador CL, Tondel C, Rowe AD, et al: Estimating glomerular filtration rate in children: evaluation of creatinine- and cystatin C-based equations. Pediatr Nephrol. 2019 Feb;34(2):301-311. doi: 10.1007/s00467-018-4067-3; Inker LA, Schmid CH, Tighiouart H, CKD-EPI Investigators, et al: Estimating glomerular filtration rate from serum creatinine and cystatin C. N Engl J Med. 2012 Jul;367(1):20-29; National Kidney Foundation: CKD-EPI Cystatin C Equation (2012). Accessed March 25, 2021. Available at: www.kidney.org/content/ckd-epi-cystatin-c-equation-2012) | Same day/1 to 3 days | 7 days | This test has been cleared, approved, or is exempt by the US Food and Drug Administration and is used per manufacturer's instructions. Performance characteristics were verified by Mayo Clinic in a manner consistent with CLIA requirements. | 82610 | Cystatin C with Estimated GFR, S | 87430-5 | CSTNC | Cystatin C, S | 33863-2
CFSMN | Cystic Fibrosis and Spinal Muscular Atrophy Carrier Screen Panel, Varies | Reproductive risk refinement via carrier screening for individuals in the general population for cystic fibrosis and spinal muscular atrophy. Reproductive risk refinement via carrier screening for individuals with a family history of cystic fibrosis and/or spinal muscular atrophy when familial variants are not available This test isnot useful forclinical diagnosis of an affected individual. | Targeted Genotyping Array | Yes | CF and SMA Carrier Screen Panel | Varies | Specimen Type:Whole blood Patient Preparation:A previous bone marrow transplant from an allogenic donor will interfere with testing. Call 800-533-1710 for instructions for testing patients who have received a bone marrow transplant. Container/Tube: Preferred:Lavender top (EDTA) or yellow top (ACD) Acceptable:Any anticoagulant Specimen Volume:3 mL Collection Instructions: 1. Invert several times to mix blood. 2. Send whole blood specimen in original tube.Do not aliquot. Additional Information:To ensure minimum volume and concentration of DNA is met, the preferred volume of blood must be submitted. Testing may be canceled if DNA requirements are inadequate. | 1 mL | Because an individual can be a carrier for an autosomal recessive condition without showing signs or symptoms, there is often no family history of such disorders. Therefore, without a family history, a reproductive couple may not know if they have an increased risk to have a child with any given genetic disorder. Carrier screening either before or during a pregnancy can help a reproductive couple further understand their risk to have a child with a genetic condition. Carrier screening for genetic variants associated with cystic fibrosis (CF) and spinal muscular atrophy (SMA) are considered standard of care by American College of Obstetricians and Gynecologists (ACOG) and American College of Medical Genetics and Genomics (ACMG) for all couples regardless of ancestry.(1,2) Cystic Fibrosis: CF, in the classic form, is a severe autosomal recessive disorder characterized by a varied degree of chronic obstructive lung disease and pancreatic enzyme insufficiency. The incidence of CF varies markedly among different populations, as does the genetic variant detection rate for the variant screening assay. To date, over 1500 variants have been described within the gene that causes CF, named cystic fibrosis transmembrane conductance regulator (CFTR). The most common variant, deltaF508, accounts for approximately 67% of the variants worldwide and approximately 70% to 75% in the North American population of Northern European descent. Most of the remaining variants are rare, although some show a relatively higher prevalence in certain ethnic groups or in certain atypical presentations of CF such as congenital bilateral absence of the vas deferens (CBAVD). Genetic variants detected by this assay include the 23 variants recommended by the ACMG as well as over 450 other variants. Of note,CFTRpotentiator therapies may improve clinical outcomes for patients with a clinical diagnosis of CF and at least one copy of a select subset of variants. Detection rates for several ethnic and racial groups are listed in the table below. Note that interpretation of test results and risk calculations are also dependent on clinical information and family history. Racial or ethnic group Carrier frequency Variant detection rate* European American 1/25 94% Ashkenazi Jewish 1/25 95% African American 1/65 87% Hispanic American 1/46 87% Asian American** 1/90 65% General US population 1/35 86% *Rates are for classic CF. Rates are lower for atypical forms of CF and for CBAVD. **Does not apply to individuals of Japanese ancestry. Spinal Muscular Atrophy: SMA is an autosomal recessive neuromuscular disorder characterized by motor neuron degeneration leading to muscular atrophy with progressive paralysis. It is a genetically complex condition that is traditionally divided into 5 subtypes, depending on the age at which symptoms present and the motor milestones that are achieved. Presentation can range from in utero joint contractures and lack of fetal movement (type 0), to loss of ambulation in adolescence or adulthood (type IV). All patients with SMA develop symmetrical loss of muscle control, most commonly affecting proximal muscles. The most common form of SMA is associated with the loss of survival motor neuron (SMN) protein, which is encoded by 2 or more genes on chromosome 5. The majority of SMN protein is expressed by theSMN1gene but a small portion of SMN is also contributed by theSMN2gene. In fact,SMN1produces more than 90% of SMN protein, whileSMN2produces about less than 10% of residual SMN protein. This occurs becauseSMN2differs fromSMN1by 5 nucleotide changes, one of which leads to alternative exon 7 splicing, and a reduction ofSMN2expression. Most individuals have 2 copies ofSMN1, but individuals with as many as 5 copies ofSMN1have been observed. In addition, individuals may also have 0 to 5 copies ofSMN2. SMA is most commonly caused by a homozygous deletion of exon 7 inSMN1. However, some patients with this disorder may be compound heterozygotes, with a deletion of one copy ofSMN1and a point alteration in the other allele. The severity of a patient's disease is associated with the number of copies ofSMN2that are present, and 3 or moreSMN2copies are associated with a milder SMA phenotype. As this test is a quantitative assay for the number ofSMN1exon 7 deletions, any result showing 2SMN1copies may, in fact, have 2 normal copies ofSMN1in cis (on the same chromosome) and a copy ofSMN1with the exon 7 deletion on the other chromosome (in trans). This is called the "2+0" carrier genotype. The frequency of the "2+0" carrier genotype differs by ancestry. Previously, it was not possible to distinguish a "2+0" carrier from an individual with one copy ofSMN1on each chromosome. However, following a study performed by Luo et al,(3) it is now possible to provide an adjusted genetic residual carrier risk specific to one's ancestry, based on the presence or absence of theSMN1polymorphism g.27134T>G. The presence of this polymorphism is linked to being a "2+0" carrier in the Ashkenazi Jewish and Asian populations, and it increases the chances that one is a "2+0" carrier in other populations. See the table below for details. Table. SMA carrier residual risk estimates.(3) Ancestry Carrier frequency Detection rate based on copy number alone Residual risk after detection of 2 copies ofSMN1 Detection rate with addition ofSMN1g.27134T>G Residual risk of being a 2+0 carrier after absence ofSMN1g.27134T>G Residual risk of being a 2+0 carrier after presence ofSMN1g.27134T>G European descent 1/35 95% 1/632 N/A 1/769 1/28 Ashkenazi Jewish 1/41 90% 1/345 94% 1/580 2+0 Carrier Asian 1/53 92% 1/628 93% 1/701 2+0 Carrier African American 1/66 71% 1/121 N/A 1/395 1/33 Latinx 1/117 90% 1/1061 N/A 1/1762 1/139 General population 1/54 90% 1/536 N/A N/A N/A For details regarding the specific variants identified by this test seeTargeted Variants Detected by Focused Carrier Screening Tests. | An interpretive report will be provided. | All detected variants are evaluated according to American College of Medical Genetics and Genomics recommendations.(4) Variants are classified based on known, predicted, or possible pathogenicity and reported with interpretive comments detailing their potential or known significance. | A negative result does not eliminate the risk of carrier status for any of the included conditions, due to the possibility that the patient carries a variant that is not interrogated with this assay or the rare chance of a false-negative result for a tested variant. For tested variants, the negative predictive value of this screen is greater than 98%. The patient's residual risk to be a carrier after a negative screen is dependent on ethnic background and family history. A positive control was not available for all variants targeted on this panel. For more information regarding availability of a positive control for each variantseeTargeted Variants Detected by Focused Carrier Screening Tests. The negative predictive value of these targets is unknown. Rare variants (ie, polymorphisms) exist that could lead to false-negative or false-positive results. If results obtained do not match the clinical findings, additional testing should be considered. All detected variants are evaluated according to American College of Medical Genetics and Genomics recommendations.(4) This assay was designed to specifically target known pathogenic or likely pathogenic variants. In rare cases, DNA variants of undetermined significance may be identified. The laboratory encourages health care providers to contact the laboratory at any time to learn how the status of a particular variant may have changed over time. Multiple in-silico evaluation tools may have been used to assist in the interpretation of these results. Of note, the sensitivity and specificity of these tools for the determination of pathogenicity is currently unvalidated. Test results should be interpreted in the context of clinical findings, family history, and other laboratory data. Misinterpretation of results may occur if the information provided is inaccurate or incomplete. Bone Marrow transplants from allogenic donors will interfere with testing. Call Mayo Clinic Laboratories for instructions for testing patients who have received a bone marrow transplant. An online research opportunity called GenomeConnect (genomeconnect.org), a project of ClinGen, is available for the recipient of this genetic test. This patient registry collects deidentified genetic and health information to advance the knowledge of genetic variants. Mayo Clinic is a collaborator of ClinGen. This may not be applicable for all tests. | 1. Langfelder-Schwind E, Karczeski B, Strecker MN, et al. Molecular testing for cystic fibrosis carrier status practice guidelines: recommendations of the National Society of Genetic Counselors. J Genet Couns. 2014 Feb;23(1):5-15. doi: 10.1007/s10897-013-9636-9 2. Sugarman EA, Nagan N, Zhu H, et al: Pan-ethnic carrier screening and prenatal diagnosis for spinal muscular atrophy: clinical laboratory analysis of >72,400 specimens. Eur J Hum Genet. 2012;20(1):27-32. doi: 10.1038/ejhg.2011.134 3. Luo M, Liu L, Peter I, et al: An Ashkenazi Jewish SMN1 haplotype specific to duplication alleles improves pan-ethnic carrier screening for spinal muscular atrophy. Genet Med. 2014;16:149-156. doi: 10.1038/gim.2013.84 4. Richards S, Aziz N, Bale S, et al: Standards and guidelines for the interpretation of sequence variants: a joint consensus recommendation of the American College of Medical Genetics and Genomics and the Association for Molecular Pathology. Genet Med. 2015 May;17(5):405-424. doi: 10.1038/gim.2015.30 5. Carrier Testing for Cystic Fibrosis. Cystic Fibrosis Foundation; Accessed May 24, 2021. Available atwww.cff.org/What-is-CF/Testing/Carrier-Testing-for-Cystic-Fibrosis/ 6. Watson MS, Cutting GR, Desnick RJ, et al: Cystic fibrosis population carrier screening: 2004 revision of American College of Medical Genetics mutation panel. Genet Med. 2004;6(5):387-391. doi: 10.1097/01.gim.0000139506.11694.7c 7. Prior TW, Professional Practice and Guidelines Committee: Carrier screening for spinal muscular atrophy. Genet Med. 2008;10:840-842. doi: 10.1097/GIM.0b013e318188d069 9: Committee Opinion No. 691: Carrier Screening for Genetic Conditions. Obstet Gynecol. 2017 Mar;129(3):e41-e55. doi: 10.1097/AOG.0000000000001952 10: Gregg AR, Aarabi M, Klugman S, et al; ACMG Professional Practice and Guidelines Committee: Screening for autosomal recessive and X-linked conditions during pregnancy and preconception: a practice resource of the American College of Medical Genetics and Genomics (ACMG). Genet Med. 2021 Oct;23(10):1793-1806. doi: 10.1038/s41436-021-01203-z. Erratum in: Genet Med. 2021 Aug 27 | The targeted genotyping array utilizing the ThermoFisher GeneTitan platform is used to detect select genetic variants in the following genes associated with heritable conditions: cystic fibrosis transmembrane conductance regulator (CFTR) and survival motor neuron 1 (SMN1).SMN2may be reported in conjunction with relevant genotype findings. For details regarding the targeted mutations identified by this test seeTargeted Variants Detected by Focused Carrier Screening Tests. Multiplex ligation-dependent probe amplification, polymerase chain reaction (PCR), relative quantitative PCR, droplet digital PCR, and Sanger sequencing are used to confirm alterations detected by microarray when appropriate.(Unpublished Mayo method) | 7 to 21 days | Whole Blood: 2 weeks (if available); Extracted DNA: 3 months | This test was developed and its performance characteristics determined by Mayo Clinic in a manner consistent with CLIA requirements. It has not been cleared or approved by the US Food and Drug Administration. | 81220813298122281479 (if appropriate for government payers) | CF and SMA Carrier Screen Panel | 98039-1 | 608357 | Released By | 18771-6
CFTRN | Cystic Fibrosis Transmembrane Conductance Regulator, CFTR, Full Gene Analysis, Varies | Follow-up testing to identify variants in individuals with a clinical diagnosis of cystic fibrosis (CF) Identifying genetic variants in individuals with atypical presentations of CF (eg, congenital bilateral absence of the vas deferens or pancreatitis) Identifying genetic variants in individuals where detection rates by targeted variant analysis are low or unknown for their ancestral background Identifying patients who may respond to cystic fibrosis transmembrane conductance regulator (CFTR) potentiator therapy | Sequence Capture and Targeted Next-Generation Sequencing (NGS) followed by Polymerase Chain Reaction (PCR) and Sanger Sequencing | Yes | CFTR Gene, Full Gene Analysis | For prenatal specimens only: | Patient Preparation:A previous bone marrow transplant from an allogenic donor will interfere with testing. For instructions for testing patients who have received a bone marrow transplant, call 800-533-1710. Submit only 1 of the following specimens: Specimen Type:Whole blood Container/Tube: Preferred:Lavender top (EDTA) or yellow top (ACD) Acceptable:Any anticoagulant Specimen Volume:3 mL Collection Instructions: 1. Invert several times to mix blood. 2. Send whole blood specimen in original tube.Do not aliquot. Specimen Stability Information:Ambient (preferred) 4 days/Refrigerated Specimen Type: Skin biopsy Supplies: Fibroblast Biopsy Transport Media (T115) Container/Tube: Sterile container with any standard cell culture media (eg, minimal essential media, RPMI 1640). The solution should be supplemented with 1% penicillin and streptomycin. Specimen Volume: 4-mm punch Specimen Stability Information: Refrigerated (preferred)/Ambient Additional Information: A separate culture charge will be assessed under CULFB / Fibroblast Culture for Biochemical or Molecular Testing. An additional 3 to 4 weeks is required to culture fibroblasts before genetic testing can occur. SpecimenType: Cultured fibroblasts Container/Tube: T-25 flask SpecimenVolume: 2 Flasks CollectionInstructions: Submit confluent cultured fibroblast cells from a skin biopsy from another laboratory. Specimen Stability Information: Ambient (preferred)/Refrigerated (<24 hours) Additional Information: A separate culture charge will be assessed under CULFB / Fibroblast Culture for Biochemical or Molecular Testing. An additional 3 to 4 weeks is required to culture fibroblasts before genetic testing can occur. Due to its complexity, consultation with the laboratory is required for all prenatal testing; call 800-533-1710 to speak to a genetic counselor. Specimen Type:Amniotic fluid Container/Tube:Amniotic fluid container Specimen Volume:20 mL Specimen Stability Information:Refrigerated (preferred)/Ambient Additional information: 1. A separate culture charge will be assessed under CULAF / Culture for Genetic Testing, Amniotic Fluid. An additional 2 to 3 weeks is required to culture amniotic fluid before genetic testing can occur. 2. All prenatal specimens must be accompanied by a maternal blood specimen;order MATCC / Maternal Cell Contamination, Molecular Analysis, Varies on the maternal specimen. Specimen Type: Chorionic villi Container/Tube:15-mL tube containing 15 mL of transport media Specimen Volume:20 mg Specimen Stability Information:Refrigerated Additional Information: 1. A separate culture charge will be assessed under CULFB / Fibroblast Culture for Biochemical or Molecular Testing. An additional 2 to 3 weeks is required to culture chorionic villi before genetic testing can occur. 2. All prenatal specimens must be accompanied by a maternal blood specimen;order MATCC / Maternal Cell Contamination, Molecular Analysis, Varies on the maternal specimen. Specimen Type:Confluent cultured cells Container/Tube:T-25 flask Specimen Volume:2 Flasks Collection Instructions:Submit confluent cultured cells from another laboratory. Specimen Stability Information:Ambient (preferred)/Refrigerated Additional Information:All prenatal specimens must be accompanied by a maternal blood specimen;order MATCC / Maternal Cell Contamination, Molecular Analysis, Varies on the maternal specimen. |  | Cystic fibrosis (CF), in the classic form, is a severe autosomal recessive disorder characterized by a varying degree of chronic obstructive lung disease and pancreatic enzyme insufficiency.(1) Clinical diagnosis is generally made based on these features, combined with a positive sweat chloride test or positive nasal potential difference.(1) CF can also have an atypical presentation (CFTR-related disorder [CFRD] orCFTR-related metabolic syndrome [CRMS]) and may manifest solely as congenital absence of the vas deferens or chronic idiopathic pancreatitis.(2) Several states have implemented newborn screening for CF, which identifies potentially affected individuals by measuring immunoreactive trypsinogen in a dried blood specimen collected on filter paper.(3) To date, over 2000 variants have been described within the cystic fibrosis transmembrane conductance regulator (CFTR) gene that can cause CF.(3) The most common variant, deltaF508, accounts for approximately 67% of the variants worldwide and approximately 70% to 75% in the North American White population.(4) Most of the remaining variants are rare, although some show a relatively higher prevalence in certain ancestries or in some atypical presentations of CF, such as CFRD or CRMS. If a clinical diagnosis of CF has been made or is suspected, full gene analysis of theCFTRgene may be utilized instead to genetically confirm the diagnosis. Full gene and deletion/duplication analysis of theCFTRgene can identify over 98% of the sequence variants in the coding region and splice junctions. Of note,CFTRpotentiator therapies may improve clinical outcomes for patients with a clinical diagnosis of CF and at least one copy of a select subset of variants.(3) | An interpretive report will be provided | All detected variants are evaluated according to American College of Medical Genetics and Genomics recommendations.(5) Variants are classified based on known, predicted, or possible pathogenicity and reported with interpretive comments detailing their potential or known significance. | Clinical Correlations:Test results should be interpreted in the context of clinical findings, family history, and other laboratory data. Misinterpretation of results may occur if the information provided is inaccurate or incomplete. If testing was performed because of a clinically significant family history, it is often useful to first test an affected family member. Detection of a reportable variant in an affected family member would allow for more informative testing of at-risk individuals. To discuss the availability of additional testing options or for assistance in the interpretation of these results, contact Mayo Clinic Laboratories genetic counselors at 800-533-1710. Technical Limitations:Next-generation sequencing may not detect all types of genomic variants. In rare cases, false-negative or false-positive results may occur. The depth of coverage may be variable for some target regions; assay performance below the minimum acceptable criteria or for failed regions will be noted. Given these limitations, negative results do not rule out the diagnosis of a genetic disorder. If a specific clinical disorder is suspected, evaluation by alternative methods can be considered. There may be regions of genes that cannot be effectively evaluated by sequencing or deletion and duplication analysis as a result of technical limitations of the assay, including regions of homology, high guanine-cytosine (GC) content, and repetitive sequences. Confirmation of select reportable variants will be performed by alternate methodologies based on internal laboratory criteria. This test is validated to detect 95% of deletions up to 75 base pairs (bp) and insertions up to 47 bp. Deletions-insertions (delins) of 40 or more bp, including mobile element insertions, may be less reliably detected than smaller delins. Deletion/Duplication Analysis: This analysis targets single and multi-exon deletions/duplications; however, in some instances, single exon resolution cannot be achieved due to isolated reduction in sequence coverage or inherent genomic complexity. Balanced structural rearrangements (such as translocations and inversions) may not be detected. This test is not designed to detect low levels of mosaicism or to differentiate between somatic and germline variants. If there is a possibility that any detected variant is somatic, additional testing may be necessary to clarify the significance of results. For detailed information regarding gene specific performance and technical limitations, see Method Description or contact a laboratory genetic counselor. If the patient has had an allogeneic hematopoietic stem cell transplant or a recent non-leukoreduced blood transfusion, results may be inaccurate due to the presence of donor DNA. Call Mayo Clinic Laboratories for instructions for testing patients who have received a bone marrow transplant. Reclassification of Variants:Currently, it is not standard practice for the laboratory to systematically review previously classified variants on a regular basis. The laboratory encourages health care providers to contact the laboratory at any time to learn how the classification of a particular variant may have changed over time. Due to broadening genetic knowledge, it is possible that the laboratory may discover new information of relevance to the patient. Should that occur, the laboratory may issue an amended report. Variant Evaluation:Evaluation and categorization of variants are performed using published American College of Medical Genetics and Genomics and the Association for Molecular Pathology recommendations as a guideline.(5) Other gene-specific guidelines may also be considered. Variants are classified based on known, predicted, or possible pathogenicity and reported with interpretive comments detailing their potential or known significance. Variants classified as benign or likely benign are not reported. Multiple in silico evaluation tools may be used to assist in the interpretation of these results. The accuracy of predictions made by in silico evaluation tools is highly dependent upon the data available for a given gene, and periodic updates to these tools may cause predictions to change over time. Results from in silico evaluation tools should be interpreted with caution and professional clinical judgment. Rarely, incidental or secondary findings may implicate another predisposition or presence of active disease. These findings will be carefully reviewed to determine whether they will be reported. | 1. Ong T, Marshall SG, Karczeski BA, et al: Cystic fibrosis and congenital absence of the vas deferens. In: Adam MP, Everman DB, Mirzaa GM, et al, eds. GeneReviews [Internet]. University of Washington, Seattle; 2001. Updated November 10, 2022. Accessed January 20, 2023. Available at: www.ncbi.nlm.nih.gov/books/NBK1250/ 2. Bombieri C, Claustres M, De Boeck K, et al: Recommendations for the classification of diseases as CFTR-related disorders. J Cyst Fibros. 2011 Jun;10 Suppl 2:S86-102 3. Link SL, Nayak RP: Review of rapid advances in cystic fibrosis. Mo Med. 2020 Nov-Dec;117(6):548-554 4. Bobadilla JL, Macek M Jr, Fine JP, Farrell PM: Cystic fibrosis: a worldwide analysis of CFTR murations--correlation with incidence data and application to screening. Hum Mutat. 2002 Jun;19(6):575-606 5. Richards S, Aziz N, Bale S, et al; ACMG Laboratory Quality Assurance Committee: Standards and guidelines for the interpretation of sequence variants: a joint consensus recommendation of the American College of Medical Genetics and Genomics and the Association for Molecular Pathology. Genet Med. 2015 May;17(5):405-424 | Next-generation sequencing (NGS) and/or Sanger sequencing are performed to test for the presence of variants in coding regions and intron/exon boundaries of theCFTRgene, as well as some other regions that have known disease-causing variants. The human genome reference GRCh37/hg19 build was used for sequence read alignment. At least 99% of the bases are covered at a read depth over 30X. Sensitivity is estimated at above 99% for single nucleotide variants, above 94% for deletions/insertions (delins) less than 40 base pairs (bp), and above 95% for deletions up to 75 bp and insertions up to 47 bp. NGS and/or a polymerase chain reaction-based quantitative method is performed to test for the presence of deletions and duplications in theCFTRgene. There may be regions ofCFTRthat cannot be effectively evaluated by sequencing or deletion and duplication analysis as a result of technical limitations of the assay, including regions of homology, high guanine-cytosine (GC) content, and repetitive sequences.(Unpublished Mayo method) Confirmation of select reportable variants may be performed by alternate methodologies based on internal laboratory criteria. Reference transcript numbers may be updated due to transcript re-versioning. Always refer to the final patient report for gene transcript information referenced at the time of testing. Gene symbol Reference transcript Additional evaluations Technical limitations CFTR NM_000492.4 Poly T tractTG repeat region for 5T alleles onlydeletion/duplication analysisc.870-1113_870-1110delc.1393-18G>Ac.1585-9T>Ac.1585-8G>Ac.1585-9412A>Gc.1680-886A>Gc.1680-883A>Gc.1680-877G>Tc.2909-15T>Gc.2989-313A>Tc.3140-26A>Gc.3140-16T>Ac.3469-1304C>Gc.3717+40A>Gc.3718-2477C>Tc.3874-4522A>G Copy number variation analysis in exon 13 is not performed | 28 to 42 days | Whole blood: 2 weeks (if available); Extracted DNA: 3 months; Cultured fibroblasts, skin biopsy, cord blood, amniotic fluid, cultured amniocytes, chorionic villi, cultured chorionic villi: 1 month | This test was developed and its performance characteristics determined by Mayo Clinic in a manner consistent with CLIA requirements. It has not been cleared or approved by the US Food and Drug Administration. | 8122388233- Tissue culture, skin, solid tissue biopsy (if appropriate)88240- Cryopreservation (if appropriate) | CFTR Gene, Full Gene Analysis | 90256-9 | 619787 | Released By | 18771-6
CFMP | Cystic Fibrosis, CFTR Gene, Variant Panel, Varies | Confirmation of a clinical diagnosis of cystic fibrosis Reproductive risk refinement via carrier screening for individuals in the general population Reproductive risk refinement via carrier screening for individuals with a family history when familial variants are not available Identification of patients who may respond to cystic fibrosis transmembrane conductance regulator (CFTR) potentiator therapy | Targeted Genotyping Array | Yes | Cystic Fibrosis (CF) Mutation Panel | SeeCystic Fibrosis Molecular Diagnostic Testing Algorithmfor additional information. | Specimen Type:Whole blood Patient Preparation:A previous bone marrow transplant from an allogenic donor will interfere with testing. Call 800-533-1710 for instructions for testing patients who have received a bone marrow transplant. Container/Tube: Preferred:Lavender top (EDTA) or yellow top (ACD) Acceptable:Any anticoagulant Specimen Volume:3 mL Collection Instructions: 1. Invert several times to mix blood. 2. Send whole blood specimen in original tube.Do notaliquot. Additional Information:To ensure minimum volume and concentration of DNA is met, the preferred volume of blood must be submitted. Testing may be canceled if DNA requirements are inadequate. | 1 mL | Cystic fibrosis (CF), in the classic form, is a severe autosomal recessive disorder characterized by a varied degree of chronic obstructive lung disease and pancreatic enzyme insufficiency. The incidence of CF varies markedly among different populations, as does the genetic variant detection rate for the variant screening assay. To date, over 1500 variants have been described within the gene that causes CF, named cystic fibrosis transmembrane conductance regulator (CFTR). The most common variant, deltaF508, accounts for approximately 67% of the variants worldwide and approximately 70% to 75% in the North American White population. Most of the remaining variants are rare, although some show a relatively higher prevalence in certain ethnic groups or in certain atypical presentations of CF, such as congenital bilateral absence of the vas deferens (CBAVD). Genetic variants detected by this assay include the 23 variants recommended by the American College of Medical Genetics and Genomics as well as over 450 other variants. Of note,CFTRpotentiator therapies may improve clinical outcomes for patients with a clinical diagnosis of CF and at least one copy of a select subset of variants. Detection rates for several ethnic and racial groups are listed in the table below. Note that interpretation of test results and risk calculations are also dependent on clinical information and family history. Racial or ethnic group Carrier frequency Variant detection rate* European American 1/25 94% Ashkenazi Jewish 1/25 95% African American 1/65 87% Hispanic American 1/46 87% Asian American** 1/90 65% General US population 1/35 86% *Rates are for classic CF. Rates are lower for atypical forms of CF and for CBAVD. **Does not apply to individuals of Japanese ancestry. A list ofCFTRvariants included in the panel can be found inTargeted Variants Interrogated by Cystic Fibrosis Variant Panel. | An interpretive report will be provided. | All reported alterations are evaluated according to American College of Medical Genetics and Genomics recommendations.(1) Variants are classified based on known, predicted, or possible pathogenicity and reported with interpretive comments detailing their potential or known significance. | This assay will not detect all known disease-associated variants that cause cystic fibrosis orCFTR-related disorders. Therefore, the absence of a detectable variant does not rule out the possibility that an individual is a carrier of or affected with this disease. A negative result does not eliminate the risk of carrier status for any of the included conditions, due to the possibility that the patient carries a variant that is not interrogated with this assay or the rare chance of a false-negative result for a tested variant. For tested variants, the negative predictive value of this screen is greater than 98%. The patient's residual risk to be a carrier after a negative screen is dependent on ethnic background and family history. A positive control was not available for all variants targeted on this panel. For more information regarding availability of a positive control for each variant seeTargeted Variants Interrogated by Cystic Fibrosis Variant Panel. The negative predictive value of these targets is unknown. Rare variants (ie, polymorphisms) exist that could lead to false-negative or false-positive results. If results obtained do not match the clinical findings, additional testing should be considered. All detected variants are evaluated according to American College of Medical Genetics and Genomics recommendations.(1) This assay was designed to specifically target known disease-causing or likely disease-causing variants. In rare cases, DNA variants of undetermined significance may be identified. The laboratory encourages healthcare providers to contact the laboratory at any time to learn how the status of a particular variant may have changed over time. Multiple in-silico evaluation tools may have been used to assist in the interpretation of these results. Of note, the sensitivity and specificity of these tools for the determination of pathogenicity is currently unvalidated. Test results should be interpreted in the context of clinical findings, family history, and other laboratory data. Misinterpretation of results may occur if the information provided is inaccurate or incomplete. Bone Marrow transplants from allogenic donors will interfere with testing. Call Mayo Clinic Laboratories for instructions for testing patients who have received a bone marrow transplant. An online research opportunity called GenomeConnect (genomeconnect.org), a project of ClinGen, is available for the recipient of this genetic test. This patient registry collects deidentified genetic and health information to advance the knowledge of genetic variants. Mayo Clinic is a collaborator of ClinGen. This may not be applicable for all tests. | 1. Richards S, Aziz N, Bale S, et al: Standards and guidelines for the interpretation of sequence variants: a joint consensus recommendation of the American College of Medical Genetics and Genomics and the Association for Molecular Pathology. Genet Med. 2015 May;17(5):405-424. doi: 10.1038/gim.2015.30 2. Quint A, Lerer I, Sagi M, Abeliovich D: Mutation spectrum in Jewish cystic fibrosis patients in Israel: implication to carrier screening. Am J Med Genet A. 2005 Jul 30;136(3):246-248 3. Bobadilla JL, Macek M Jr, Fine JP, Farrell PM: Cystic fibrosis: a worldwide analysis of CFTR mutations-correlation with incidence data and application to screening. Hum Mutat. 2002 Jun;19(6):575-606 4. Sugarman EA, Rohlfs EM, Silverman LM, Alitto BA: CFTR mutation distribution among U.S. Hispanic and African American individuals: evaluation in cystic fibrosis patient and carrier screening populations. Genet Med. 2004 Sep-Oct;6(5):392-399 5. Watson MS, Cutting GR, Desnick RJ, et al: Cystic fibrosis population carrier screening: 2004 revision of American College of Medical Genetics mutation panel. Genet Med. 2004 Sep-Oct;6(5):387-391 6. Heim RA, Sugarman EA, Allitto BA: Improved detection of cystic fibrosis mutations in the heterozygous U.S. population using an expanded, pan-ethnic mutation panel. Genet Med. 2001 May-Jun;3(3):168-176 7. De Boeck K, Munck A, Walker S, et al: Efficacy and safety of ivacaftor in patients with cystic fibrosis and a non-G551D gating mutation. J Cyst Fibros. 2014 Dec;13(6):674-680 8. Carrier Testing for Cystic Fibrosis. Cystic Fibrosis Foundation; Accessed May 24, 2021. Available at www.cff.org/What-is-CF/Testing/Carrier-Testing-for-Cystic-Fibrosis/ | The targeted genotyping assay utilizing the ThermoFisher GeneTitan platform is used to detect 500 plus genetic targets, including the 23 disease-causing variants specified in the American College of Medical Genetics standards for population-based carrier screening. For details regarding the targeted disease-causing variants identified by this test seeTargeted Variants Interrogated by Cystic Fibrosis Variant Panel. Confirmatory testing of homozygous results is performed as reflex tests when appropriate. Multiplex ligation-dependent probe amplification, polymerase chain reaction (PCR), relative quantitative PCR, and Sanger sequencing are used to confirm alterations detected by array when appropriate.(Unpublished Mayo method) | 7 to 21 days | Whole Blood: 2 weeks (if available); Extracted DNA: 3 months | This test was developed and its performance characteristics determined by Mayo Clinic in a manner consistent with CLIA requirements. It has not been cleared or approved by the US Food and Drug Administration. | 8122081222 | Cystic Fibrosis (CF) Mutation Panel | 38404-0 | 606034 | Released By | 18771-6
CKDGP | Cystic Kidney Disease Gene Panel, Varies | Providing a genetic evaluation for patients with a personal or family history of cystic kidney disease Establishing a diagnosis of hereditary cystic kidney disease | Sequence Capture and Amplicon-based Next-Generation Sequencing (NGS) | Yes | Cystic Kidney Disease Gene Panel | For prenatal specimens only: | Patient Preparation:A previous bone marrow transplant from an allogenic donor will interfere with testing. For instructions for testing patients who have received a bone marrow transplant, call 800-533-1710. Submit only 1 of the following specimens: Specimen Type:Whole blood Container/Tube: Preferred:Lavender top (EDTA) or yellow top (ACD) Acceptable:Any anticoagulant Specimen Volume:3 mL Collection Instructions: 1. Invert several times to mix blood. 2. Send whole blood specimen in original tube.Do not aliquot. Specimen Stability Information:Ambient (preferred)/Refrigerated Prenatal Specimens: Due to its complexity, consultation with the laboratory is required for all prenatal testing; call 800-533-1710 to speak to a genetic counselor. Specimen Type:Amniotic fluid Container/Tube:Amniotic fluid container Specimen Volume:20 mL Specimen Stability Information:Refrigerated (preferred)/Ambient Additional information: 1. If amniotic fluid or nonconfluent cultures are received, CULAF / Culture for Genetic Testing, Amniotic Fluid will be added at an additional charge. 2.All prenatal specimens must be accompanied by a maternal blood specimen;order MATCC / Maternal Cell Contamination, Molecular Analysis, Varies on the maternal specimen. Specimen Type: Chorionic villi Container/Tube:15-mL tube containing 15 mL of transport media Specimen Volume:20 mg Specimen Stability Information:Refrigerated Additional Information: 1. If nonconfluent cultures are received, CULFB / Fibroblast Culture for Biochemical or Molecular Testing will be added at an additional charge. 2.All prenatal specimens must be accompanied by a maternal blood specimen;order MATCC / Maternal Cell Contamination, Molecular Analysis, Varies on the maternal specimen. Acceptable: Specimen Type:Confluent cultured cells Container/Tube:T-25 flask Specimen Volume:2 Flasks Collection Instructions:Submit confluent cultured cells from another laboratory. Specimen Stability Information:Ambient (preferred)/Refrigerated Additional Information:All prenatal specimens must be accompanied by a maternal blood specimen;order MATCC / Maternal Cell Contamination, Molecular Analysis, Varies on the maternal specimen. | Blood: 1 mL; Amniotic fluid/CVS: See Specimen Required | Hereditary forms of cystic kidney disease have several underlying genetic etiologies and may present in childhood or adulthood, with or without extrarenal features. The two most common categories of hereditary cystic kidney disease are the ciliopathic disorders and the phakomatoses.(1) Ciliopathic disorders causing cystic kidney disease include polycystic kidney disease (PKD), nephronophthisis (NPHP), and medullary cystic kidney disease (MCKD). ThePKD1andPKD2genes cause the majority of autosomal dominant PKD (ADPKD), while theGANABandDNAJB11genes are implicated in a minority of cases.(2,3) ThePKHD1gene is the major gene associated with autosomal recessive PKD (ARPKD), whileDZIP1Lhas been more recently identified as a secondary cause.(4) ARPKD is often diagnosed in utero due to oligohydramnios. NPHP is an autosomal recessive condition characterized by cystic kidney disease, inflammation, fibrosis, and progression to kidney failure. MCKD is an autosomal dominant condition characterized by cysts in the medullary region of the kidney, kidney tubule fibrosis, hyperuricemia, and slowly worsening kidney function. Genes included on this panel for MCKD includeHNF1B,UMOD, andSEC61A1(note theMUC1gene is not included on this panel). Phakomatoses, also known as neurocutaneous syndromes, are a broad group of hereditary disorders characterized by involvement of structures that arise from the embryonic ectoderm (central nervous system, skin, and eyes). Cystic renal lesions are common in these disorders. Phakomatoses genes included on this panel are theTSC1andTSC2tumor suppressor genes associated with tuberous sclerosis complex (TSC) and theVHLgene associated with von Hippel-Lindau syndrome. | An interpretive report will be provided. | All detected variants are evaluated according to American College of Medical Genetics and Genomics recommendations.(5) Variants are classified based on known, predicted, or possible pathogenicity and reported with interpretive comments detailing their potential or known significance. | Clinical Correlations:Test results should be interpreted in the context of clinical findings, family history, and other laboratory data. Misinterpretation of results may occur if the information provided is inaccurate or incomplete. If testing was performed because of a clinically significant family history, it is often useful to first test an affected family member. Detection of a reportable variant in an affected family member would allow for more informative testing of at-risk individuals. To discuss the availability of additional testing options or for assistance in the interpretation of these results, contact Mayo Clinic Laboratories genetic counselors at 800-533-1710. Technical Limitations:Next-generation sequencing may not detect all types of genomic variants. In rare cases, false-negative or false-positive results may occur. The depth of coverage may be variable for some target regions; assay performance below the minimum acceptable criteria or for failed regions will be noted. Given these limitations, negative results do not rule out the diagnosis of a genetic disorder. If a specific clinical disorder is suspected, evaluation by alternative methods can be considered. There may be regions of genes that cannot be effectively evaluated by sequencing or deletion and duplication analysis as a result of technical limitations of the assay, including regions of homology, high guanine-cytosine (GC) content, and repetitive sequences. Confirmation of select reportable variants will be performed by alternate methodologies based on internal laboratory criteria. This test is validated to detect 95% of deletions up to 75 base pairs (bp) and insertions up to 47 bp. Deletions-insertions (delins) of 40 or more bp, including mobile element insertions, may be less reliably detected than smaller delins. Deletion/Duplication Analysis: This analysis targets single and multi-exon deletions/duplications; however, in some instances single exon resolution cannot be achieved due to isolated reduction in sequence coverage or inherent genomic complexity. Balanced structural rearrangements (such as translocations and inversions) may not be detected. This test is not designed to detect low levels of mosaicism or to differentiate between somatic and germline variants. If there is a possibility that any detected variant is somatic, additional testing may be necessary to clarify the significance of results. Genes may be added or removed based on updated clinical relevance. Refer to theTargeted Genes and Methodology Details for Cystic Kidney Disease Gene Panelfor the most up to date list of genes included in this test. r detailed information regarding gene specific performance and technical limitations, see Method Description or contact a laboratory genetic counselor. If the patient has had an allogeneic hematopoietic stem cell transplant or a recent blood transfusion, results may be inaccurate due to the presence of donor DNA. Call Mayo Clinic Laboratories for instructions for testing patients who have received a bone marrow transplant. Reclassification of Variants:At this time, it is not standard practice for the laboratory to systematically review previously classified variants on a regular basis. The laboratory encourages healthcare providers to contact the laboratory at any time to learn how the classification of a particular variant may have changed over time. Variant Evaluation:Evaluation and categorization of variants are performed using published American College of Medical Genetics and Genomics and the Association for Molecular Pathology recommendations as a guideline.(5) Other gene-specific guidelines may also be considered. Variants are classified based on known, predicted, or possible pathogenicity and reported with interpretive comments detailing their potential or known significance. Variants classified as benign or likely benign are not reported. Multiple in silico evaluation tools may be used to assist in the interpretation of these results. The accuracy of predictions made by in silico evaluation tools is highly dependent upon the data available for a given gene, and periodic updates to these tools may cause predictions to change over time. Results from in silico evaluation tools should be interpreted with caution and professional clinical judgement. Rarely, incidental findings or secondary findings may implicate another predisposition or presence of active disease. Incidental findings may include but are not limited to, results related to the sex chromosomes. These findings will be carefully reviewed to determine whether they will be reported. | 1. Dillman JR, Trout AT, Smith EA, Towbin AJ: Hereditary renal cystic disorders: Imaging of the kidneys and beyond. Radiographics. May-Jun 2017;37(3):924-946. doi: 10.1148/rg.2017160148 2. Porath B, Gainullin VG, Cornec-Le Gall E, et al: Mutations in GANAB, encoding the glucosidase IIa subunit, cause autosomal-dominant polycystic kidney and liver disease. Am J Hum Genet. 2016 Jun 2;98(6):1193-1207. doi: 10.1016/j.ajhg.2016.05.004 3. Cornec-Le Gall E, Olson RJ, Besse W, et al:Monoallelic mutations to DNAJB11 cause atypical autosomal-dominant polycystic kidney disease. Am J Hum Genet. 2018 May 3;102(5):832-844. doi: 10.1016/j.ajhg.2018.03.013 4. Lu H, Rondon Galeano M, Ott E, et al: Mutations in DZIP1L, which encodes a ciliary-transition-zone protein, cause autosomal recessive polycystic kidney disease. Nat Genet. 2017 Jul;49(7):1025-1034. doi: 10.1038/ng.3871 5. Richards S, Aziz N, Bale S, et al: Standards and guidelines for the interpretation of sequence variants: a joint consensus recommendation of the American College of Medical Genetics and Genomics and the Association for Molecular Pathology. Genet Med 2015 May;17(5):405-424. doi: 10.1038/gim.2015.30 | Capture-based and amplicon-based next-generation sequencing (NGS is performed to test for the presence of variants in coding regions and intron/exon boundaries of the genes analyzed, as well as some other regions that have known disease-causing variants. The human genome reference GRCh37/hg19 build was used for sequence read alignment. At least 99% of the bases are covered at a read depth over 30X. Sensitivity is estimated at above 99% for single nucleotide variants, above 94% for deletions-insertions (delins) less than 40 base pairs (bp), above 95% for deletions up to 75 bp and insertions up to 47 bp. NGS and/or a polymerase chain reaction based quantitative method is performed to test for the presence of deletions and duplications in the genes analyzed. There may be regions of genes that cannot be effectively evaluated by sequencing or deletion and duplication analysis as a result of technical limitations of the assay, including regions of homology, high guanine-cytosine (GC) content, and repetitive sequences. SeeTargeted Genes and Methodology Details for Cystic Kidney Disease Gene Panelfor details regarding the targeted genes analyzed for each test and specific gene regions not routinely covered.(Unpublished Mayo method) Confirmation of select reportable variants may be performed by alternate methodologies based on internal laboratory criteria. Genes analyzed:ALG8, ALG9, ANKS6, BICC1, CEP164, CEP290, CEP83, COL4A1, CRB2, DCDC2, DNAJB11, DZIP1L, GANAB, GLIS2, HNF1B, INVS, IQCB1, JAG1, LRP5, MAPKBP1, NEK8, NOTCH2, NPHP1, NPHP3, NPHP4, OFD1, PAX2, PKD1, PKD2, PKHD1, PRKCSH, RPGRIP1L, SDCCAG8, SEC61A1, SEC63, TMEM67, TRAF3IP1, TSC1, TSC2, TTC21B, UMOD, VHL, WDR19, WDR35, XPNPEP3 | 28 to 42 days | Whole blood: 2 weeks (if available); Extracted DNA: 3 months; Cultured amniocytes, cultured chorionic villi: 1 month | This test was developed and its performance characteristics determined by Mayo Clinic in a manner consistent with CLIA requirements. It has not been cleared or approved by the US Food and Drug Administration. | 814048140581406 x 681407 x 481408 x 38147981265-Maternal cell contamination (if appropriate)88233-Tissue culture, skin, solid tissue biopsy (if appropriate)88235-Amniotic Fluid culture (if appropriate)81479 (if appropriate for government payers) | Cystic Kidney Disease Gene Panel | 51966-0 | 618085 | Released By | 18771-6
CYSTG | Cysticercosis (Taenia solium), IgG, Serum | Aid for the diagnosis of cysticercosis caused by infection withTaenia solium | Enzyme-Linked Immunosorbent Assay (ELISA) | Yes | Cysticercosis (T. solium), IgG, S | Serum | Collection Container/Tube: Preferred:Serum gel Acceptable:Red top Submission Container/Tube:Plastic vial Specimen Volume:0.5 mL Collection Instructions:Centrifuge and aliquot serum into plastic vial. | 0.4 mL | Cysticercosis is caused by infection withTaenia solium, a tapeworm (cestode). In this form of infection, humans and pigs serve as the intermediate host and have the cystic larval form in their tissues. Humans can also serve as the definitive host forT soliumand have the adult form in their intestine (known as taeniasis). Humans acquire cysticercosis by ingesting microscopicT soliumeggs in contaminated food, water, or on fomites. The eggs enter the environment when they are shed in stool from a person with the intestinal form of infection; this could be the same patient (autoinfection) or a different patient. Once ingested, the eggs hatch in the intestine to release oncospheres, which invade the intestinal wall and disseminate via the blood to muscles, liver, brain, and other tissues where they form cysts (cysticerci). Taeniasis occurs when cysticerci are ingested in the undercooked flesh of an infected intermediate host (eg, pig). In the small intestine, cysticerci will evaginate and attach via a scolex to the intestinal wall. They then grow to become mature adult tapeworms. Adults can reside in the intestine for years and grow from 2 to 7 meters with over 500 proglottids, each filled with 50,000 eggs. While cysticercosis and taeniasis occur globally, in the United States, infections are predominantly encountered in immigrants from Latin and Central America who acquired the infection locally. The symptoms associated with cysticercosis depend on where the cysticerci localize, their size, number, and stage (degenerating, calcified, etc). The time between initial infection and symptom onset may vary from several months to years. The presence of cysts in the brain or spinal cord, referred to as neurocysticercosis, is the most serious form of disease and, while some individuals may be asymptomatic, many present with seizures (70%-90%), headache, confusion, and difficulty with balance. Cysts present in striated muscle are typically asymptomatic. Diagnosis of cysticercosis relies on both imaging studies and serologic testing results. Importantly, detection ofT soliumeggs or proglottids in stool by an ova and parasite exam is diagnostic for taeniasis, not cysticercosis. Individuals with taeniasis should be evaluated for cysticercosis by serology since autoinfection can occur. Due to imperfect sensitivity and specificity of commercially available enzyme-linked immunosorbent assays (ELISA) for cysticercosis, it is recommended that both positive and negative results by commercial ELISA be confirmed by a cysticercosis immunoblot offered through the Centers for Disease Control and Prevention(www.cdc.gov/dpdx/cysticercosis/index.html) for patients strongly suspected of having cysticercosis. Currently available antibody detection assays are unable to distinguish between active and inactive infections. | Negative Reference values apply to all ages. | Positive: Antibodies toTaenia solium(cysticercosis) detected. Confirmatory testing through the Centers for Disease Control and Prevention is recommended. False-positive results may occur in patients with other helminth infections. Negative: No antibodies toT solium(cysticercosis) detected. A negative result may not rule-out infection as the sample may have been collected prior to the development of a detectable level of antibodies. Sensitivity is negatively impacted by the presence of few cysticerci or location in areas less accessible to the immune system. Repeat testing on a new sample is recommended for patients at high risk of cysticercosis. | Diagnosis of cysticercosis should be based on exposure history, clinical presentation, other laboratory findings, and imaging studies. False-negative results may occur in severely immunosuppressed patients. | 1. Garvey BT, Moyano LM, Ayvar V, et al: Neurocysticercosis among people living near pigs heavily infected with cysticercosis in rural endemic Peru. Am J Trop Med Hyg. 2018;98(2):558-564 2. Garcia HH, Gonzalez AE, Gilman RH. Taenia solium cysticercosis and its impact in neurological disease. Clin Microbiol Rev. 2020;33(3):e00085-19. doi:10.1128/CMR.00085-19 | The kit provides all the material needed to perform 96 enzyme-linked immunosorbent assays (ELISA) on breakable microtitration wells sensitized withTaenia soliumcyst soluble antigens. Specific antibodies in the sample will bind to these antigens and washing will remove unspecific antibodies. The presence of parasite specific antibodies is detected with a protein A - alkaline phosphatase conjugate. A second washing step will remove unbound conjugate. Revealing bound antibodies is made by the addition of p-nitrophenyl phosphate (pNPP) substrate, which turns yellow in the presence of alkaline phosphatase. Color intensity is proportional to the amount ofT soliumspecific antibodies in the sample. Potassium phosphate is added to stop the reaction. Absorbance at 405 nm is read using an ELISA microplate reader.(Package insert: Taenia solium Enzyme immunoassay for the diagnosis of human cysticercosis. Bordier Affinity Products SA; 04/2018) | 1 to 7 days | 14 days | This test has been cleared, approved, or is exempt by the US Food and Drug Administration and is used per manufacturer's instructions. Performance characteristics were verified by Mayo Clinic in a manner consistent with CLIA requirements. | 86682 | Cysticercosis (T. solium), IgG, S | 56485-6 | CYSTG | Cysticercosis (T. solium), IgG, S | 56485-6
FCAEC | Cysticercus Antibody (IgG), ELISA, CSF |  | Enzyme-Linked Immunosorbent Assay (ELISA) | Yes | Cysticercus Ab (IgG), ELISA, CSF | CSF | Specimen Type: Spinal Fluid Sources: CSF Container/Tube: Sterile container Specimen Volume: 1 mL Collection Instructions:Submit 1 mL of spinal fluid (CSF) in a sterile, plastic screw-cap vial. Refrigerate specimen after collection and ship at refrigerate temperature. | 0.1 mL | CysticercosisAntibody (IgG), ELISA, CSF-Cysticercosis is a tissue infection with larval(cysticercus) cysts of the pork tapeworm,Taenia soliumin which the patient serves as an intermediate host for the parasite. The most common manifestation is neurocysticercosis which occurs when the larvae invade the central nervous system, often presenting as seizures, or chronic meningitis. Antibodies directed against other parasitic infections, particularly echinococcosis, may cross-react in the cysticercus IgG ELISA. Confirmation of positive cysticercus ELISA result s by IgG antibody western blot is recommended. | Reference Range: <0.75 Interpretive Criteria: <0.75 Antibody Not Detected > or =0.75 Antibody Detected Diagnosis of central nervous system infections can be accomplished by demonstrating the presence of intrathecally-produced specific antibody. Interpretation of results may be complicated by low antibody levels found in CSF, passive transfer of antibody from blood, and contamination via bloody taps. Antibodies to other parasitic infections, particularly echinococcosis, may crossreact in the cysticercus IgG ELISA. Confirmation of positive ELISA results by the cysticercus IgG antibody Western blot is thus recommended. |  |  |  |  | 9 days | 6 weeks |  | 86682 | Cysticercus Ab (IgG), ELISA, CSF | 35391-2 | Z5676 | Cysticercus Ab (IgG), ELISA, CSF | 35391-2
CYSGP | Cystinuria Gene Panel, Varies | Follow up for abnormal biochemical results suggestive of cystinuria Establishing a molecular diagnosis for patients with cystinuria Identifying variants within genes known to be associated with cystinuria, allowing for predictive testing of at-risk family members | Sequence Capture and Targeted Next-Generation Sequencing followed by Polymerase Chain Reaction (PCR) and Sanger Sequencing. | Yes | Cystinuria Gene Panel | For skin biopsy or cultured fibroblast specimens, fibroblast culture testing will be performed at an additional charge. If viable cells are not obtained, the client will be notified. | Patient Preparation:A previous bone marrow transplant from an allogenic donor will interfere with testing. For instructions for testing patients who have received a bone marrow transplant, call 800-533-1710. Submit only 1 of the following specimens: Specimen Type:Whole blood Container/Tube:Lavender top (EDTA) or yellow top (ACD) Specimen Volume:3 mL Collection Instructions: 1. Invert several times to mix blood. 2. Send whole blood specimen in original tube.Do not aliquot. Specimen Stability Information:Ambient (preferred) 4 days/Refrigerated 14 days Specimen Type: Skin biopsy Supplies: Fibroblast Biopsy Transport Media (T115) Container/Tube: Sterile container with any standard cell culture media (eg, minimal essential media, RPMI 1640). The solution should be supplemented with 1% penicillin and streptomycin. Specimen Volume: 4-mm punch Specimen Stability Information: Refrigerated (preferred)/Ambient Additional Information:A separate culture charge will be assessed under CULFB / Fibroblast Culture for Biochemical or Molecular Testing. An additional 3 to 4 weeks is required to culture fibroblasts before genetic testing can occur. SpecimenType: Cultured fibroblast Container/Tube: T-25 flask SpecimenVolume: 2 Flasks CollectionInstructions: Submit confluent cultured fibroblast cells from a skin biopsy from another laboratory. Cultured cells from a prenatal specimen will not be accepted. Specimen Stability Information: Ambient (preferred)/Refrigerated (<24 hours) Additional Information:A separate culture charge will be assessed under CULFB / Fibroblast Culture for Biochemical or Molecular Testing. An additional 3 to 4 weeks is required to culture fibroblasts before genetic testing can occur. Specimen Type: Blood spot Supplies:Card-Blood Spot Collection (Filter Paper) (T493) Container/Tube: Preferred: Collection card (Whatman Protein Saver 903 Paper) Acceptable: PerkinElmer 226 (formerly Ahlstrom 226) filter paper, or blood spot collection card Specimen Volume: 5 Blood spots Collection Instructions: 1. An alternative blood collection option for a patient older than 1 year is a fingerstick. For detailed instructions, seeHow to Collect Dried Blood Spot Samples. 2. Let blood dry on the filter paper at ambient temperature in a horizontal position for a minimum of 3 hours. 3. Do not expose specimen to heat or direct sunlight. 4. Do not stack wet specimens. 5. Keep specimen dry. Specimen Stability Information:Ambient (preferred)/Refrigerated Additional Information: 1. Due to lower concentration of DNA yielded from blood spot, it is possible that additional specimen may be required to complete testing. 2. For collection instructions, seeBlood Spot Collection Instructions 3. For collection instructions in Spanish, seeBlood Spot Collection Card-Spanish Instructions(T777) 4. For collection instructions in Chinese, seeBlood Spot Collection Card-Chinese Instructions(T800) Specimen Type:Saliva Patient Preparation:Patient should not eat, drink, smoke, or chew gum 30 minutes prior to collection. Supplies:Saliva Swab Collection Kit (T786) Specimen Volume:1 Swab Collection Instructions:Collect and send specimen per kit instructions. Specimen Stability Information:Ambient 30 days Additional Information:Due to lower concentration of DNA yielded from saliva, it is possible that additional specimen may be required to complete testing | See Specimen Required | Cystinuria is an inborn error of metabolism resulting from poor absorption and reabsorption of the amino acid cystine in the intestines and kidneys. This leads to an accumulation of poorly soluble cystine and dibasic amino acids (lysine, arginine, and ornithine) in the urine and results in the production of kidney stones (urolithiasis). Symptoms may include acute episodes of abdominal or lower back pain, presence of blood in the urine (hematuria), and recurrent episodes of kidney stones may result in frequent urinary tract infections, which may ultimately result in renal insufficiency. The combined incidence of cystinuria has been estimated to be 1 in 7000. Cystinuria is an autosomal recessive disease, but some heterozygous carriers have an autosomal dominant, incomplete penetrance appearance with elevated, but typically benign, urinary cystine and dibasic amino acid excretion. Some heterozygotes do tend to have higher levels of lysine and cystine versus arginine and ornithine as compared to patients with homozygous variants, who excrete large amounts of cysteine and all 3 dibasic amino acids. Cystinuria is caused by variants in genes,SLC3A1andPREPLon chromosome 2p andSLC7A9on chromosome 19q. Initially, the disease was classified into subtypes I, II, and III (type II and III are also referred as nontype I) based on the amount of urinary cystine excreted in heterozygous parental specimens. A new classification system has been proposed to distinguish the various forms of cystinuria: type A, due to variants in theSLC3A1gene; type B, due to variants in theSLC7A9gene; and type AB, due to 1 variant in eachSLC3A1andSLC7A9gene. A contiguous gene deletion involving bothSLC3A1andPREPLgene is associated with an autosomal recessive hypotonia-cystinuria syndrome, presenting with dysmorphic features, severe neonatal hypotonia, myasthenic syndrome, failure to thrive in infancy with transition to hyperphagia in late childhood, and nephrolithiasis with excretion of cystine, lysine, arginine, and ornithine. Variants in thePREPLgene are associated with autosomal recessive congenital myasthenic syndrome 22 (CMS22), which does not present with cystinuria. Urinary measurement of cystine, lysine, ornithine, and arginine (CYSQN / Cystinuria Profile, Quantitative, 24 Hour, Urine or CYSR / Cystinuria Profile, Quantitative, Random, Urine) is recommended as a first-tier test to screen for cystinuria prior to molecular genetics testing. Treatment/management options for cystinuria include a high fluid intake, alkali and dietary modifications, and administration of oral tiopronin to prevent formation of cystine stones. | An interpretive report will be provided. | All detected alterations are evaluated according to American College of Medical Genetics and Genomics recommendations.(1) Variants are classified based on known, predicted, or possible pathogenicity and reported with interpretive comments detailing their potential or known significance. | Clinical Correlations: Test results should be interpreted in the context of clinical findings, family history, and other laboratory data. Misinterpretation of results may occur if the information provided is inaccurate or incomplete. If testing was performed because of a clinically significant family history, it is often useful to first test an affected family member. Detection of at least one reportable variant in an affected family member would allow for more informative testing of at-risk individuals. To discuss the availability of additional testing options or for assistance in the interpretation of these results, contact the Mayo Clinic Laboratories genetic counselors at 800-533-1710. Technical Limitations: Next-generation sequencing may not detect all types of genomic variants. In rare cases, false-negative or false-positive results may occur. The depth of coverage may be variable for some target regions; assay performance below the minimum acceptable criteria or for failed regions will be noted. Given these limitations, negative results do not rule out the diagnosis of a genetic disorder. If a specific clinical disorder is suspected, evaluation by alternative methods can be considered. There may be regions of genes that cannot be effectively evaluated by sequencing or deletion and duplication analysis as a result of technical limitations of the assay, including regions of homology, high guanine-cytosine (GC) content, and repetitive sequences. Confirmation of select reportable variants will be performed by alternate methodologies based on internal laboratory criteria. This test is validated to detect 95% of deletions up to 75 base pairs (bp) and insertions up to 47 bp.Deletions-insertions (delinsof 40 or more bp, including mobile element insertions, may be less reliably detected than smallerdelins. Deletion/Duplication Analysis: This analysis targets single and multi-exon deletions/duplications; however, in some instances single exon resolution cannot be achieved due to isolated reduction in sequence coverage or inherent genomic complexity. Balanced structural rearrangements (such as translocations and inversions) may not be detected. This test is not designed to detect low levels of mosaicism or to differentiate between somatic and germline variants. If there is a possibility that any detected variant is somatic, additional testing may be necessary to clarify the significance of results. Genes may be added or removed based on updated clinical relevance. For detailed information regarding gene-specific performance and technical limitations, see Method Description or contact a laboratory genetic counselor. If the patient has had an allogeneic hematopoietic stem cell transplant or a recent heterologous blood transfusion, results may be inaccurate due to the presence of donor DNA. Call Mayo Clinic Laboratories for instructions for testing patients who have received a bone marrow transplant. Reclassification of Variants: Currently, it is not standard practice for the laboratory to systematically review previously classified variants on a regular basis. The laboratory encourages healthcare providers to contact the laboratory at any time to learn how the classification of a particular variant may have changed over time. Due to broadening genetic knowledge, it is possible that the laboratory may discover new information of relevance to the patient. Should that occur, the laboratory may issue an amended report. Variant Evaluation: Evaluation and categorization of variants is performed using published American College of Medical Genetics and Genomics and the Association for Molecular Pathology recommendations as a guideline.(1) Other gene-specific guidelines may also be considered. Variants are classified based on known, predicted, or possible pathogenicity and reported with interpretive comments detailing their potential or known significance. Variants classified as benign or likely benign are not reported. Multiple in silico evaluation tools may be used to assist in the interpretation of these results. The accuracy of predictions made by in silico evaluation tools is highly dependent upon the data available for a given gene, and periodic updates to these tools may cause predictions to change over time. Results from in silico evaluation tools should be interpreted with caution and professional clinical judgement. Rarely, incidental or secondary findings may implicate another predisposition or presence of active disease. These findings will be carefully reviewed to determine whether they will be reported | 1. Richards S, Aziz N, Bale S, et al: Standards and guidelines for the interpretation of sequence variants: a joint consensus recommendation of the American College of Medical Genetics and Genomics and the Association for Molecular Pathology. Genet Med. 2015;17(5):405-424 2. Palacín M, Goodyer P, Nunes V, et al: Cystinuria. In: Valle D, Antonarakis S, Ballabio A, Beaudet A, Mitchell GA, eds. The Online Metabolic and Molecular Bases of Inherited Disease: McGraw-Hill; 2019. Accessed January 07, 2020. Available at http://ommbid.mhmedical.com/content.aspx?bookid=2709&sectionid=225555540 3. Eggermann T, Spengler S, Venghaus A, et al: 2p21 Deletions in hypotonia-cystinuria syndrome. Eur JMed Genet. 2012;55(10)561-563 4. Regal L, Shen XM, Selcen D, et al: PREPL deficiency with or without cystinuria causes a novel myasthenic syndrome. Neurology. 2014;82(14)1254-1260 | Next-generation sequencing (NGS) and/or Sanger sequencing is performed to test for the presence of variants in coding regions and intron/exon boundaries of the genes analyzed, as well as some other regions that have known disease-causingvariants. The human genome reference GRCh37/hg19 build was used for sequence read alignment. At least 99% of the bases are covered at a read depth over 30X. Sensitivity is estimated to be over 99% for single nucleotide variants, over 94% for insertions/deletions (indels) less than 40 base pairs (bp), over 95% for deletions up to 75 bp and insertions up to 47 bp. NGS and/or a polymerase chain reaction based quantitative method is performed to test for the presence of deletions and duplications in the genes analyzed. There may be regions of genes that cannot be effectively evaluated by sequencing or deletion and duplication analysis as a result of technical limitations of the assay, including regions of homology, high guanine-cytosine (GC) content, and repetitive sequences. SeeTargeted Genes and Methodology Details for Cystinuria Gene Panelfor details regarding targeted genes analyzed and the specific gene regions not routinely covered.(Unpublished Mayo method) Genes analyzed:SLC3A1,SLC7A9, andPREPL. | 21 to 28 days | Whole blood: 2 weeks (if available); Extracted DNA: 3 months; Blood spots/Saliva:1 month | This test was developed and its performance characteristics determined by Mayo Clinic in a manner consistent with CLIA requirements. It has not been cleared or approved by the US Food and Drug Administration. | 8147988233-Tissue culture, skin, solid tissue biopsy (if appropriate)88240-Cryopreservation (if appropriate) | Cystinuria Gene Panel | 105260-4 | 608739 | Released By | 18771-6
CYSQN | Cystinuria Profile, Quantitative, 24 Hour, Urine | Diagnosis of cystinuria using 24-hour urine collections | Liquid Chromatography Tandem Mass Spectrometry (LC-MS/MS) | Yes | Cystinuria Profile, QN, 24 hour | Urine | -Urine Tubes, 10 mL (T068) -Diazolidinyl Urea (Germall) 5.0 mL (T822) Specimen Volume:5 mL Collection Instructions: 1. Collect before intravenous pyelogram. 2. Add 5 g of diazolidinyl urea (Germall) as preservativeat start of collection. If preservative is not available, refrigerate during collection. 3. Collect urine for 24 hours. 4. Mix well before taking 5-mL aliquot. Additional Information:SeeUrine Preservatives-Collection and Transportation for 24-Hour Urine Specimensfor multiple collections. | 1 mL | Cystinuria is an inborn error of metabolism resulting from poor absorption and reabsorption of the amino acid cystine in the intestines and kidneys. This leads to an accumulation of poorly soluble cystine in the urine and results in the production of kidney stones (urolithiasis). Symptoms may include acute episodes of abdominal or lower back pain and the presence of blood in the urine (hematuria). Recurrent episodes of kidney stones may result in frequent urinary tract infections, which may ultimately result in renal insufficiency. The combined incidence of cystinuria has been estimated to be 1 in 7000. Cystinuriais an autosomal recessive disease, but some heterozygous carriers have an autosomal dominant, incomplete penetrance appearance with elevated, but typically nondisease-causing, urinary cystine excretion. Cystinuria is caused by variants in genes,SLC3A1on the short arm of chromosome 2 andSLC7A9on the long arm of chromosome 19. Initially, the disease was classified into subtypes I, II, and III(type II and III are also referred as non-type I) based on the amount of urinary cystine excreted in heterozygous parental specimens. A new classification system has been proposed to distinguish the various forms of cystinuria: type A, due to variants in theSLC3A1gene; type B, due to variants in theSLC7A9gene; and type AB, due to 1 variant in eachSLC3A1andSLC7A9gene. | Cystine 3-15 years: < or =53 mcmol/24 h > or =16 years: < or =115 mcmol/24 h Lysine 3-15 years: < or =140 mcmol/24 h > or =16 years: < or =290 mcmol/24 h Ornithine 3-15 years: < or =16 mcmol/24 h > or =16 years: < or =70 mcmol/24 h Arginine 3-15 years: < or =25 mcmol/24 h > or =16 years: < or =64 mcmol/24 h Conversion Formulas: Result in mcmol/24 hours x 0.24 =result in mg/24 h Result in mg/24 hours x 4.17 =result in mcmol/24 h | Individuals who are homozygous or compound heterozygous for cystinuria excrete large amounts of cystine in urine, but the amount varies markedly. Urinary excretion of other dibasic amino acids (arginine, lysine, and ornithine) is also typically elevated. Plasma concentrations are generally normal or slightly decreased. Individuals who are homozygous and heterozygous for non-type I cystinuria can be distinguished by the pattern of urinary amino acids excretion: homozygous individuals secrete large amounts of cystine and all 3 dibasic amino acids, whereas heterozygous individuals secrete more lysine and cystine than arginine and ornithine. | No significant cautionary statements | 1. Servais A, Thomas K, Strologo LD, et al. Cystinuria: clinical practice recommendation. Kidney Int. 2021;99(1):48-58 2. Palacin M, Goodyer P, Nunes V, Gasparini P. Cystinuria. In: Valle DL, Antonarakis S, Ballabio A, Beaudet AL, Mitchell GA, eds. The Online Metabolic and Molecular Bases of Inherited Disease. McGraw Hill; 2019. Accessed April 15, 2024. Available at https://ommbid.mhmedical.com/content.aspx?bookid=2709&sectionid=225555540 | Quantitative analysis of amino acids is performed by liquid chromatography tandem mass spectrometry (LC-MS/MS). Patient samples are combined with isotopically labeled internal standard. Following protein precipitation, the supernatant is subjected to hydrophilic-interaction liquid chromatography for the separation of isomers with MS/MS detection of the underivatized amino acids.(Unpublished Mayo method) | 3 to 5 days | 2 weeks | This test was developed and its performance characteristics determined by Mayo Clinic in a manner consistent with CLIA requirements. It has not been cleared or approved by the US Food and Drug Administration. | 82136 | Cystinuria Profile, QN, 24 hour | 90785-7 | 50447 | Reviewed By | 18771-6
CYSR | Cystinuria Profile, Quantitative, Random, Urine | Biochemical diagnosis of cystinuria using random urine specimens | Liquid Chromatography Tandem Mass Spectrometry (LC-MS/MS) | Yes | Cystinuria Profile, QN, Random | Urine | Supplies:Urine Tubes, 10 mL (T068) Specimen Volume:2 mL Collection Instructions:Collect a random urine specimen. | 1 mL | Cystinuria is an inborn error of metabolism resulting from poor absorption and reabsorption of the amino acid cystine in the intestines and kidneys. This leads to an accumulation of poorly soluble cystine in the urine and results in the production of kidney stones (urolithiasis). Symptoms may include acute episodes of abdominal or lower back pain and the presence of blood in the urine (hematuria). Recurrent episodes of kidney stones may result in frequent urinary tract infections, which may ultimately result in renal insufficiency. The combined incidence of cystinuria has been estimated to be 1 in 7000. Cystinuria is an autosomal recessive disease, but some heterozygous carriers have an autosomal dominant, incomplete penetrance appearance with elevated, but typically nondisease-causing, urinary cystine excretion. Cystinuria is caused by variants in genes,SLC3A1on the short arm of chromosome 2 andSLC7A9on the long arm of chromosome 19. Initially, the disease was classified into subtypes I, II, and III(type II and III are also referred as non-type I) based on the amount of urinary cystine excreted in heterozygous parental specimens. A new classification system has been proposed to distinguish the various forms of cystinuria: type A, due to variants in theSLC3A1gene; type B, due to variants in theSLC7A9gene; and type AB, due to 1 variant in eachSLC3A1andSLC7A9gene. | Amino Acid,Age groups, <2 months,2-35 months,3-6 years,7-17 years,> or =18 years, Arginine,Arg,<250,<147,<81,<42,<65, Ornithine,Orn,<344,<238,<228,<291,<193, Cystine,Cys,<486,<285,<111,<84,<142, Lysine,Lys,<2217,<1321,<814,<463,<295, | Individuals who are homozygous or compound heterozygous for cystinuria excrete large amounts of cystine in urine, but the amount varies markedly. Urinary excretion of other dibasic amino acids (arginine, lysine, and ornithine) is also typically elevated. Plasma concentrations are generally normal or slightly decreased. Individuals who are homozygous and heterozygous for non-type I cystinuria can be distinguished by the pattern of urinary amino acids excretion: homozygous individuals secrete large amounts of cystine and all 3 dibasic amino acids, whereas heterozygous individuals secrete more lysine and cystine than arginine and ornithine. | No significant cautionary statements | 1. Servais A, Thomas K, Strologo LD, et al. Cystinuria: clinical practice recommendation. Kidney Int. 2021;99(1):48-58 2. Palacin M, Goodyer P, Nunes V, Gasparini P: Cystinuria. In: Valle DL, Antonarakis S, Ballabio A, Beaudet AL, Mitchell GA, eds. The Online Metabolic and Molecular Bases of Inherited Disease. McGraw Hill; 2019. Accessed April 15, 2024. Available at https://ommbid.mhmedical.com/content.aspx?bookid=2709&sectionid=225555540 | Quantitative analysis of amino acids is performed by liquid chromatography tandem mass spectrometry (LC-MS/MS). Patient samples are combined with isotopically labeled internal standard. Following protein precipitation, the supernatant is subjected to hydrophilic-interaction liquid chromatography for the separation of isomers with MS/MS detection of the underivatized amino acids.(Unpublished Mayo method) | 3 to 5 days | 2 weeks | This test was developed and its performance characteristics determined by Mayo Clinic in a manner consistent with CLIA requirements. It has not been cleared or approved by the US Food and Drug Administration. | 82136 | Cystinuria Profile, QN, Random | 90784-0 | 50416 | Reviewed By | 18771-6
0834T | Cyto Smears Other, 5 Addl Digitize (Bill Only) |  | This test is for tracking purposes only. This is not an orderable test. | Yes | Cyto Smears Other, 5 Addl Digitize | This test is for tracking purposes only. | This test is for tracking purposes only. This is not an orderable test. |  |  | This test is for tracking purposes only. This is not an orderable test. | [6 empty] | Not Applicable | 0834T
METR1 | Cytochrome b5 Reductase Enzyme Activity, Blood | Evaluation of patients with cyanosis Confirming cases of suspected cytochrome b5 reductase (methemoglobin reductase) deficiency Functional studies in families with cytochrome b5 reductase deficiency | Kinetic Spectrophotometry (KS) | Yes | Cytochrome b5 Reductase, B | Whole Blood ACD-B | Collection Container/Tube: Preferred:Yellow top (ACD) Acceptable:Lavender top (EDTA) Specimen Volume:6 mL Collection Instructions:Send whole blood specimen in original tube.Do not aliquot. | 1 mL | Cytochrome b5 reductase (CYB5R), also called methemoglobin reductase, is the enzyme within the erythrocyte that maintains hemoglobin in the reduced (non-methemoglobin) state. A deficiency of CYB5R in erythrocytes is an autosomal recessive disorder resulting from variants in theCYB5R3or theCYB5Agenes. Persons who are heterozygous for CYB5R genetic variants have no clinical or laboratory abnormalities, are not cyanotic, and have normal methemoglobin concentrations in their blood. However, they hold an increased risk for more severely symptomatic acute episodes of methemoglobinemia with exposure to inducing agents. Persons who are homozygous for CYB5R genetic variants have normal arterial oxygen saturation but have varying quantities of methemoglobin in their blood, generally 15% to 20%, and are quite cyanotic. Paradoxically, homozygous individuals typically have normal blood counts; the condition only rarely causes polycythemia. The presence of methemoglobin shifts the hemoglobin-oxygen dissociation curve to the right, so although the transport of oxygen is diminished, the delivery of oxygen to tissues is normal. Because of the chronicity, the homozygous condition is usually compensated and, therefore, quite benign, but it may cause concern to parents of affected children, be a cosmetic embarrassment to the children, and alarm the attending physician. The cyanosis may be treated with methylene blue. | > or =12 months of age: 7.8-13.1 U/g Hb Reference values have not been established for patients who are younger than 12 months. | Cytochrome b5 reductase (methemoglobin reductase) activity in neonates (0-6 weeks of age) is normally 60% of the normal adult value. Adult values are attained by 2 to 3 months of age. Heterozygotes have results slightly lower than the reference range. Homozygotes demonstrate little to no cytochrome b5 reductase activity and increased levels of methemoglobin. | Individuals who are glucose-6-phosphate dehydrogenase deficient are not candidates for methylene blue therapy. Administration of methylene blue to such persons will cause hemolysis or methemoglobin formation. | 1. Agarwal AM, Prchal JT. Methemoglobinemia and other dyshemoglobinemias. In: Kaushansky K, Lichtman MA, Prchal JT, et al, eds. Williams Hematology. 9th ed. McGraw-Hill; 2016:789-800 2. Percy MJ, Barnes C, Crighton G, et al. Methemoglobin reductase deficiency: Novel mutation is associated with a disease phenotype of intermediate severity. J Pediatr Haematol Oncol. 2012;34:457-460 | Cytochrome b5 reductase (methemoglobin reductase) catalyzes the 1,4-dihydronicotinamide adenine dinucleotide (NADH)-linked reduction of several substrates, including ferricyanide. The activity at 37 degrees C is measured spectrophotometrically by measuring the oxidation of NADH to NAD(+) at 340 nm on an automated chemistry analyzer.(Fairbanks VF, Klee GG. Biochemical aspects of hematology. In: Burtis CA, Ashwood ER, eds. Tietz Textbook of Clinical Chemistry. 3rd ed. WB Saunders Company. 1999:1647-1648; van Solinge WW, van Wijk. Enzymes of the red blood cell. In: Rifai N, Horvath AR, Wittwer CT. eds. Tietz Textbook of Clinical Chemistry and Molecular Diagnostics. 6th ed. Elsevier; 2018:chap 30) | 1 to 6 days | 7 days | This test was developed and its performance characteristics determined by Mayo Clinic in a manner consistent with CLIA requirements. It has not been cleared or approved by the US Food and Drug Administration. | 82657 | Cytochrome b5 Reductase, B | 32703-1 | METRB | Cytochrome b5 Reductase, B | 32703-1
1A2Q | Cytochrome P450 1A2 Genotype, Varies | Identifying individuals who are poor, intermediate, normal (extensive) or rapid metabolizers of drugs metabolized by cytochrome P450 1A2 to assist drug therapy decision making | Real-Time Polymerase Chain Reaction (PCR) with Allelic Discrimination Analysis | Yes | CYP1A2 Genotype, V | Varies | Multiple genotype tests can be performed on a single specimen after a single extraction. SeeMultiple Genotype Test Listin Special Instructions for a list of tests that can be ordered together. Submit only 1 of the following specimens: Specimen Type:Whole blood Container/Tube:Lavender top (EDTA) Specimen Volume:3 mL Collection Instructions: 1. Invert several times to mix blood. 2. Send specimen in original tube. Specimen Stability Information:Ambient (preferred) 9 days/Refrigerated 30 days Specimen Type:Saliva Patient Preparation:Patient should not eat, drink, smoke, or chew gum 30 minutes prior to collection. Supplies:Saliva Swab Collection Kit (T786) Specimen Volume:1 Swab Collection Instructions:Collect and send specimen per kit instructions. Specimen Stability Information:Ambient 30 days Specimen Type: Extracted DNA Container/Tube: 2 mL screw top tube Specimen Volume:100 mcL (microliters) Collection Instructions: 1. The preferred volume is 100 mcL at a concentration of 50 ng/mcL. 2. Include concentration and volume on tube. Specimen Stability Information: Frozen (preferred)/Ambient/Refrigerated | Blood: 0.4 mL Saliva: 1 swab | The cytochrome P450 (CYP) family is involved in the primary metabolism of many drugs. The CYPs are a group of oxidative/dealkylating enzymes localized in the microsomes of many tissues including the intestines and liver. One of these CYP enzymes, CYP1A2, is wholly or partially responsible for the hydroxylation or dealkylation of many commonly prescribed drugs. CYP1A2-mediated drug metabolism is highly variable. A number of variants have been identified in theCYP1A2gene that results in increased, diminished, or abolished catalytic activity and substrate metabolism. The frequency of these variants varies by ethnicity. Dosing of drugs that are metabolized through CYP1A2 may require adjustment based on theCYP1A2genotype. Individuals who are poor metabolizers may require lower than usual doses to achieve optimal response, whereas individuals who are ultrarapid metabolizers may benefit from increased doses. CYP1A2 phenotype is predicted based upon the number of functional, partially functional, nonfunctional, and inducible alleles present in a sample. In the absence of clear guidance on dosing for various metabolizer phenotypes, patients with either rapid or poor metabolism also may benefit by switching to another comparable drug that is not primarily metabolized by CYP1A2 or by therapeutic drug monitoring where applicable. The following table outlines the relationship between the variations (star alleles) detected in this assay and the effect on the activity of the enzyme produced by that allele. CYP1A2allele Nucleotide change (legacy nomenclature) cDNA nucleotide change (NM_000761.4) Effect on enzyme metabolism(a) *1 None (wild type) None (wild type) Normal (extensive) activity *1F -163C>A c.-9-154C>A Increased inducibility *1K -729C>T c.-10+113C>T Decreased activity and decreased inducibility *6 5090C>T c.1291C>T No activity *7 3533G>A c.1253+1G>A No activity a. Effect of a specific allele on the activity of the CYP1A2 enzyme can only be estimated since the literature does not provide precise data.(1-5) A complicating factor in correlatingCYP1A2genotype to CYP1A2 phenotype is that some drugs or their metabolites are inhibitors of CYP1A2 catalytic activity. These drugs may reduce CYP1A2 catalytic activity. Consequently, an individual may require a dose decrease greater than predicted based upon genotype alone. Another complicating factor is thatCYP1A2is inducible by several drugs and environmental agents (eg, cigarette smoke) and the degree of inducibility is under genetic control. It is important to interpret the results of testing in the context of other coadministered drugs and environmental factors. | An interpretive report will be provided. | An interpretive report will be provided. The genotype, with associated star alleles, is assigned using standard allelic nomenclature as published by the Pharmacogene Variation (PharmVar) Consortium.(6) CYP1A2 activity is also dependent upon hepatic function status, as well as age. Renal function may be important for drugs that are excreted in urine. Patients may develop drug toxicity if hepatic or renal function is decreased. Drug metabolism is known to decrease with age. It is important to interpret the results of testing and dose adjustments in the context of hepatic and renal function and age. For additional information regarding pharmacogenomic genes and their associated drugs, seePharmacogenomic Associations Tablesin Special Instructions. This resource also includes information regarding enzyme inhibitors and inducers, as well as potential alternate drug choices. | Rare variants may be present that could lead to false-negative or false-positive results. If results obtained do not match the clinical findings (phenotype), additional testing should be considered. Samples may contain donor DNA if obtained from patients who received non-leukoreduced blood transfusions or allogeneic hematopoietic stem cell transplantation. Results from samples obtained under these circumstances may not accurately reflect the recipient's genotype. For individuals who have received blood transfusions, the genotype usually reverts to that of the recipient within 6 weeks. For individuals who have received allogeneic hematopoietic stem cell transplantation, a pretransplant DNA specimen is recommended for testing. CYP1A2genetic test results in patients who have undergone liver transplantation may not accurately reflect the patient's CYP1A2 status. This method may not detect all variants that result in altered CYP1A2 activity. Therefore, absence of a detectable variant does not rule out the possibility that a patient has altered CYP1A2 metabolism due to otherCYP1A2variants that cannot be detected with this method.Furthermore, when 2 or more variants are identified, the cis-/trans- status (whether the variants are on the same or opposite chromosomes) is not always known.It should be noted that other laboratories may use different phenotype prediction methods as there is no consensus on this at this time. However, the method used here represents the findings of the majority of literature available at this time. The frequency of variants which cause altered CYP1A2 metabolism has not been fully characterized in all ethnic groups. CYP1A2 enzyme activity may be inhibited or induced by a variety of substances, medications, or their metabolites. | 1. Ito M, Katono Y, Oda A, Hirasawa N, Hiratsuka M: Functional characterization of 20 allelic variants of CYP1A2. Drug Metab Pharmacokinet. 2015 Jun;30(3):247-252. doi: 10.1016/j.dmpk.2015.03.001 2. Zhou H, Josephy PD, Kim D, Guengerich FP: Functional characterization of four allelic variants of human cytochrome P450 1A2. Arch Biochem Biophys. 2004 Feb;422(1):23-30. doi: 10.1016/j.abb.2003.11.019 3. Murayama N, Soyama A, Saito Y, et al: Six novel nonsynonymous CYP1A2 gene polymorphisms: catalytic activities of the naturally occurring variant enzymes. J Pharmacol Exp Ther. 2004 Mar;308(3):1219 4. Murayama N, Soyama A, Saito Y, et al: J Pharmacol Exp Ther. 2004;308(1):300-306. doi: 10.1124/jpet.103.055798 5. Saito Y, Hanioka N, Maekawa K, et al. Functional analysis of three CYP1A2 variants found in a Japanese population. Drug Metab Dispos. 2005;33(12):1905-1910. doi: 10.1124/dmd.105.005819 6. PharmVar. Pharmacogene Variation Consortium. Updated March 3, 2021. Accessed March 22, 2021. Available at www.pharmvar.org/ | Genomic DNA is extracted from whole blood or saliva. Genotyping for theCYP1A2alleles is performed using a polymerase chain reaction (PCR)-based 5'-nuclease assay. Fluorescently labeled detection probes anneal to the target DNA. PCR is used to amplify the section of DNA that contains the variant. If the detection probe is an exact match to the target DNA, the 5'-nuclease polymerase degrades the probe, the reporter dye is released from the effects of the quencher dye, and a fluorescent signal is detected. Genotypes are assigned based on the allele-specific fluorescent signals that are detected.(Unpublished Mayo method) | 3 to 8 days | Whole blood/Saliva: 2 weeks; Extracted DNA: 2 months | This test was developed and its performance characteristics determined by Mayo Clinic in a manner consistent with CLIA requirements. It has not been cleared or approved by the US Food and Drug Administration. | 0031U | CYP1A2 Genotype, V | 80687-7 | 610081 | Reviewed by | 18771-6
2B6Q | Cytochrome P450 2B6 Genotype, Varies | Aiding in determining therapeutic strategies for drugs that are metabolized by cytochrome P450 (CYP) 2B6 Providing information relevant to bupropion, efavirenz, ketamine, methadone, and nevirapine, as well as other medications metabolized by CYP2B6 Determining the genotype if genotype-phenotype discord is encountered clinically after testing with a less comprehensive genotyping method has occurred Identifying genotype when required for drug trials and research protocols | Real Time-Polymerase Chain Reaction (RT-PCR) with Allelic Discrimination Analysis | Yes | CYP2B6 Genotype, V | Varies | Submit only 1 of the following specimens: Specimen Type:Whole blood Container/Tube:Lavender top (EDTA) Specimen Volume:3 mL Collection Instructions: 1. Invert several times to mix blood. 2. Send whole blood specimen in original tube.Do not aliquot. Specimen Stability Information:Ambient (preferred) 9 days/Refrigerated 30 days Specimen Type:Saliva Patient Preparation:Patient should not eat, drink, smoke, or chew gum 30 minutes prior to collection. Supplies:Saliva Swab Collection Kit (T786) Specimen Volume:1 Swab Collection Instructions:Collect and send specimen per kit instructions. Specimen Stability Information:Ambient 30 days Specimen Type:Extracted DNA Container/Tube:2 mL screw top tube SpecimenVolume:100 mcL (microliters) Collection Instructions: 1. The preferred volume is 100 mcL at a concentration of 50 ng/mcL. 2. Provide concentration of DNA and volume on tube. Specimen Stability Information: Frozen (preferred) 1 year/Ambient/Refrigerated | Blood: 1 mL Saliva, extracted DNA: see Specimen Required | The cytochrome P450 (CYP) family of enzymes is a group of oxidative/dealkylating enzymes localized in the microsomes of many tissues including the intestines and liver. CYP2B6 is wholly or partially responsible for the metabolism of several commonly prescribed drugs. TheCYP2B6gene is highly variable with over 38 named alleles. The gene can have multiple sequence variations. Alleles thought to have an impact upon CYP2B6 enzyme function at the time that this test was developed are included in this test(see Table).Individuals without a detectable gene alteration will be reported asCYP2B6*1/*1,but it is possible that these individuals harbor unknown variants that may impact metabolism.In addition, some individuals have genes that are hybrids ofCYP2B6and theCYP2B7pseudogene. The frequency of these hybrids is unknown, and this assay does not test for these hybrids. Phenotyping is derived from the Pharmacogene Variation Consortium website(1), an exhaustive review of theCYP2B6literature, the Clinical Pharmacogenetics Implementation Consortium website(2), and published guidelines.(3)CYP2B6genotype results are used to predict metabolizer phenotypes. ACYP2B6phenotype is predicted based upon the number of functional, partially functional, and nonfunctional alleles present in a sample. In rare instances where alleles with unknown function are present in a homozygous or compound heterozygous state, an unknown phenotype occurs. It should be noted that other laboratories may use different phenotype prediction methods as there is no consensus on this at this time. However, the method used here represents the findings of the majority of literature available. Several medications act as substrates of CYP2B6. CYP2B6-metabolized medications with the highest quality of data for the impact of variousCYP2B6alleles on metabolism are: -Bupropion -Efavirenz -Ketamine -Methadone -Nevirapine Other enzymes may be involved in the metabolism of these drugs. For example, bupropion is also metabolized by CYP2D6. Efavirenz is also metabolized by CYP2A6, although CYP2B6 is the major metabolizing enzyme. Ketamine is also metabolized by CYP2A6, and nevirapine is also metabolized by CYP3A4 and CYP3A5. CYP2A6 testing is not available clinically at the time this document was written, but CYP2D6 (2D6Q / Cytochrome P4502D6Comprehensive Cascade, Varies), CYP3A4 (3A4Q / Cytochrome P4503A4Genotype, Varies), and CYP3A5 (3A5Q / Cytochrome P450CYP3A5Genotype, Varies) testing is available. There is a variable degree of substrate specificity exhibited byCYP2B6alleles on these medications. This means that the same allele (ie, *6) may not metabolize all substrates at exactly the same rate. Drugs that are metabolized by CYP2B6 may require dosage adjustment based on the individual patient's genotype. For example, patients who are poor metabolizers may require much lower than usual doses to achieve optimal response in the case of drugs that are inactivated by the CYP2B6 enzyme. Alternatively, patients who are ultrarapid metabolizers may benefit from increased doses in the case of drugs that are inactivated by CYP2B6 enzyme. In the absence of clear guidance from the FDA on dosing for various metabolizer phenotypes, patients with either ultrarapid or poor metabolism may benefit by switching to comparable alternate medications that are not primarily metabolized by CYP2B6 or by therapeutic drug monitoring where applicable. Table. Enzyme Activity of Individual Star Alleles Enzyme activity Examples ofCYP2B6star alleles Normal (extensive) activity *1, *5 Increased activity *4, *22 Decreased activity *6, *7, *9, *11, *14, *15, *19, *20, *26, *27, *36 No or null activity *8, *12, *13, *16 (also known as *18.002), *18, *35, *38 Unknown activity *27 | An interpretive report will be provided. | An interpretive report will be provided. The genotype, with associated star alleles, is assigned using standard allelic nomenclature as published by the Pharmacogene Variation (PharmVar) Consortium.(1) For additional information regarding pharmacogenomic genes and their associated drugs, seePharmacogenomic Associations Tables. This resource also includes information regarding enzyme inhibitors and inducers, as well as potential alternate drug choices. | Rare variants may be present that could lead to false-negative or false-positive results. Samples may contain donor DNA if obtained from patients who received heterologous blood transfusions or allogeneic hematopoietic stem cell transplantation. Results from samples obtained under these circumstances may not accurately reflect the recipient's genotype. For individuals who have received blood transfusions, the genotype usually reverts to that of the recipient within 6 weeks. For individuals who have received allogeneic hematopoietic stem cell, a pretransplant DNA specimen is recommended for testing. Genetic test results in patients who have undergone liver transplantation may not accurately reflect the patient's genetic status for the genes on this panel. This test is not designed to provide specific dosing recommendations and is to be used as an aid to clinical decision making only. Drug-label guidance should be used when dosing patients with medications regardless of the predicted phenotype.(4) | 1. PharmVar. Pharmacogene Variation Consortium. Updated March 3, 2021. Accessed March 22, 2021. Available at www.pharmvar.org/ 2. Clinical Pharmacogenetics Implementation Consortium (CPIC). Accessed October 14, 2020. Available at https://cpicpgx.org/ 3. Desta Z, Gammal RS, Gong L, et al: Clinical Pharmacogenetics Implementation Consortium (CPIC) Guideline for CYP2B6 and Efavirenz-Containing Antiretroviral Therapy. Clin Pharmacol Ther. 2019;106(4):726-733. doi: 10.1002/cpt.1477 4. U.S National Library of Medicine: DailyMed. National Institutes of Health. Accessed October 14, 2020. Available at https://dailymed.nlm.nih.gov/dailymed/index.cfm | Genomic DNA is extracted from whole blood or saliva. Genotyping for each allele is performed using a polymerase chain reaction (PCR)-based 5'-nuclease assay. Fluorescently labeled detection probes anneal to the target DNA. PCR is used to amplify the section of DNA that contains the variant. If the detection probe is an exact match to the target DNA, the 5'-nuclease polymerase degrades the probe, the reporter dye is released from the effects of the quencher dye, and a fluorescent signal is detected. Genotypes are assigned based on the allele-specific fluorescent signals that are detected.(Unpublished Mayo method) | 3 to 8 days | Whole blood/Saliva: 2 weeks; Extracted DNA: 2 months | This test was developed and its performance characteristics determined by Mayo Clinic in a manner consistent with CLIA requirements. It has not been cleared or approved by the US Food and Drug Administration. | 81479 | CYP2B6 Genotype, V | 72511-9 | 610088 | Reviewed by | 18771-6
2C19R | Cytochrome P450 2C19 Genotype, Varies | Identifying patients who may be at risk for altered metabolism of drugs that are modified by cytochrome P450 2C19 Predicting anticoagulation response to clopidogrel | Real-Time Polymerase Chain Reaction (PCR) with Allelic Discrimination Analysis | Yes | CYP2C19 Genotype, V | Varies | Multiple genotype tests can be performed on a single specimen after a single extraction. SeeMultiple Genotype Test Listfor a list of tests that can be ordered together. Submit only 1 of the following specimens: Specimen Type:Whole blood Container/Tube:Lavender top (EDTA) Specimen Volume:3 mL Collection Instructions: 1. Invert several times to mix blood. 2. Send whole blood specimen in original tube.Do not aliquot. Specimen Stability Information:Ambient (preferred) 9 days/Refrigerated 30 days Specimen Type:Saliva Patient Preparation:Patient should not eat, drink, smoke, or chew gum 30 minutes prior to collection. Supplies:Saliva Swab Collection Kit (T786) Specimen Volume:1 Swab Collection Instructions:Collect and send specimen per kit instructions. Specimen Stability Information:Ambient 30 days Specimen Type: Extracted DNA Container/Tube: 2 mL screw top tube SpecimenVolume: 100 mcL (microliters) Collection Instructions: 1. The preferred volume is 100 mcL at a concentration of 50 ng/mcL. 2. Provide concentration of DNA and volume on tube. Specimen Stability Information: Frozen (preferred)/Ambient/Refrigerated | Blood: 0.4 mL Saliva, extracted DNA: see Specimen Required | Primary metabolism of many drugs is performed by the cytochrome P450 (CYP) enzymes, a group of oxidative/dealkylating enzymes localized in the microsomes of many tissues including the intestines and liver. One of these CYP enzymes, CYP2C19, participates in the metabolism of a wide variety of drugs, including the activation of the anticoagulant clopidogrel and the inactivation of citalopram. CYP2C19 drug metabolism is variable among individuals. Some individuals haveCYP2C19genetic variants that lead to severely diminished or absent CYP2C19 catalytic activity (ie, poor metabolizers). The frequency ofCYP2C19variants (formerly known as polymorphisms) depends on ethnicity.CYP2C19variants that produce poor metabolizers are found with frequencies of 2% to 5% in the White population, 4% in African Americans, 13% to 23% in Asians, and 38% to 79% in Polynesians and Micronesians. The following table displays theCYP2C19variants detected by this assay, the corresponding star allele, and the effect on CYP2C19 enzyme activity. Table. Enzyme Activity of Individual Star Alleles CYP2C19allele cDNA nucleotide change (NM_000769.1) Effect on enzyme activity *1 None (wild type) Normal (extensive) activity *2 c.681G>A No activity *3 c.636G>A No activity *4 c.1A>G No activity *5 c.1297C>T No activity *6 c.395G>A No activity *7 c.819+2T>A No activity *8 c.358T>C No activity *9 c.431G>A Decreased activity *10 c.680C>T Decreased activity *17 c.-806C>T Enhanced activity *35 c.332-23A>G in the absence of c.681G>A No activity CYP2C19 drug metabolism is dependent on the specific genotype detected and also on the number and type of drugs administered to the patient. Phenotyping is derived from the Pharmacogene Variation Consortium website(1), the Clinical Pharmacogenetics Implementation Consortium website(2), published guidelines(3-8), and an exhaustive review of the CYP2C19 literature(9-10). Individuals without a detectableCYP2C19variant will have the predicted phenotype of an extensive drug metabolizer and are designated asCYP2C19*1/*1. If an individual is homozygous or compound heterozygous for alleles with no activity, the individual is predicted to be a poor metabolizer. If an individual is heterozygous for an allele with no activity, the individual is predicted to be an intermediate metabolizer. Individuals with theCYP2C19*17allele (in the absence of any inactive or decreased activity alleles) may have enhanced metabolism of drugs. In some cases, a range of potential phenotypes may be given, depending on the combination of alleles identified. Patients who are poor metabolizers may benefit from dose alteration or selection of a comparable drug that is not primarily metabolized by CYP2C19. It is important to interpret the results of testing in the context of other coadministered drugs. | An interpretive report will be provided. | An interpretive report will be provided. The genotype, with associated star alleles, is assigned using standard allelic nomenclature as published by the Pharmacogene Variation (PharmVar) Consortium.(1) For additional information regarding pharmacogenomic genes and their associated drugs, seePharmacogenomic Associations Tables. This resource also includes information regarding enzyme inhibitors and inducers, as well as potential alternate drug choices. Drug-drug interactions and drug-metabolite inhibition must be considered when treating intermediate metabolizers.It is important to interpret the results of testing and dose adjustments in the context of hepatic and renal function and patient age. | Rare variants may be present that could lead to false-negative or false-positive results. If results obtained do not match the clinical findings (phenotype), additional testing should be considered. Samples may contain donor DNA if obtained from patients who received non-leukoreduced blood transfusions or allogeneic hematopoietic stem cell transplantation. Results from samples obtained under these circumstances may not accurately reflect the recipient's genotype. For individuals who have received blood transfusions, the genotype usually reverts to that of the recipient within 6 weeks. For individuals who have received allogeneic hematopoietic stem cell transplantation, a pretransplant DNA specimen is recommended for testing. CYP2C19genetic test results in patients who have undergone liver transplantation may not accurately reflect the patient'sCYP2C19status. This method may not detect all variants that result in altered CYP2C19 activity. Therefore, absence of a detectable variant does not rule out the possibility that a patient has altered CYP2C19 metabolism due to otherCYP2C19variants that cannot be detected with this method.Furthermore, when 2 or more variants are identified, the cis-/trans-status (whether the variants are on the same or opposite chromosomes) is not always known. This test is designed to detect only the variants specified above. Other variants in the primer binding regions can affect testing and, ultimately, the genotype and phenotype predictions made. | 1. PharmVar: Pharmacogene Variation Consortium. Updated September 26, 2022. Accessed October 6, 2022. Available at www.pharmvar.org/ 2. Clinical Pharmacogenetics Implementation Consortium (CPIC). Updated September 23, 2022. Accessed October 14, 2020. Available at https://cpicpgx.org/ 3. Scott SA, Sangkuhl K, Stein CM, et al: Clinical Pharmacogenetics Implementation Consortium guidelines for CYP2C19 genotype and clopidogrel therapy: 2013 update. Clin Pharmacol Ther. 2013 Sep;94(3):317-323. doi: 10.1038/clpt.2013.105 4. Lima JJ, Thomas CD, Barbarino J, et al: Clinical Pharmacogenetics Implementation Consortium (CPIC) guideline for CYP2C19 and proton pump inhibitor dosing. Clin Pharmacol Ther. 2021 Jun;109(6):1417-1423. doi: 10.1002/cpt.2015 5. Moriyama B, Obeng AO, Barbarino J, et al: Clinical Pharmacogenetics Implementation Consortium (CPIC) guidelines for CYP2C19 and voriconazole therapy. Clin Pharmacol Ther. 2017 Jul;102(1):45-51. doi: 10.1002/cpt.583. Erratum in: Clin Pharmacol Ther. 2018 Feb;103(2):349 6. Hicks JK, Bishop JR, Sangkuhl K, et al: Clinical Pharmacogenetics Implementation Consortium (CPIC) guideline for CYP2D6 and CYP2C19 genotypes and dosing of selective serotonin reuptake inhibitors. Clin Pharmacol Ther. 2015 Aug;98(2):127-134. doi: 10.1002/cpt.147 7. Hicks JK, Sangkuhl K, Swen JJ, et al: Clinical Pharmacogenetics Implementation Consortium (CPIC) guideline for CYP2D6 and CYP2C19 genotypes and dosing of tricyclic antidepressants: 2016 update. Clin Pharmacol Ther. 2017;102(1):37-44. doi: 10.1002/cpt.597 8. Blaisdell J, Mohrenweiser H, Jackson J, et al: Identification and functional characterization of new potentially defective alleles of human CYP2C19. Pharmacogenetics. 2002 Dec;12(9):703-711. doi: 10.1097/00008571-200212000-00004 9. Mega JL, Close SL, Wiviott SD, et al: Cytochrome p-450 polymorphisms and response to clopidogrel. N Engl J Med. 2009 Jan;360(4):354-362. doi: 10.1056/NEJMoa0809171 | Genomic DNA is extracted from whole blood or saliva. Genotyping forCYP2C19alleles is performed using a polymerase chain reaction (PCR)-based 5'-nuclease assay. Fluorescently labeled detection probes anneal to the target DNA. PCR is used to amplify the section of DNA that contains the variant. If the detection probe is an exact match to the target DNA, the 5'-nuclease polymerase degrades the probe, the reporter dye is released from the effects of the quencher dye, and a fluorescent signal is detected. Genotypes are assigned based on the allele-specific fluorescent signals that are detected.(Unpublished Mayo method) | 2 to 4 days | Whole blood/Saliva: 2 weeks Extracted DNA: 2 months | This test was developed and its performance characteristics determined by Mayo Clinic in a manner consistent with CLIA requirements. It has not been cleared or approved by the US Food and Drug Administration. | 81225 | CYP2C19 Genotype, V | 57132-3 | 610095 | Reviewed by | 18771-6
2C9QT | Cytochrome P450 2C9 Genotype, Varies | Identifying individuals who may be at risk for altered metabolism of drugs that are modified by cytochrome P450 2C9 | Real-Time Polymerase Chain Reaction (PCR) with Allelic Discrimination Analysis | Yes | CYP2C9 Genotype, V | Varies | Multiple genotype tests can be performed on a single specimen after a single extraction. SeeMultiple Genotype Test Listfor a list of tests that can be ordered together. Submit only 1 of the following specimens: Specimen Type:Whole blood Container/Tube:Lavender top (EDTA) Specimen Volume:3 mL Collection Instructions: 1. Invert several times to mix blood. 2. Send whole blood specimen in original tube.Do not aliquot. Specimen Stability Information:Ambient (preferred) 9 days/Refrigerated 30 days Specimen Type:Saliva Patient Preparation:Patient should not eat, drink, smoke, or chew gum 30 minutes prior to collection. Supplies:Saliva Swab Collection Kit (T786) Specimen Volume:1 Swab Collection Instructions:Collect and send specimen per kit instructions. Specimen Stability Information:Ambient 30 days Specimen Type:Extracted DNA Container/Tube:2-mL screw top tube SpecimenVolume:100 mcL (microliters) Collection Instructions: 1. The preferred volume is 100 mcL at a concentration of 50 ng/mcL. 2. Provide concentration of DNA and volume on tube. Specimen Stability Information:Frozen (preferred)/Ambient/Refrigerated | Blood: 0.4 mL Saliva, extracted DNA: see Specimen Required | Primary metabolism of many drugs is performed by the cytochrome P450 (CYP) enzymes, a group of oxidative/dealkylating enzymes localized in the microsomes of many tissues, but primarily in the intestines and liver. One of these CYP enzymes, CYP2C9, participates in the metabolism of a wide variety of drugs including warfarin and phenytoin. CYP2C9-mediated drug metabolism is variable among individuals. Some individuals haveCYP2C9genetic variants that lead to severely diminished or absent CYP2C9 catalytic activity (ie, poor metabolizers). These individuals may metabolize various drugs at a slower rate than normal and may require dosing adjustments to prevent adverse drug reactions. A number of specificCYP2C9variants have been identified that result in enzymatic deficiencies. The following information outlines the relationship between the variants detected in the assay and their effect on enzyme activity: Table. Enzyme Activity of Individual Star Alleles CYP2C9allele cDNA nucleotide change (NM_000771.3) Effect on enzyme metabolism *1 None (wild type) Normal activity *2 c.430C>T Reduced activity *3 c.1075A>C No activity *4 c.1076T>C Reduced activity *5 c.1080C>G Reduced activity *6 c.818delA No activity *8 c.449G>A Reduced activity *9 c.752A>G Normal activity *11 c.1003C>T Reduced activity *12 c.1465C>T Reduced activity *13 c.269C>T No activity *14 c.374G>A Reduced activity *15 c.485C>A No activity *16 c.895A>G Reduced activity *17 c.1144C>T Reduced activity *18 c.1190A>C No activity *25 c.353_362del No activity *26 c.389C>G Reduced activity *28 c.641A>T Reduced activity *30 c.1429G>A Reduced activity *33 c.395G>A No activity *35 c.374G>T;430C>T No activity CYP2C9 drug metabolism is dependent on the specific genotype detected and also on the number and type of drugs administered to the patient. Phenotyping is derived from the Pharmacogene Variation Consortium website(1), the Clinical Pharmacogenetics Implementation Consortium website (2), published guidelines (3-5), and an exhaustive review of theCYP2C9literature (6-7). Individuals without a detectableCYP2C9variant will have the predicted phenotype of an extensive drug metabolizer and are designated asCYP2C9*1/*1. If an individual is homozygous or compound heterozygous for an allele with no activity, the individual is predicted to be a poor metabolizer. If an individual is heterozygous for an allele with no activity, the individual is predicted to be an intermediate metabolizer. In some cases, a range of potential phenotypes may be given, depending on the combination of alleles identified. Patients who are poor metabolizers may benefit from dose alteration or selection of a comparable drug that is not primarily metabolized by CYP2C9. It is important to interpret the results of testing in the context of other coadministered drugs. | An interpretive report will be provided. | An interpretive report will be provided. The genotype, with associated star alleles, is assigned using standard allelic nomenclature as published by the Pharmacogene Variation (PharmVar) Consortium.(1) For additional information regarding pharmacogenomic genes and their associated drugs, seePharmacogenomic Associations Tables. This resource also includes information regarding enzyme inhibitors and inducers, as well as potential alternate drug choices. Drug-drug interactions and drug/metabolite inhibition must be considered in the case of all metabolizer categories except poor metabolizer. It is important to interpret the results of testing and dose adjustments in the context of hepatic and renal function and patient age. | Rare variants may be present that could lead to false-negative or false-positive results. If results obtained do not match the clinical findings (phenotype), additional testing should be considered. Samples may contain donor DNA if obtained from patients who received non-leukoreduced blood transfusions or allogeneic hematopoietic stem cell transplantation. Results from samples obtained under these circumstances may not accurately reflect the recipient's genotype. For individuals who have received blood transfusions, the genotype usually reverts to that of the recipient within 6 weeks. For individuals who have received allogeneic hematopoietic stem cell transplantation, a pretransplant DNA specimen is recommended for testing. CYP2C9genetic test results in patients who have undergone liver transplantation may not accurately reflect the patient'sCYP2C9status. This method may not detect all variants that result in altered CYP2C9 activity. Therefore, absence of a detectable variant does not rule out the possibility that a patient has altered CYP2C9 metabolism due to otherCYP2C9variants that cannot be detected with this method.Furthermore, when 2 or more variants are identified, the cis-/trans- status (whether the variants are on the same or opposite chromosomes) is not always known. | 1. PharmVar: Pharmacogene Variation Consortium. Updated March 3, 2021. Accessed March 22, 2021. Available at www.pharmvar.org/ 2. Clinical Pharmacogenetics Implementation Consortium (CPIC). Accessed October 14, 2020. Available at https://cpicpgx.org/ 3. Karnes JH, Rettie AE, Somogyi AA, et al: Clinical Pharmacogenetics Implementation Consortium (CPIC) Guideline for CYP2C9 and HLA-B Genotypes and Phenytoin Dosing: 2020 Update. Clin Pharmacol Ther. 2021 Feb;109(2):302-309. doi: 10.1002/cpt.2008 4. Johnson JA, Caudle KE, Gong L, et al: Clinical Pharmacogenetics Implementation Consortium (CPIC) Guideline for Pharmacogenetics-Guided Warfarin Dosing: 2017 Update. Clin Pharmacol Ther. 2017 Sep;102(3):397-404. doi: 10.1002/cpt.668 5. Theken KN, Lee CR, Gong L, et al: Clinical Pharmacogenetics Implementation Consortium Guideline (CPIC) for CYP2C9 and Nonsteroidal Anti-Inflammatory Drugs. Clin Pharmacol Ther. 2020 Aug;108(2):191-200. doi: 10.1002/cpt.1830 6. Niemi M, Cascorbi I, Timm R, Kroemer HK, Neuvonen PJ, Kivisto KT: Glyburide and glimepiride pharmacokinetics in subjects with different CYP2C9 genotypes. Clin Pharmacol Ther. 2002;72(3):326-332. doi: 10.1067/mcp.2002.127495 7. Blaisdell J, Jorge-Nebert LF, Coulter S, et al: Discovery of new potentially defective alleles of human CYP2C9. Pharmacogenetics. 2004;14(8):527-537. doi: 10.1097/01.fpc.0000114759.08559.51 | Genomic DNA is extracted from whole blood or saliva. Genotyping for theCYP2C9alleles is performed using a polymerase chain reaction (PCR)-based 5'-nuclease assay. Fluorescently labeled detection probes anneal to the target DNA. PCR is used to amplify the section of DNA that contains the variant. If the detection probe is an exact match to the target DNA, the 5'-nuclease polymerase degrades the probe, the reporter dye is released from the effects of the quencher dye, and a fluorescent signal is detected. Genotypes are assigned based on the allele-specific fluorescent signals that are detected.(Unpublished Mayo method) | 3 to 8 days | Whole blood/Saliva: 2 weeks; Extracted DNA: 2 months | This test was developed and its performance characteristics determined by Mayo Clinic in a manner consistent with CLIA requirements. It has not been cleared or approved by the US Food and Drug Administration. | 81227 | CYP2C9 Genotype, V | 46724-1 | 610097 | CYP2C9 Phenotype | 79716-7
2D6Q | Cytochrome P450 2D6 Comprehensive Cascade, Varies | Providing information relevant to tamoxifen, codeine, and tramadol, as well as other medications metabolized by cytochrome P450 2D6 Determining the exact genotype when other methods fail to generate this information or if genotype-phenotype discord is encountered clinically Identifying precise genotype when required (eg, drug trials, research protocols) Identifying novel variants that may interfere with drug metabolism (when reflex to sequencing is performed) | Tier 1: Real Time Polymerase Chain Reaction (PCR) Tier 2: Polymerase Chain Reaction (PCR) followed by DNA Sequence Analysis | Yes | CYP2D6 Genotype Cascade, V | Tier 2 testing will be performed only if an ambiguous phenotype is identified by tier 1 testing. The number of sequencing tests needed to determine the phenotype will vary depending on the tier 1 result. | Multiple genotype tests can be performed on a single specimen after a single extraction. SeeMultiple Genotype Test Listfor a list of tests that can be ordered together. Submit only 1 of the following specimens: Specimen Type:Whole blood Container/Tube:Lavender top (EDTA) Specimen Volume:3 mL Collection Instructions: 1. Invert several times to mix blood. 2. Send whole blood specimen in original tube.Do not aliquot. Specimen Stability Information:Ambient (preferred) 9 days/Refrigerated 30 days Specimen Type:Saliva Patient Preparation:Patient should not eat, drink, smoke, or chew gum 30 minutes prior to collection. Supplies:Saliva Swab Collection Kit (T786) Specimen Volume:1 swab Collection Instructions:Collect and send specimen per kit instructions. Additional Information:Due to lower concentration of DNA yielded from saliva, testing cannot proceed to tier 2 sequencing and will stop after tier 1 testing is complete. Specimen Stability Information:Ambient 30 days Specimen Type: Extracted DNA Container/Tube: 2 mL screw top tube SpecimenVolume: 100 mcL (microliters) Collection Instructions: 1. The preferred volume is 100 mcL at a concentration of 75 ng/mcL. 2. Include concentration and volume on tube. Specimen Stability Information: Frozen (preferred) 1 year/Ambient/Refrigerated | Blood: 1 mL Saliva: 1 swab | The cytochrome P450 (CYP) family of enzymes is a group of oxidative/dealkylating enzymes localized in the microsomes of many tissues including the intestines and liver. One of the CYP enzymes, CYP2D6, is wholly or partially responsible for the metabolism of many commonly prescribed drugs. TheCYP2D6gene is highly variable with over 100 named alleles. The gene may be deleted, duplicated, and multiplied, and can have multiple sequence variations. In addition, some individuals have genes that are hybrids ofCYP2D6and theCYP2D7pseudogene. Some individuals haveCYP2D6variants that result in synthesis of an enzyme with decreased or absent catalytic activity. These individuals may process CYP2D6-metabolized medications more slowly.CYP2D6duplications and multiplications involving active alleles may result in ultrarapid metabolism of CYP2D6-metabolized drugs.CYP2D6genotype results are used to predict metabolizer phenotypes.(See Table 1) Table 1. Enzyme Activity of Individual Star Alleles Enzyme activity Examples ofCYP2D6star alleles Normal (extensive) metabolism *1, *2, *35 Decreased activity *9, *10, *14, *17, *29,and*41, *59 No or null activity *3, *4, *4N, *5, *6, *7, *8, *11, *12, *13, *15, *36, *68, *114 CYP2D6 phenotype is predicted based upon the number of functional, partially functional, and nonfunctional alleles present in a sample. Phenotyping is derived from the Pharmacogene Variation Consortium website (1), the Clinical Pharmacogenetics Implementation Consortium website (2), published guidelines (3-8), and an exhaustive review of the CYP2D6 literature (9-10). There are instances where a precise phenotype prediction is not possible, and in these instances, a range of possible phenotypes will be given. Individuals without a detectable gene alteration will have the predicted phenotype of an extensive drug metabolizer and are designated asCYP2D6*1/*1. Drugs that are metabolized through CYP2D6 may require dosage adjustment based on the individual patient's genotype. Patients who are poor metabolizers may require lower than usual doses to achieve optimal response in the case of drugs that are inactivated by the CYP2D6 enzyme and higher than usual doses in the case of drugs that are activated by CYP2D6 enzyme. Alternatively, patients who are ultrarapid metabolizers may benefit from increased doses in the case of drugs that are inactivated by CYP2D6 enzyme and lower doses in the case of drugs that are activated by CYP2D6. In the absence of clear guidance from FDA on dosing for various metabolizer phenotypes, patients with either ultrarapid or poor metabolism may benefit by switching to comparable alternate medications not primarily metabolized by CYP2D6 or by therapeutic drug monitoring where applicable. Overall, this test provides a comprehensiveCYP2D6genotype result for patients, ensuring a more accurate phenotype prediction. This assay has clinical significance for patients taking or considering medications activated (eg, codeine, tramadol, and tamoxifen) or inactivated (eg, antidepressants and antipsychotics) by theCYP2D6 enzyme. Sequential tier testing associated with this test will be initiated until the least ambiguous phenotype possible is determined. | A comprehensive interpretive report will be provided. | A comprehensive interpretive report will be provided, which combines the results of all tier testing utilized to obtain the final genotype. The genotype, with associated star alleles, is assigned using standard allelic nomenclature as published by the Pharmacogene Variation (PharmVar) Consortium.(1) For theCYP2D6copy number variation assay, the reportable copy number range is 0 to 4 copies for each of theCYP2D6region assessed. Novel variants will be classified based on known, predicted, or possible effect on gene function and reported with interpretive comments detailing their potential or known significance. For additional information regarding pharmacogenomic genes and their associated drugs, seePharmacogenomic Associations Tables. This resource also includes information regarding enzyme inhibitors and inducers, as well as potential alternate drug choices. | Rare variants may be present that could lead to false-negative or false-positive results. If results obtained do not match the clinical findings (phenotype), additional testing should be considered. Specimens may contain donor DNA if obtained from patients who received non-leukoreduced blood transfusions or allogeneic hematopoietic stem cell transplantation. Results from specimens obtained under these circumstances may not accurately reflect the recipient's genotype. For individuals who have received blood transfusions, the genotype usually reverts to that of the recipient within 6 weeks. For individuals who have received allogeneic hematopoietic stem cell transplantation, a pretransplant DNA specimen is recommended for testing. CYP2D6genetic test results in patients who have undergone liver transplantation may not accurately reflect the patient'sCYP2D6status. This method may not detect allCYP2D6variants that result in altered CYP2D6 activity. Therefore, absence of a detectable variant does not rule out the possibility that a patient has altered CYP2D6 metabolism due to otherCYP2D6variants that cannot be detected with this method. Furthermore, when 2 or more variants are identified, the cis-/trans- status (whether the variants are on the same or opposite chromosomes) is not always known. A complicating factor in correlatingCYP2D6genotype with phenotype is that many drugs or their metabolites are inhibitors of CYP2D6 catalytic activity. Selective-serotonin reuptake inhibitors (SSRI), as well as some tricyclic antidepressants (TCA) and other drugs, may reduce CYP2D6 catalytic activity. Patients in all metabolizer categories, except poor metabolizer, may have CYP2D6 enzyme activity inhibited by a variety of medications or their metabolites. Consequently, an individual may require a lower medication dose than predicted by genotyping alone. It is important to interpret the results of testing in the context of other coadministered drugs. CYP2D6alleles with decreased function may metabolize different drugs at different rates, ranging from normal to poor, but the literature on this is incomplete at this time. This test is not designed to provide specific dosing or drug selection recommendations and is to be used as an aid to clinical decision making only. Drug-label guidance should be used when dosing patients with medications regardless of the predicted phenotype. | 1. PharmVar: Pharmacogene Variation Consortium.Updated September 26, 2023. Accessed October 25, 2023.Available at www.pharmvar.org/ 2. Clinical Pharmacogenetics Implementation Consortium (CPIC). Accessed October 25, 2023. https://cpicpgx.org/ 3. Brown JT, Bishop JR, Sangkuhl K, et al. Clinical pharmacogenetics implementation consortium guideline for cytochrome P450 (CYP)2D6 genotype and atomoxetine therapy. Clin Pharmacol Ther. 2019;106(1):94-102. doi:10.1002/cpt.1409 4. Crews KR, Gaedigk A, Dunnenberger HM, et al. Clinical pharmacogenetics implementation consortium guidelines for cytochrome P450 2D6 genotype and codeine therapy: 2014 update. Clin Pharmacol Ther. 2014;95(4):376-382. doi:10.1038/clpt.2013.254 5. Bell GC, Caudle KE, Whirl-Carrillo M, et al. Clinical pharmacogenetics implementation consortium (CPIC) guideline for CYP2D6 genotype and use of ondansetron and tropisetron. Clin Pharmacol Ther. 2017;102(2):213-218. doi:10.1002/cpt.598 6. Goetz MP, Sangkuhl K, Guchelaar HJ, et al. Clinical pharmacogenetics implementation consortium (CPIC) guideline for CYP2D6 and tamoxifen therapy. Clin Pharmacol Ther. 2018;103(5):770-777. doi:10.1002/cpt.1007 7. Hicks JK, Bishop JR, Sangkuhl K, et al. Clinical pharmacogenetics implementation consortium (CPIC) guideline for CYP2D6 and CYP2C19 genotypes and dosing of selective serotonin reuptake inhibitors. Clin Pharmacol Ther. 2015;98(2):127-134. doi:10.1002/cpt.147 8. Hicks JK, Sangkuhl K, Swen JJ, et al. Clinical pharmacogenetics implementation consortium guideline (CPIC) for CYP2D6 and CYP2C19 genotypes and dosing of tricyclic antidepressants: 2016 update. Clin Pharmacol Ther. 2017;102(1):37-44. doi:10.1002/cpt.597 9. Black JL 3rd, Walker DL, O'Kane DJ, Harmandayan M. Frequency of undetected CYP2D6 hybrid genes in clinical samples: impact on phenotype prediction [published correction appears in Drug Metab Dispos. 2012 Jun;40(6):1238]. Drug Metab Dispos. 2012;40(1):111-119. doi:10.1124/dmd.111.040832 10. Kirchheiner J, Nickchen K, Bauer M, et al. Pharmacogenetics of antidepressants and antipsychotics: the contribution of allelic variations to the phenotype of drug response. Mol Psychiatry. 2004;9(5):442-473. doi:10.1038/sj.mp.4001494 11. Crews KR, Monte AA, Huddart R, et al: Clinical pharmacogenetics implementation consortium guideline for CYP2D6, OPRM1, and COMT genotypes and select opioid therapy. Clin Pharmacol Ther. 2021 Jan 2. doi:10.1002/cpt.2149 | Genomic DNA is extracted from whole blood or saliva. Genotype Assay (Tier 1): Genotyping is performed using a polymerase chain reaction (PCR)-based 5'-nuclease assay. Fluorescently labeled detection probes anneal to the target DNA. PCR is used to amplify the section of DNA that contains the variant. If the detection probe is an exact match to the target DNA, the 5'-nuclease polymerase degrades the probe, the reporter dye is released from the effects of the quencher dye, and a fluorescent signal is detected. Genotypes are assigned based on the allele-specific fluorescent signals that are detected.(Unpublished Mayo method) Copy Number Assay (Tier 1): This assay utilizes a duplex real-time PCR, which includes 1 copy number probe and a reference assay per reaction. Each copy number probe detects the genomic sequence of interest and the reference assay detects a sequence that is known to be present in 2 copies in a diploid genome. Relative quantitation is used to determine the relative copy number of the target of interest in a genomic DNA (gDNA) sample normalized to 10 ng/mcL for each probe. Each probe is normalized to the known copy number of the reference sequence, and compared to a calibrator sample with known copies of the target sequence included with each run.(Package insert: Taqman Copy Number Assays. Applied Biosystems; Revision D, 02/2019) Sequencing Assays (Tier 2): TheCYP2D6allele of interest is amplified by PCR. The PCR product is then purified and sequenced in both directions using fluorescent dye-terminator chemistry. Sequencing products are separated on an automated sequencer and trace files analyzed for variations in the exons and intron/exon boundaries of all 9 exons using mutation detection software and visual inspection.(Unpublished Mayo method) | 3 to 16 days | Whole Blood/Saliva swab: 2 weeks Extracted DNA: 2 months | This test was developed and its performance characteristics determined by Mayo Clinic in a manner consistent with CLIA requirements. It has not been cleared or approved by the US Food and Drug Administration. | 0070U0071U (if appropriate)0076U (if appropriate) | CYP2D6 Genotype Cascade, V | 47403-1 | 610109 | Reviewed by | 18771-6
3A4Q | Cytochrome P450 3A4 Genotype, Varies | Aids in determining therapeutic strategies for drugs that are metabolized by cytochrome P450 3A4, including atorvastatin, simvastatin, and lovastatin This testisnot usefulformanaging patients receiving fluvastatin, rosuvastatin, or pravastatin since these drugs arenotmetabolized appreciably by CYP3A4. | Polymerase Chain Reaction (PCR) With Allelic Discrimination Analysis | Yes | CYP3A4 Genotype, V | Varies | Multiple genotype tests can be performed on a single specimen after a single extraction. SeeMultiple Genotype Test Listin Special Instructions for a list of tests that can be ordered together. Submit only 1 of the following specimens: Specimen Type:Whole blood Container/Tube:Lavender top (EDTA) Specimen Volume:3 mL Collection Instructions: 1. Invert several times to mix blood. 2. Send specimen in original tube. Specimen Stability Information:Ambient (preferred) 9 days/Refrigerated 30 days Specimen Type:Saliva Patient Preparation:Patient should not eat, drink, smoke, or chew gum 30 minutes prior to collection. Supplies:Saliva Swab Collection Kit (T786) Specimen Volume:One swab Collection Instructions:Collect and send specimen per kit instructions. Specimen Stability Information:Ambient 30 days Specimen Type: Extracted DNA Container/Tube: 2 mL screw top tube Specimen Volume: 100 mcL (microliters) Collection Instructions: 1. The preferred volume is 100 mcL at a concentration of 50 ng/mcL. 2. Include concentration and volume on tube. Specimen Stability Information: Frozen (preferred)/Ambient/Refrigerated | Blood: 0.4 mL Saliva: 1 swab | CYP3A4is a member of theCYP3Afamily of genes located on chromosome 7. The cytochrome P450 (CYP) 3A subfamily of enzymes is responsible for the metabolism of more than 50% of medications that undergo hepatic metabolism and first-pass metabolism in intestinal epithelial cells, including some lipid-lowering drugs. The CYP3A4 enzyme activity is highly variable. Interindividual differences in enzyme expression may be due to several factors including: variable homeostatic control mechanisms, disease states that alter homeostasis, up- or down-regulation by environmental stimuli, and genetic variation.(1) One variant,CYP3A4*22(c.522-191C>T), has been studied extensively. This variant affects hepatic expression of CYP3A4 and response to statin drugs. TheCYP3A4*22allele is associated with reduced CYP3A4 activity, which may result in a better response to lipid-lowering drugs, such as simvastatin, atorvastatin, or lovastatin. However, reduced CYP3A4 activity may also be associated with statin-induced myopathy, especially for simvastatin. Studies show that in livers with the reference (wild-type) genotype (homozygous C or CC) theCYP3A4mRNA level and enzyme activity were 1.7- and 2.5-fold greater than inCYP3A4*22heterozygotes (CT) and homozygotes (TT), respectively. In 235 patients taking stable doses of drugs for lipid control, carriers of the T allele required significantly lower statin doses for optimal lipid control than did non-T carriers.(2)These results indicate thatCYP3A4*22markedly affects expression of CYP3A4 and could serve as a biomarker forCYP3A4metabolizer phenotype. The reported allele frequency ofCYP3A4*22is 5% to 8% in the white population and 4.3% in African American and Chinese populations. Other alleles have not been as extensively studied in clinical trials but are expected to have similar impacts on statin metabolism and the metabolism of other drugs primarily metabolized by CYP3A4. The following table displays theCYP3A4variants detected by this assay, the corresponding star allele, and the effect on CYP3A4 enzyme activity. Individuals without a detectableCYP3A4variant are designated asCYP3A4*1/*1. CYP3A4allele cDNA nucleotide change (NM_017460.5) Effect on enzyme activity *1 None (wild type) Normal activity *8 c.389G>A No activity *11 c.1088C>T Reduced activity *12 c.1117C>T Reduced activity *13 c.1247C>T No activity *16 c.554C>G Minimal activity *17 c.566T>C No activity *18 c.878T>C Reduced activity *22 c.522-191C>T Reduced activity *26 c.802C>T No activity Genotype to phenotype predictions are based on the Pharmacogene Variation Consortium website (3) and review of theCYP3A4literature. | An interpretive report will be provided. | An interpretive report will be provided. The genotype, with associated star alleles, is assigned using standard allelic nomenclature as published by the Pharmacogene Variation (PharmVar) Consortium.(3) For additional information regarding pharmacogenomic genes and their associated drugs, see thePharmacogenomics Associations Tablesin Special Instructions. This resource also includes information regarding enzyme inhibitors and inducers, as well as potential alternate drug choices. | Rare variants may be present that could lead to false-negative or false-positive results. If results obtained do not match the clinical findings, additional testing could be considered. Samples may contain donor DNA if obtained from patients who received non-leukoreduced blood transfusions or allogeneic hematopoietic stem cell transplantation. Results from samples obtained under these circumstances may not accurately reflect the recipient's genotype. For individuals who have received blood transfusions, the genotype usually reverts to that of the recipient within 6 weeks. For individuals who have received allogeneic hematopoietic stem cell transplantation, a pretransplant DNA specimen is recommended for testing. CYP3A4genetic test results in patients who have undergone liver transplantation may not accurately reflect the patient's CYP3A4 status. This test does not detect all variantsthat result in altered CYP3A4 activity. Therefore, absence of a detectable variant does not rule out the possibility that a patient has altered CYP3A4 metabolism due to otherCYP3A4variants that cannot be detected with this method. Furthermore, when 2 or more variants are identified, the cis-/trans- status (whether the variants are on the same or opposite chromosomes) is not always known. Drug-drug interactions and drug-metabolite inhibition must be considered. Drug-metabolite inhibition can occur, resulting in inhibition of CYP3A4 catalytic activity. Patients may also develop toxicity problems if liver and kidney function are impaired. | 1. Evans WE, Relling MV. Pharmacogenomics: translating functional genomics into rational therapeutics. Science. 1999;286(5439):487-491. doi: 10.1126/science.286.5439.487 2. Wang D, Guo Y, Wrighton SA, Cooke GE, Sadee W. Intronic polymorphism in CYP3A4 affects hepatic expression and response to statin drugs. Pharmacogenomics J. 2011;11(4):274-286. doi:10.1038/tpj.2010.28 3. PharmVar: Pharmacogene Variation Consortium. Updated March 3, 2021. Accessed March 22, 2021. Available at www.pharmvar.org/ 4. Lamba JK, Lin YS, Schuetz EG, Thummel KE. Genetic contribution to variable human CYP3A-mediated metabolism. Adv Drug Deliv Rev. 2002;54(10):1271-1294. doi: 10.1016/s0169-409x(02)00066-2 5. Elens L, Becker ML, Haufroid V, et al. Novel CYP3A4 intron 6 single nucleotide polymorphism is associated with simvastatin-mediated cholesterol reduction in the Rotterdam Study. Pharmacogenet Genomics. 2011;21(12):861-866. doi: 10.1097/FPC.0b013e32834c6edb 6. Elens L, van Schaik RH, Panin N, et al. Effect of a new functional CYP3A4 polymorphism on calcineurin inhibitors' dose requirements and trough blood levels in stable renal transplant patients. Pharmacogenomics. 2011;12(10):1383-1396. doi: 10.2217/pgs.11.90 7. Clinical Pharmacogenetics Implementation Consortium (CPIC). Accessed October 14, 2020. https://cpicpgx.org/ | Genomic DNA is extracted from whole blood or saliva. Genotyping for theCYP3A4alleles is performed using a polymerase chain reaction (PCR)-based 5'-nuclease assay. Fluorescently labeled detection probes anneal to the target DNA. PCR is used to amplify the section of DNA that contains the variant. If the detection probe is an exact match to the target DNA, the 5'-nuclease polymerase degrades the probe, the reporter dye is released from the effects of the quencher dye, and a fluorescent signal is detected. Genotypes are assigned based on the allele-specific fluorescent signals that are detected.(Unpublished Mayo method) | 3 to 8 days | Whole Blood/Saliva Swab: 2 weeks; Extracted DNA: 2 months | This test was developed and its performance characteristics determined by Mayo Clinic in a manner consistent with CLIA requirements. It has not been cleared or approved by the US Food and Drug Administration. | 81230-CYP3A4 | CYP3A4 Genotype, V | 74007-6 | 610116 | Reviewed by | 18771-6
3A5Q | Cytochrome P450 3A5 Genotype, Varies | Aids in optimizing treatment with tacrolimus and other drugs metabolized bycytochrome P450 3A5 | Polymerase Chain Reaction (PCR) With Allelic Discrimination Analysis | Yes | CYP3A5 Genotype, V | Varies | Multiple genotype tests can be performed on a single specimen after a single extraction. SeeMultiple Genotype Test Listfor a list of tests that can be ordered together. Submit only 1 of the following specimens: Specimen Type:Whole blood Container/Tube:Lavender top (EDTA) Specimen Volume:3 mL Collection Instructions: 1. Invert several times to mix blood. 2. Send whole blood specimen in original tube.Do not aliquot. Specimen Stability Information:Ambient (preferred)/Refrigerated Specimen Type:Saliva Patient Preparation:Patient should not eat, drink, smoke, or chew gum 30 minutes prior to collection. Supplies:Saliva Swab Collection Kit (T786) Specimen Volume:One swab Collection Instructions:Collect and send specimen per kit instructions. Specimen Stability Information:Ambient Specimen Type: DNA Container/Tube: 2 mL screw top tube Specimen Volume: 100 mcL (microliters) Collection Instructions: 1. The preferred volume is 100 mcL at a concentration of 50 ng/mcL. 2. Include concentration and volume on tube. Specimen Stability Information: Frozen (preferred) 1 year/Ambient/Refrigerated | Blood: 0.4 mL Saliva: 1 swab | CYP3A5is a member of theCYP3Afamily of genes located on chromosome 7. The cytochrome P450 (CYP) 3A subfamily of enzymes responsible for the metabolism of more than 50% of medications that undergo hepatic metabolism and first-pass metabolism in intestinal epithelial cells. The CYP3A5 expression level and enzymatic activity can be modulated by genetic variation.CYP3A5allelic frequency depends upon ethnicity. For example, in individuals of European descent the most common allele is theCYP3A5*3allele (c.219-237A>G), which results in a splicing defect and absence of enzyme activity. In individuals of African descent, the*1allele (functional enzyme) is most common. The distribution ofCYP3A5*3allele frequencies ranges from 0.14 among sub-Saharan Africans to 0.95 in European populations. CYP3A5testing is commonly ordered for patients receiving tacrolimus. Tacrolimus is an immunosuppressive calcineurin inhibitor used in transplant recipients. Tacrolimus has a low therapeutic index with a wide range of side effects and large interindividual variability in its pharmacokinetics, particularly in the dose required to reach target trough blood concentrations, thus necessitating routine therapeutic drug monitoring in clinical practice. Tacrolimus dose requirements are most closely associated withCYP3A5genotype even though the drug is metabolized by both CYP3A4 and CYP3A5. According to existing literature and Clinical Pharmacogenetics Implementation Consortium (CPIC) guidelines, individuals with at least one copy of fully functionalCYP3A5(ie,*1/*1and*1/*3) require a higher dose of tacrolimus to reach the targeted whole blood concentrations than those without a copy of a fully functionalCYP3A5allele (ie,*3/*3) (2-5).CYP3A5genotyping may predict dose requirementsfor tacrolimus but does not replace the need for therapeutic monitoring to guide tacrolimus dose adjustments. For a patient with theCYP3A5*3/*3genotype, initiating tacrolimus therapy with a standard (normal) dose is recommended. One of the complications in interpretingCYP3A5genotyping results and the effect of genotype on drug dosing is the fact that most individuals involved in drug trials have been of European decent. Individuals of European decent are more likely to have theCYP3A5*3/*3genotype, which predicts a poor metabolizer phenotype. Dosing requirements were derived from these clinical trials so individuals with 1 or 2 copies ofCYP3A5*1, will functionally behave as though they have increased activity and may require higher doses of CYP3A5 metabolized drugs. The following table displays theCYP3A5variants detected by this assay, the corresponding star allele, and the effect on CYP3A5 enzyme activity: CYP3A5allele cDNA nucleotide change (NM_000777.4) Effect on enzyme activity *1 None (wild type) Normal activity *3 c.219-237A>G No activity *6 c.624G>A No activity *7 c.1035dup No activity *8 c.82C>T Reduced activity *9 c.1009G>A Reduced activity | An interpretive report will be provided. | An interpretive report will be provided. The genotype, with associated star alleles, is assigned using standard allelic nomenclature as published by Pharmacogene Variation (PharmVar) Consortium.(1) For additional information regarding pharmacogenomic genes and their associated drugs, see thePharmacogenomic Associations Tablesin Special Instructions. This resource also includes information regarding enzyme inhibitors and inducers, as well as potential alternate drug choices. | Rare variants may be present that could lead to false-negative or false-positive results. If results obtained do not match the clinical findings (phenotype), additional testing could be considered. Specimens may contain donor DNA if obtained from patients who received non-leukoreduced blood transfusions or allogeneic hematopoietic stem cell transplantation. Results from specimens obtained under these circumstances may not accurately reflect the recipient's genotype. For individuals who have received blood transfusions, the genotype usually reverts to that of the recipient within 6 weeks. For individuals who have received allogeneic hematopoietic stem cell transplantation, a pretransplant DNA specimen is recommended for testing. CYP3A5genetic test results in patients who have undergone liver transplantation may not accurately reflect the patient'sCYP3A5status. This method may not detect all variants that result in alteredCYP3A5activity. Therefore, absence of a detectable variant does not rule out the possibility that a patient has altered CYP3A5 activity due to otherCYP3A5variants that cannot be detected with this method. Furthermore, when 2 or more variants are identified, the cis-/trans- status (whether the variants are on the same or opposite chromosomes) is not always known. Drug-drug interactions and drug-metabolite inhibition must be considered. Drug-metabolite inhibition can occur, resulting in inhibition of CYP3A5 catalytic activity. | 1. PharmVar: Pharmacogene Variation Consortium. Updated September 26, 2023. Accessed October 25, 2023. Available at www.pharmvar.org/ 2. Birdwell KA, Decker B, Barbarino JM, et al. Clinical Pharmacogenetics Implementation Consortium (CPIC) Guidelines for CYP3A5 Genotype and Tacrolimus Dosing. Clin Pharmacol Ther. 2015;98(1):19-24. doi:10.1002/cpt.113 3. Thervet E, Loriot MA, Barbier S, et al. Optimization of initial tacrolimus dose using pharmacogenetic testing. Clin Pharmacol Ther. 2010;87(6):721-726. doi:10.1038/clpt.2010.17 4. Lamba J, Hebert JM, Schuetz EG, Klein TE, Altman RB. PharmGKB summary: very important pharmacogene information for CYP3A5. Pharmacogenet Genomics. 2012;22(7):555-558. doi:10.1097/FPC.0b013e328351d47f 5. Clinical Pharmacogenetics Implementation Consortium (CPIC). Accessed October 25, 2023. https://cpicpgx.org/ | Genomic DNA is extracted from whole blood or saliva. Genotyping forCYP3A5alleles is performed using a polymerase chain reaction (PCR)-based 5'-nuclease assay. Fluorescently labeled detection probes anneal to the target DNA. PCR is used to amplify the section of DNA that contains the variant. If the detection probe is an exact match to the target DNA, the 5'-nuclease polymerase degrades the probe, the reporter dye is released from the effects of the quencher dye, and a fluorescent signal is detected. Genotypes are assigned based on the allele-specific fluorescent signals that are detected.(Unpublished Mayo method) | 3 to 8 days | Whole blood/Saliva swab: 2 weeks; Extracted DNA: 2 months | This test was developed and its performance characteristics determined by Mayo Clinic in a manner consistent with CLIA requirements. It has not been cleared or approved by the US Food and Drug Administration. | 81231-CYP3A5 | CYP3A5 Genotype, V | 81140-6 | 610123 | Reviewed by | 18771-6
FCYTP | Cytokine Panel 13, Serum |  | Quantitative Multiplex Bead Assay | Yes | Cytokine Panel 13, Serum | Serum | Specimen Type:Serum Preferred:Serum gel tube Acceptable:Plain red top tube Submission Container/Tube:Plastic vial Specimen Volume:1.0 mL Collection Instructions:Separate from cells within 2 hours of collection. Send 1.0 mL serum frozen in plastic vial. Critical frozen. Additional specimens must be submitted when multiple tests are ordered. Note:CRITICAL FROZEN.Separate specimens must be submitted when multiple tests are ordered. | 0.4 mL |  | Tumor Necrosis Factor-alpha:,< or =7.2 pg/mL, Interleukin 2:,< or =2.1 pg/mL, Interleukin 2 Receptor Soluble:,175.3 to 858.2 pg/mL, Interleukin 12:,< or =1.9 pg/mL, Interferon gamma:,< or =4.2 pg/mL, Interleukin 4:,< or =2.2 pg/mL, Interleukin 5:,< or =2.1 pg/mL, Interleukin 10:,< or =2.8 pg/mL, Interleukin 13:,< or =2.3 pg/mL, Interleukin 17:,< or =1.4 pg/mL, Interleukin 1 beta:,< or =6.7 pg/mL, Interleukin 6:,< or =2.0 pg/mL, Interleukin 8:,< or =3.0 pg/mL, |  |  |  |  | 3 to 8 days |  | This test was developed and its performance characteristics determined by ARUP Laboratories.It has not been cleared or approved by the US Food and Drug Administration. This test was performed in a CLIA certified laboratory and is intended for clinical purposes. | 83520 x 1283529 | Cytokine Panel 13, Serum | 82335-1 | Z4734 | Interleukin 8 | 33211-4
CYPAN | Cytokine Panel, Plasma | Understanding the etiology of infectious or chronic inflammatory diseases, when used in conjunction with clinical information and other laboratory testing Research studies in which an assessment of cytokine responses is needed | Bead-Based Multiplex Immunoassay | Yes | Cytokine Panel, P | Plasma EDTA | Supplies:Sarstedt Aliquot Tube, 5 mL (T914) Collection Container/Tube:Lavender-top (EDTA) Submission Container/Tube:Plastic vial Specimen Volume:0.5 mL Collection Instructions: 1. Immediately after specimen collection, place the tube on wet ice. 2. Centrifuge at 4 degrees C, 1500 xgfor 10 minutes. 3. Aliquot plasma into plastic vial. 4. Freeze specimen within 2 hours of collection. | 0.3 mL | Cytokines are important mediators of cell-to-cell communication within the innate and adaptive immune systems. The expression of most cytokines is highly regulated and generally occurs in response to foreign or self-antigenic stimulation. The functions of cytokines are extremely varied, with many cytokines also displaying pleiotropic effects, depending on their cellular target. Some cytokines, such as tumor necrosis factor (TNF), interleukin (IL)-1 beta, IL-6, interferon (IFN)-alpha and beta, IL-10, and IL-18 are particularly important in the innate immune response. For example, TNF, IL-1 beta, and IL-6 induce expression of acute phase proteins in the liver. TNF and IL-1 beta also lead to endothelial activation and are critical regulators of the hypothalamus, which can result in elevated body temperature. IL-6, in comparison, is a bridge to the adaptive immune response, by acting on B cells to induce proliferation. In contrast, IFN-alpha and IFN-beta (members of the type I IFN family) are key components of the innate immune response to viral infections. IFN-gamma, which is a type II IFN, has roles in both the innate and adaptive immune responses, including macrophage activation, induction of B-cell isotype switching, and T helper type 1 cell differentiation. Other cytokines, such as monocyte chemoattractant protein-1 and macrophage inflammatory protein-1 alpha, are categorized as chemokines because they function primarily to attract leukocytes to the site of inflammation. Further, some cytokines act on hematopoietic stem cells to induce differentiation of various leukocytes. For example, granulocyte-monocyte colony stimulating factor induces myeloid progenitor cells to differentiate into neutrophils and monocytes. Lastly, for some cytokines, soluble forms of the receptor can be found in the peripheral circulation. The IL-2 soluble receptor is produced from proteolytic cleavage of the membrane-bound receptor, which occurs during T-cell activation. As a group, cytokines and their receptors represent a highly complex and critical regulator of a normal immune response. | Tumor necrosis factor: <10.0 pg/mL Interleukin (IL)-6: <5.0 pg/mL Interferon (IFN)-beta: <20.0 pg/mL IL-10: <7.0 pg/mL Monocyte chemoattractant protein-1: < or =198 pg/mL IL-1 beta: <20.0 pg/mL IFN-gamma: <60.0 pg/mL Macrophage inflammatory protein-1 alpha: <220 pg/mL Granulocyte-monocyte colony stimulating factor: <15.0 pg/mL IL-2 receptor alpha soluble: < or =959 pg/mL IFN-alpha: <20.0 pg/mL IL-18: < or =468 pg/mL | Elevated cytokine concentrations could be consistent with the presence of infection or other inflammatory process. | Results from cytokine testing should not be used to establish or exclude a specific diagnosis. Cytokine testing should only be used in conjunction with clinical information and other laboratory testing as part of a patient’s overall assessment. Normal concentrations of cytokines do not exclude the possibility of infection or other inflammatory condition. Cytokine concentrations could be affected by immunomodulatory agents. | 1. Bozza FA, Salluh JI, Japiassu AM, et al. Cytokine profiles as markers of disease severity in sepsis: a multiplex analysis. Crit Care. 2007;11(2):R49. doi:10.1186/cc5783 2. Milman N, Karsh J, Booth RA. Correlation of a multi-cytokine panel with clinical disease activity in patients with rheumatoid arthritis. Clin Biochem. 2010;43(16-17):1309-1314. doi:10.1016/j.clinbiochem.2010.07.012 3. Teijara JR. Type I interferons in viral control and immune regulation. Curr Opin Virol. 2016;16:31-40. doi:10.1016/j.coviro.2016.01.001 4. Tisoncki JR, Korth MJ, Simmons CP, Farrar J, Martin TR, Katze MG. Into the eye of the cytokine storm. Microbiol Mol Biol Rev. 2010;76(1):16-32. doi:10.1128/MMBR.05015-11 5. Garcia Borrega J, Godel P, Ruger MA, et al. In the eye of the storm: Immune-mediated toxicities associated with CAR-T cell therapy. Hemasphere. 2019;3(2):e191. doi:10.1097/HS9.0000000000000191 | Analyte-specific antibodies are pre-coated onto color-coded magnetic microparticles. Samples are diluted 1:2 in a mixing plate and then standards, samples, and microparticles are pipetted into wells and the immobilized antibodies capture the analytes of interest. Unbound substances are washed away while the magnetic microparticles are immobilized. Next, a biotinylated analyte specific antibody cocktail is added to each well. Following a wash to remove any unbound biotinylated antibody, streptavidin-phycoerythrin conjugate (Streptavidin-PE), is added to each well. After removal of unbound Streptavidin-PE and resuspension of the microparticles in buffer, the plate is analyzed using a Luminex FLEXMAP 3D analyzer. A charged-coupled device camera captures an image of each well and data reduction is performed using the XPONENT software.(Unpublished Mayo method) | 2 to 8 days | 14 days | This test was developed and its performance characteristics determined by Mayo Clinic in a manner consistent with CLIA requirements. It has not been cleared or approved by the US Food and Drug Administration. | 83520 x 1083529 | Cytokine Panel, P | 82335-1 | 610318 | IL-18 | 33823-6
CTFNA | Cytology Fine-Needle Aspiration, Varies | Detection of malignancy Detection of certain inflammatory conditions | Light Microscopy | Yes | Cytology Fine Needle Aspiration | If an additional specimen is submitted along with the slides, then a cell block will be made at an additional charge. | Specimen Type:Slide Container/Tube:Plastic slide container Specimen Volume:Smear Collection Instructions: 1. Smears should be immediately fixed in 95% ethanol or sprayed with commercially available fixative. Smears that have been air-dried or Diff-Quik stained may also be accepted. 2. Label containers with a minimum of 2 unique identifiers (eg, patient name and medical record number or date of birth), specimen source, and date of collection. Label each glass slide in pencil with a minimum of 2 unique identifiers. If multiple slides are submitted, each slide must have proper identification. Specimen Type:Fluid Container/Tube:60-mL (2 oz) jar with screw cap, 50-mL disposable centrifuge tube with screw cap, or 15-mL test tube with screw cap Specimen Volume:Any amount Collection Instructions: 1. Preferred method is no fixative added to fluid prior to processing and thespecimen must be received and processed by the Cytology Laboratory within 1 hour of collection. 2. If not possible to submit within 1 hour, specimen should be refrigerated no longer than 62 hours. Additional acceptable fixatives are specimens with equal volume of 50%, 70%, 80%, or 95% ethanol, PreservCyt solution, CytoRich Red, or CytoLyt. 3.Label containers with a minimum of 2 unique identifiers (eg, patient name and medical record number or date of birth), specimen source, and date of collection. Specimen Type:Tissue Container/Tube:50-mL disposable centrifuge tube with screw cap or 60-mL (2 oz) jar with screw cap containing 10% neutral-buffered formalin Specimen Volume:Any amount Collection Instructions: 1. Tissue fragments must be submitted in 10% neutral-buffered formalin. 2. Label containers with a minimum of 2 unique identifiers (eg, patient name and medical record number or date of birth), specimen source, and date of collection. |  | Aspiration cytology from a variety of organ sites is useful in the determination of pathologic states, particularly neoplasms. Commonly examined sites include lung, liver, lymph nodes, pancreas, kidney, thyroid, retroperitoneum, breast, salivary glands, and soft tissue. In many cases, an open biopsy is no longer required to make a diagnosis. | Negative for malignant cells | Aspiration therapy is highly specific with rare false-positives. A positive diagnosis should be definitive for malignancy. Precise cell typing is variably possible depending on circumstances. | Nondiagnostic results are issued when material is inadequate for a diagnostic impression. A negative result must not be taken as definitive in the face of strong clinical suspicion.If the diagnosis is less than definitive (ie, suspicious), a follow-up biopsy may be recommended. This test is not useful for most inflammatory conditions such as hepatitis, glomerulonephritis, etc. However, it may be helpful in obtaining material for culture and in identifying positive organisms in infectious diseases. Slides must be fixed promptly after smearing to ensure adequate evaluation. | Mody DR, Thrall MJ, Krishnamurthy S, eds. Diagnostic Pathology: Cytopathology, 2nd ed. Elsevier, 2019 | Slides are stained by a modified Papanicolaou method and examined microscopically. DiffQuik stains may be used on air-dried specimens. On rare occasions, immunostains may be used secondarily as appropriate.(Unpublished Mayo method) | 2 to 5 days | Indefinite | This test has been cleared, approved, or is exempt by the US Food and Drug Administration and is used per manufacturer's instructions. Performance characteristics were verified by Mayo Clinic in a manner consistent with CLIA requirements. | 8817388305-CBKPC (if appropriate) | Cytology Fine Needle Aspiration | 33718-8 | 71812 | Case Number | 80398-1
CFNPC | Cytology FNA (Bill Only) |  | This test is for billing purposes only. This is not an orderable test. | Yes | Cytology FNA | Varies | This test is for billing purposes only. This is not an orderable test. |  |  | This test is for billing purposes only. This is not an orderable test. |  | Age of a cut paraffin section can affect immunoreactivity. Stability thresholds vary widely among published literature and are antigen-dependent. Best practice is for paraffin sections to be cut fresh. |  |  |  |  | Not Applicable | 88173
0837T | Cytology FNA Digitize (Bill Only) |  | This test is for tracking purposes only. This is not an orderable test. | Yes | Cytology FNA Digitize | This test is for tracking purposes only. | This test is for tracking purposes only. This is not an orderable test. |  |  | This test is for tracking purposes only. This is not an orderable test. | [6 empty] | Not Applicable | 0837T
CYTNG | Cytology Non-Gynecologic, Varies | Detecting malignant and premalignant changes | Light Microscopy | Yes | Cytology Non-GYN | Reflex tests will be performed at an additional charge based on the specimen processing method performed. | Submit only 1 of the following specimens: Contact the testing lab for specific instructions. Specimen Type:Non-gynecologic cytology specimen Supplies:CytoLyt Solution (T564) Container/Tube: Preferred:CytoLyt solution Acceptable: 1. PreservCyt solution in prefilled vial 2. Specimens with equal volume of 50%, 70%, 80%, or 95% ethanol 3. Specimens fixed in carbowax, CytoSpin collection fluid, or CytoRich red Specimen Volume:A minimum of 20 mL or entire collection Collection Instructions: 1. Specimen containersmust be labeledwith a minimum of 2 unique identifiers (patient's name and medical record number). 2. Indicate the specimen source and source location on the label. Specimen Type:Spinal fluid Collection Container/Tube:Sterile vial Submission Container/Tube:Container with equal volume of 50%, 70%, 80%, or 95% ethanol Specimen Volume:A minimum of 1 mL Collection Instructions:Specimen containersmust be labeledwith a minimum of 2 unique identifiers (patient's name and clinic number). Specimen Type:Smear Container/Tube:Plastic slide container Specimen Volume: Glass slide Collection Instructions: 1. Slides should be immediately fixed in 95% ethanol or sprayed with commercially available fixative. Smears that have been air-dried or Diff-Quik stained may also be accepted. 2. Label containers with a minimum of 2 unique identifiers (eg, patient name and medical record number or date of birth), specimen source, and date of collection. Label each glass slide in pencil with a minimum of 2 unique identifiers. If multiple slides are submitted, each slide must have proper identification. | See Specimen Required | This test is used for the identification of malignant cells by cytopathology interpretation from nongynecological body sites. | Negative for malignant cells | Suspicious or atypical results need further confirmation: clinical observation, repeat cytology, or perhaps appropriate biopsy. Positive results should be confirmed by histologic examination of tissue before definitive therapy is instituted. | No significant cautionary statements | Mody DR, Thrall MJ, Krishnamurthy S, eds. Diagnostic Pathology: Cytopathology, 2nd ed. Elsevier; 2019 | The specimen is processed using CytoSpin or ThinPrep instruments to preserve cellular integrity. The smeared or processed slides are then stained using a Papanicolaou stain, coverslipped, and analyzed microscopically by a cytotechnologist and pathologist.(Instruction manuals: Cytospin 4 Operator's Manual. Thermo Scientific; A78310250 Issue 4, 2004; ThinPrep 2000 System Operator's Manual. Hologic; MAN-02585-001 Rev. 006, 02/2017; ThinPrep 5000 Processor Operator's Manual. Hologic; MAN-02203-001 Rev. 003, 08/2017) | 2 to 5 days | Up to 1 week, depending on results | This test has been cleared, approved, or is exempt by the US Food and Drug Administration and is used per manufacturer's instructions. Performance characteristics were verified by Mayo Clinic in a manner consistent with CLIA requirements. | 88104-NDSPC (if appropriate)88108-NCSPC (if appropriate)88112-NTPPC (if appropriate)88161-CSOPC (if appropriate)88162-CSAPC (if appropriate)88305-CBKPC (if appropriate) | Cytology Non-GYN | 32785-8 | 71813 | Case Number | 80398-1
0833T | Cytology Smears Other Digitize (Bill Only) |  | This test is for tracking purposes only. This is not an orderable test. | Yes | Cytology Smears Other Digitize | This test is for tracking purposes only. | This test is for tracking purposes only. This is not an orderable test. |  |  | This test is for tracking purposes only. This is not an orderable test. | [6 empty] | Not Applicable | 0833T
CTPPC | Cytology Touch Prep (Bill Only) |  | This test is for billing purposes only. This is not an orderable test. | Yes | Cytology Touch Prep | Varies | This test is for billing purposes only. This is not an orderable test. |  |  | This test is for billing purposes only. This is not an orderable test. | [6 empty] | Not Applicable | 88333
CTAPC | Cytology Touch Prep Additional (Bill Only) |  | This test is for billing purposes only. This is not an orderable test. | Yes | Cytology Touch Prep Additional | Varies | This test is for billing purposes only. This is not an orderable test. |  |  | This test is for billing purposes only. This is not an orderable test. | [6 empty] | Not Applicable | 88334
CMVG | Cytomegalovirus (CMV) Antibodies, IgG, Serum | Determining whether a patient (especially transplant recipients and organ and blood donors) has had a recent infection or previous exposure to cytomegalovirus | Multiplex Flow Immunoassay (MFI) | Yes | Cytomegalovirus Ab, IgG, S | Serum | Collection Container/Tube: Preferred:Serum gel Acceptable:Red top Submission Container/Tube:Plastic vial Specimen Volume:0.5 mL Collection Instructions:Centrifuge and aliquot serum into a plastic vial. | 0.4 mL | Cytomegalovirus (CMV) is a member of the Herpesviridae family of viruses and usually causes asymptomatic infection after which it remains latent in patients, primarily within bone marrow-derived cells.(1) Primary CMV infection in immunocompetent individuals may also manifest as a mononucleosis-type syndrome, similar to primary Epstein-Barr virus infection, with fever, malaise, and lymphadenopathy. CMV is a significant cause of morbidity and mortality among bone marrow or solid organ transplant recipients, individuals with AIDS, and other immunosuppressed patients due to virus reactivation or from a newly acquired infection.(2,3) Infection in these patient populations can affect almost any organ and lead to multiorgan failure. CMV is also responsible for congenital disease among newborns and is one of the TORCH infections (toxoplasmosis, other infections including syphilis, rubella, CMV, and herpes simplex virus). CMV seroprevalence increases with age. In the United States the prevalence of CMV specific antibodies increases from approximately 36% in children from 6 to 11 years old to over 91% in adults over 80 years old.(4) | Negative (reported as positive, negative, or equivocal) | Positive cytomegalovirus (CMV) IgG results indicate past or recent CMV infection. These individuals may transmit CMV to susceptible individuals through blood and tissue products. Equivocal CMV IgG results may occur during acute infection or may be due to nonspecific binding reactions. Submit an additional sample for testing if clinically indicated. Individuals with negative CMV IgG results are presumed to not have had prior exposure or infection with CMV and are, therefore, considered susceptible to primary infection. | Sera collected very early during the acute stage of infection may have undetectable levels of cytomegalovirus (CMV) IgG. The CMV IgG assay should not be used alone to diagnose CMV infection. Results should be considered in conjunction with clinical presentation, patient history, and other laboratory findings. In cases of suspected disease, submit a second specimen for testing in 10 to 14 days. The performance characteristics of this assay have not been evaluated in immunosuppressed patients or organ transplant recipients and have not been established for cord blood or for testing of neonates. Immune complexes or other immunoglobulin aggregates present in patient specimens may cause increased nonspecific binding and produce false-positive results. Potential cross-reactivity for CMV with human chorionic gonadotropin, HIV IgG, multiple myeloma IgG, rheumatoid factor IgM, andToxoplasma gondiiIgG have not be ruled out. | 1. Soderberg-Naucler C, Fish KN, Nelson JA: Reactivation of latent human cytomegalovirus by allogeneic stimulation of blood cells from healthy donors. 1997 Oct 3;91(1):119-126 2. Kusne S, Shapiro R, Fung J: Prevention and treatment of cytomegalovirus infection in organ transplant recipients. Transpl Infect Dis. 1999 Sep;1(3):187-203 3. Rubin RH: Importance of CMV in the transplant population. Transpl Infect Dis. 1999;1 Suppl 1:3-7 4. Staras SA, Dollard SC, Radford KW, Flanders WD, Pass RF, Cannon MJ: Seroprevalence of cytomegalovirus infection in the United States, 1998-1994. Clin Infect Dis. 2006 Nov 143(9):1143-1151 5. Bruminhent J, Thongprayoon C, Dierkhising RA, Kremers WK, Theel ES, Razonable RR: Risk factors for cytomegalovirus reactivation after liver transplantation: can pre-transplant cytomegalovirus antibody titers predict outcome? Liver Transpl. 2015 Apr;21(4):539-546 6. Dioverti MV, Razonable RR: Cytomegalovirus. Microbiol Spectr. 2016;4(4). doi: 10.1128/microbiolspec.DMIH2-0022-2015 | The BioPlex 2200 cytomegalovirus (CMV) IgG assay uses multiplex flow immunoassay technology. Briefly, CMV antigen-coated fluorescent beads are mixed with an aliquot of patient sample and sample diluent and incubated at 37 degrees C. During this time IgG anti-CMV antibodies in the specimen will bind to the CMV antigen on the beads. After a wash cycle, a fluorescently labeled antihuman IgG-antibody conjugate is added to the mixture and incubated at 37 degrees C. Following a wash step to remove unbound conjugate, the bead mixture is passed through a detector that identifies the bead based on dye fluorescence and determines the amount of antibody captured by the antigen based on fluorescence of the antihuman IgG conjugate. Raw data are calculated in relative fluorescence intensity and is converted to an antibody index for interpretation. Antibody index (AI) values 0.8 and lower are considered negative. AI values of 0.9 and 1.0 are equivocal. AI values 1.1 and above are considered positive. Three additional dyed beads, an internal standard bead, a serum verification bead, and a reagent black bead are present in each reaction mixture to verify detector response, the addition of serum to the reaction vessel and the absence of significant nonspecific binding in serum, respectively.(Package insert: BioPlex 2200 System, ToRC IgG, Bio-Rad Laboratories;03/2012) | Same day/1 to 3 days | 14 days | This test has been cleared, approved, or is exempt by the US Food and Drug Administration and is used per manufacturer's instructions. Performance characteristics were verified by Mayo Clinic in a manner consistent with CLIA requirements. | 86644 | Cytomegalovirus Ab, IgG, S | 13949-3 | CMVG | Cytomegalovirus Ab, IgG, S | 13949-3
CMVP | Cytomegalovirus (CMV) Antibodies, IgM and IgG, Serum | Aiding in the diagnosis of acute or past infection with cytomegalovirus (CMV) Determining prior exposure to CMV This test shouldnot be used forscreening blood or plasma donors. | Multiplex Flow Immunoassay (MFI) | Yes | Cytomegalovirus Ab, IgM and IgG, S | Serum | Collection Container/Tube: Preferred:Serum gel Acceptable:Red top Submission Container/Tube:Aliquot tube Specimen Volume:1 mL Collection Instructions:Centrifuge and aliquot serum into a plastic vial. | 0.8 mL | Cytomegalovirus (CMV) is a member of the Herpesviridae family of viruses and usually causes asymptomatic infection after which it remains latent in patients, primarily within bone marrow derived cells. Primary CMV infection in immunocompetent individuals may manifest as a mononucleosis-type syndrome, similar to primary Epstein-Barr virus infection, with fever, malaise and lymphadenopathy. CMV is a significant cause of morbidity and mortality among bone marrow or solid organ transplant recipients, individuals with AIDS, and other immunosuppressed patients due to virus reactivation or from a newly acquired infection. Infection in these patient populations can affect almost any organ and lead to multiorgan failure. CMV is also responsible for congenital disease among newborns and is one of the TORCH infections (toxoplasmosis, other infections including syphilis, rubella, CMV, and herpes simplex virus). CMV seroprevalence increases with age. In the United States, the prevalence of CMV-specific antibodies increases from approximately 36% in children from 6 to 11 years old to over 91% in adults over 80 years old. | CYTOMEGALOVIRUS IgM: Negative CYTOMEGALOVIRUS IgG: Negative Reference values apply to all ages. | IgM: A negative cytomegalovirus (CMV) IgM result suggests that the patient is not experiencing acute or active infection. However, a negative result does not rule-out primary CMV infection. It has been reported that CMV-specific IgM antibodies were not detectable in 10% to 30% of cord blood sera from infants demonstrating infection in the first week of life. In addition, up to 23% (3/13) of pregnant women with primary CMV infection did not demonstrate detectable CMV IgM responses within 8 weeks postinfection. In cases of primary infection where the time of seroconversion is not well defined, as high as 28% (10/36) of pregnant women did not demonstrate CMV IgM antibody. Positive CMV IgM results indicate a recent infection (primary, reactivation, or reinfection). IgM antibody responses in secondary (reactivation) CMV infections have been demonstrated in some CMV mononucleosis patients, a few pregnant women, and kidney and cardiac transplant patients. Levels of antibody may be lower in transplant patients with secondary rather than primary infections. IgG: Positive CMV IgG results indicate past or recent CMV infection. These individuals may transmit CMV to susceptible individuals through blood and tissue products. Individuals with negative CMV IgG results are presumed to not have had prior exposure or infection with CMV and are, therefore, considered susceptible to primary infection. Equivocal CMV IgM or IgG results may occur during acute infection or may be due to nonspecific binding reactions. Submit an additional specimen for testing if clinically indicated. | Sera collected very early during the acute stage of infection may have undetectable levels of cytomegalovirus (CMV) IgM or IgG. Immunocompromised patients may have impaired immune responses and nonreactive IgM/IgG results may be due to delayed seroconversion and, therefore, do not rule out current infection. The CMV IgM and IgG results should not be used alone to diagnose CMV infection. Results should be considered in conjunction with clinical presentation, patient history and other laboratory findings. In cases of suspected disease, submit a second specimen for testing in 10 to 14 days. The performance characteristics of these assays have not been evaluated in immunosuppressed patients or organ transplant recipients and have not been established for cord blood or for testing of neonates. Immune complexes or other immunoglobulin aggregates present in patient specimens may cause increased nonspecific binding and produce false-positive results. Potential cross-reactivity for CMV IgM may occur with specimens positive for Epstein-Barr virus viral capsid antigen IgM and parvovirus B19 IgM. Potential cross-reactivity for CMV IgG with human chorionic gonadotropin, HIV IgG, multiple myeloma IgG, rheumatoid factor IgM, andToxoplasma gondiiIgG have not be ruled out. | 1. Soderberg-Naucler C, Fish NK, Nelson JA: Reactivation of latent human cytomegalovirus by allogeneic stimulation of blood cells from healthy donors. Cell. 1997 Oct 3;91(1):119-126 2. Bruminhent J, Thongprayoon C, Dierkhising RA, Kremers WK, Theel ES, Razonable RR: Risk factors for cytomegalovirus reactivation after liver transplantation: can pre-transplant cytomegalovirus antibody titers predict outcome? Liver Transpl. 2015 Apr;21(4):539-546 3. Dioverti MV, Razonable RR: Cytomegalovirus. Microbiol Spectr. 2016;4(4) 4. Staras SA, Dollard SC, Radford KW, Flanders WD, Pass RF, Cannon MJ: Seroprevalence of cytomegalovirus infection in the United States, 1998-1994. Clin Infect Dis. 2006 Nov 1;43(9):1143-1151 | The BioPlex 2200 cytomegalovirus (CMV) IgM and IgG assays use multiplex flow immunoassay technology. Briefly, CMV antigen-coated fluorescent beads are mixed with an aliquot of patient sample and sample diluent and then incubated at 37 degrees C. During this time, IgM and IgG anti-CMV antibodies in the specimen bind to the CMV antigen on the beads. After a wash cycle, a fluorescently labeled antihuman IgM- and IgG-antibody conjugate is added to the mixture and incubated at 37 degrees C. Following a wash step to remove unbound conjugate, the bead mixture is passed through a detector that identifies the bead based on dye fluorescence and determines the amount of antibody captured by the antigen based on fluorescence of the antihuman-IgG conjugate. Raw data is calculated in relative fluorescence intensity and is converted to an antibody index for interpretation. Antibody index (AI) values of 0.8 and lower are considered negative. AI values of 0.9 and 1.0 are equivocal. AI values of 1.1 and above are considered positive. Three additional dyed beads, an internal standard bead, a serum verification bead, and a reagent black bead are present in each reaction mixture to verify detector response, the addition of serum to the reaction vessel and the absence of significant nonspecific binding in serum, respectively.(Package inserts: BioPlex 2200 System, ToRC IgG. Bio-Rad Laboratories; 03/2012; ToRC IgM. Bio-Rad Laboratories; 08/2017) | Same day/1 to 3 days | 14 days | This test has been cleared, approved, or is exempt by the US Food and Drug Administration and is used per manufacturer's instructions. Performance characteristics were verified by Mayo Clinic in a manner consistent with CLIA requirements. | 86644-CMV, IgG86645-CMV, IgM | Cytomegalovirus Ab, IgM and IgG, S | 87424-8 | CMVM | Cytomegalovirus Ab, IgM, S | 24119-0
CMVM | Cytomegalovirus (CMV) Antibodies, IgM, Serum | Aiding in the diagnosis of acute infection with cytomegalovirus This test shouldnot be used forscreening blood or plasma donors. | Multiplex Flow Immunoassay (MFI) | Yes | Cytomegalovirus Ab, IgM, S | Serum | Collection Container/Tube: Preferred:Serum gel Acceptable:Red top Submission Container/Tube:Plastic vial Specimen Volume:0.5 mL Collection Instructions:Centrifuge and aliquot serum into a plastic vial. | 0.4 mL | Cytomegalovirus (CMV) is a member of the Herpesviridae family of viruses and usually causes asymptomatic infection, after which it remains latent in patients, primarily within bone marrow-derived cells. Primary CMV infection in immunocompetent individuals may also manifest as a mononucleosis-type syndrome, similar to primary Epstein-Barr virus infection, with fever, malaise, and lymphadenopathy. CMV is a significant cause of morbidity and mortality among bone marrow or solid organ transplant recipients, individuals with AIDS, and other immunosuppressed patients due to virus reactivation or from a newly acquired infection. Infection in these patient populations can affect almost any organ and lead to multiorgan failure. CMV is also responsible for congenital disease among newborns and is 1 of the TORCH infections (toxoplasmosis, other infections including syphilis, rubella, CMV, and herpes simplex virus). CMV seroprevalence increases with age. In the United States, the prevalence of CMV specific antibodies increases from approximately 36%in children from 6 to 11 years old to over 91% in adults over 80 years old. | Negative Reference values apply to all ages. | A negative cytomegalovirus (CMV) IgM result suggests that the patient is not experiencing acute or active infection. However, a negative result does not rule-out primary CMV infection. It has been reported that CMV-specific IgM antibodies were not detectable in 10% to 30% of cord blood sera from infants demonstrating infection in the first week of life. In addition, up to 23% (3/13) of pregnant women with primary CMV infection did not demonstrate detectable CMV IgM responses within 8 weeks postinfection. In cases of primary infection where the time of seroconversion is not well defined, as high as 28% (10/36) of pregnant women did not demonstrate CMV-IgM antibody. Positive CMV IgM results indicate a recent infection (primary, reactivation, or reinfection). IgM antibody responses in secondary (reactivation) CMV infections have been demonstrated in some CMV mononucleosis patients, a few pregnant women, and kidney and cardiac transplant patients. Levels of antibody may be lower in transplant patients with secondary, rather than primary, infections. Equivocal CMV IgM results may occur during acute infection or may be due to nonspecific binding reactions. Submit an additional sample for testing if clinically indicated. | Sera collected very early during the acute stage of infection may have undetectable levels of cytomegalovirus (CMV) IgM. Immunocompromised patients may have impaired immune responses and nonreactive IgM results may be due to delayed seroconversion and do not rule-out current infection. CMV IgM results should not be used alone to diagnose CMV infection. Results should be considered in conjunction with clinical presentation, patient history, and other laboratory findings. In cases of suspected disease, submit a second specimen for testing in 10 to 14 days. The performance characteristics of these assays have not been evaluated in immunosuppressed patients or organ transplant recipients and have not been established for cord blood or for testing of neonates. Immune complexes or other immunoglobulin aggregates present in patient specimens may cause increased nonspecific binding and produce false-positive results. Potential cross-reactivity for CMV IgM may occur with specimens positive for Epstein-Barr virus viral capsid antigen IgM and parvovirus B19 IgM. | 1. Soderberg-Naucler C, Fish KN, Nelson JA: Reactivation of latent human cytomegalovirus by allogeneic stimulation of blood cells from healthy donors. 1997 Oct 3;91(1):119-126. 2. Bruminhent J, Thongprayoon C, Dierkhising RA, Kremers WK, Theel ES, Razonable RR: Risk factors for cytomegalovirus reactivation after liver transplantation: can pre-transplant cytomegalovirus antibody titers predict outcome? Liver Transpl. 2015;21(4):539-546 3. Dioverti MV, Razonable RR: Cytomegalovirus. Microbiol Spectr. 2016;4(4). doi: 10.1128/microbiolspec.DMIH2-0022-2015. 4. Staras SA, Dollard SC, Radford KW, Flanders WD, Pass RF, Cannon MJ: Seroprevalence of cytomegalovirus infection in the United States, 1998-1994. Clin Infect Dis 2006 Nov 1;43(9):1143-1151 | The BioPlex 2200 cytomegalovirus (CMV) IgM assay uses multiplex flow immunoassay technology. Briefly, CMV antigen coated fluorescent beads are mixed with an aliquot of patient sample and sample diluent and incubated at 37 degrees C. During this time, IgM anti-CMV antibodies in the specimen will bind to the CMV antigen on the beads. After a wash cycle, a fluorescently labeled antihuman-IgM antibody conjugate is added to the mixture and incubated at 37 degrees C. Following a wash step to remove unbound conjugate, the bead mixture is passed through a detector that identifies the bead based on dye fluorescence and determines the amount of antibody captured by the antigen based on fluorescence of the antihuman-IgM conjugate. Raw data is calculated in relative fluorescence intensity and is converted to an antibody index for interpretation. Antibody index (AI) values of 0.8 and lower are considered negative. AI values of 0.9 and 1.0 are equivocal. AI values of 1.1 and above are considered positive. Three additional dyed beads, an internal standard bead, a serum verification bead, and a reagent black bead are present in each reaction mixture to verify detector response, the addition of serum to the reaction vessel and the absence of significant nonspecific binding in serum, respectively.(Package insert: BioPlex 2200 System, ToRC IgM. Bio-Rad Laboratories; 08/2017) | Same day/1 to 3 days | 14 days | This test has been cleared, approved, or is exempt by the US Food and Drug Administration and is used per manufacturer's instructions. Performance characteristics were verified by Mayo Clinic in a manner consistent with CLIA requirements. | 86645 | Cytomegalovirus Ab, IgM, S | 24119-0 | CMVM | Cytomegalovirus Ab, IgM, S | 24119-0
CMVC8 | Cytomegalovirus (CMV) CD8 T-Cell Immune Competence, Quantitative Assessment by Flow Cytometry, Blood | Assessing cytomegalovirus (CMV)-specific immune competence in allo-hematopoietic stem cell transplantation patients who are at risk for developing late CMV disease (beyond day 100 after transplant) Assessing CMV-specific immune competence in solid organ transplant patients who are at high risk for CMV reactivation posttransplant Monitoring immune competence in patients post-primary CMV infection after transplant who are at risk for CMV reactivation after the cessation of antiviral prophylaxis Identifying individuals who are likely to be protected from posttransplant CMV infection and those who are at higher risk of CMV reactivation The global CD8 T cell immune competence assay is useful for determining over immunosuppression within the CD8 T cell compartment, when used on transplant recipients and patients with autoimmune disorders receiving therapy with immunosuppressant agents | Flow Cytometry | No | CMV CD8 T-Cell QN by Flow Cytometry | WB Sodium Heparin | Supplies:Ambient Shipping Box-Critical Specimens Only (T668) Container/Tube:Green top (sodium heparin) Specimen Volume:20 mL Collection Instructions:Send whole blood specimen in original tube.Do not aliquot. Additional Information:For serial monitoring, it is recommended that specimens are collected at the same time of day. | 10 mL | Cytomegalovirus (CMV), a double-stranded DNA virus, belongs to the Herpesviridae family of viruses and is structurally similar to other herpes viruses. Although many human strains of CMV exist, there is little genetic homology between human CMV and CMV of other species. The reported seroprevalence rates of CMV range from 40% to 100% in the general population. In the urban United States, the seroprevalence of CMV has been reported to be 60% to 70%.(1) However, data from Mayo Clinic's laboratory indicate that the seroprevalence in the Midwestern US population is closer to 30% (unpublished observations). Once CMV infection occurs, the virus spreads hematogenously to almost every organ. After acute infection, the virus enters a latent phase. Activation from this phase can be seen after acute illness, immunosuppression in allogeneic hematopoietic stem cell transplantation (HSCT) or solid organ transplantation, or use of chemotherapy agents. CMV infection or reactivation has been implicated in allograft rejection in renal(2) and cardiac transplantation.(1) In cardiac transplants, CMV infection has been shown to contribute to accelerated development of transplant atherosclerosis (cardiac allograft vasculopathy). CMV remains a significant cause of morbidity and mortality after HSCT. Of allogeneic HSCT patients who are CMV-seropositive, 60% to 70% will experience reactivation and, without ganciclovir or other preemptive therapy, 20% to 30% will develop end-organ disease.(3) CD8 T cells play a critical role in viral immunity, and CD8 T-cell effector functions include cytotoxicity and cytokine production. Cytotoxicity occurs after CD8 T-cell activation, causing target cell apoptosis. Cytotoxic T-cell responses mediate killing of target cells via 2 major pathways, granule-dependent (perforin and granzymes) and granule-independent (Fas and Fas ligand [FasL]) mechanisms. The granule-dependent pathway does not require thede novosynthesis of proteins by effector CD8 T cells, but rather it utilizes preformed lytic granules located within the cytoplasm. Among the proteins in these preformed lytic granules are the lysosomal-associated membrane proteins (LAMP), including LAMP-1 (CD107a) and LAMP-2 (CD107b). These proteins are not normally found on the surface of T cells. Degranulation of activated CD8 T cells occurs rapidly after T-cell receptor (TCR) stimulation, exposing CD107a and CD107b. The cytokines produced by activated T cells include interferon-gamma (IFN-gamma), tumor necrosis factor alpha (TNF-alpha), macrophage inflammatory protein 1 alpha (MIP-1 alpha), macrophage inflammatory protein 1 beta (MIP-1 beta), and interleukin-2 (IL-2). Several studies have shown the importance of cytotoxic T-cell responses to CMV in conferring protection from subsequent CMV disease. Antiviral drugs have helped reduce the incidence of early CMV infection, and acyclovir and ganciclovir have been the mainstay of antiviral treatment for a number of years, although these drugs have poor bioavailability.(4) The development of the new antiviral drugs valacyclovir and valganciclovir (by the addition of a valine ester) has increased the bioavailability of these drugs by 10-fold.(4) There is some data to suggest valganciclovir prophylaxis may be considered for HSCT patients who are at high risk for infection and disease, though there is a need for further study in this area.(5) Two main strategies have been used for the prevention of early CMV infection and disease in CMV-seropositive patients and in seronegative recipients who receive a seropositive graft-preemptive therapy: -Patient monitoring for CMV infection and treatment only when CMV viremia is present. -Prophylactic management-where all patients receive treatment after transplantation with the goal of preventing CMV disease.(5) The disadvantage of prophylactic therapy is that it requires monitoring for myelosuppression and infections-side effects of antiviral drug therapy. Despite this disadvantage, there are several reasons to consider prophylaxis, including the fact that the incidence of recurrent infections after treatment is 30% to 40%,(5) patients receiving preemptive therapy have a 5% CMV disease break-through, and prophylaxis reduces the risk of viral reactivation. Late CMV infection occurs 3 months after transplantation and is now recognized as a significant cause of morbidity after allogeneic HSCT.(6) These complications usually occur in the setting of continued immunosuppression for chronic graft-versus-host disease (GVHD). The clinical manifestations of late CMV disease differ slightly from those seen early after transplantation. Within the first 100 days after HSCT, almost all patients with CMV disease have CMV pneumonia or gastrointestinal disease. In late CMV disease, the more unusual manifestations of CMV infection (eg, CMV retinitis, CMV-associated bone marrow failure, or CMV encephalitis) tend to occur.(7) These late manifestations occur in a setting of continued CMV-specific T-cell immunodeficiency. Therefore, it is necessary to monitor CMV-specific CD8 T-cell responses, in addition to viral load, to effectively identify patients at higher risk of CMV disease. It has been shown that ganciclovir may delay the recovery of the protective CMV-specific T-cell response, which may contribute to the occurrence of late CMV disease.(8) The use of ganciclovir as early treatment after detection of CMV in blood or other body fluid and as a prophylaxis for CMV infection in bone marrow transplant (BMT) and heart transplant recipients has dramatically reduced the incidence of CMV in these immunocompromised hosts. Yet, early treatment and prophylaxis have not been uniformly successful, with up to 15% of BMT recipients developing CMV disease after discontinuation of antiviral therapy. Similarly, patients undergoing lung transplantation have been shown to be only transiently protected with antiviral agents. These data suggest that the CMV-specific responses necessary for protection may not recover during the time the host is receiving antiviral therapy. Ganciclovir exerts its antiviral effects at the stage of viral DNA replication and, therefore, in the presence of the drug, infected cells may express some of the immediate early and early gene products, but not the full complement of CMV genes required for replication and virion formation. In latently infected CMV-seropositive individuals, the human leukocyte antigen (HLA) class I-restricted cytotoxic T lymphocyte response to CMV is predominantly specific for epitopes derived from structural virion proteins. Therefore, in patients receiving ganciclovir, the viral antigens may be inadequate to activate host T-cell responses, resulting in the failure to reconstitute CMV-specific immunity. In fact, a prospective, randomized placebo-controlled study of ganciclovir prophylaxis revealed that when ganciclovir therapy is discontinued, a larger fraction of patients (who received the drug) are deficient in CMV-specific T-cell immunity at day 100 than in the placebo group.(8) That study also showed that bone marrow donor serology has an important influence on the early detection of virus-specific T-cell responses.(8) Not all medical centers use ganciclovir for prophylaxis; some use acyclovir and the same findings may apply in this case as well. In a more recent study, it was shown that impaired CD8 function was associated with the use of high-dose steroids, bone marrow as a source of stem cells, and CD8 T-cell lymphopenia.(3) In the absence of high-dose steroids, low-level subclinical CMV antigenemia was found to stimulate both CD4 and CD8 functional recovery in recipients of ganciclovir prophylaxis, suggesting that subclinical CMV reactivation while on antiviral therapy can be a potent stimulator of T-cell function.(3) Regardless of antiviral therapy, immunologic reconstitution remains the key element in protection from late-onset CMV disease. This test assesses the number of CMV-specific CD8 T cells and their function (activation via production of the cytokine IFN-gamma and cytotoxic potential via CD107a and CD107b as markers of degranulation) using a panel of 5 major histocompatibility complex (MHC) class I alleles (HLA A1, A2, B7, B8, and B35) along with their respective immunodominant CMV epitopes. This 3-part assay allows a comprehensive assessment of CMV-specific CD8 T cell immunity and, when combined with evaluation of viremia using molecular analyses, provides a more accurate picture of the nature of CMV reactivation and the corresponding immune response than evaluating viremia alone (9). Assessment of Global CD8 T-Cell Function: CD8 T cell activation occurs either through the TCR-peptide-MHC or by use of a mitogen (eg, phorbol myristate acetate and the calcium ionophore ionomycin). Mitogen-mediated activation is antigen nonspecific. Impairment of global CD8 T cell activation (due to inherent cellular immunodeficiency or as a consequence of immunosuppression by therapeutic agents) results in reduced production of interferon-gamma and other cytokines, reduced cytotoxic function, and increased risk for developing infectious complications. Agents associated with over-immunosuppression include the calcineurin inhibitors (eg, cyclosporine A, FK506 [Prograf/tacrolimus], and rapamycin [sirolimus]), antimetabolites (eg, mycophenolate mofetil), and thymoglobulin. The incorporation of global CD8 T cell function in this assay is helpful in determining if the lack of CMV-specific (antigen-specific) response is due to a global impairment in CD8 T cell function, due to immunosuppression or other causes, or whether the lack of CMV CD8 T cell immunity is unrelated to overall CD8 T cell function. The absolute counts of lymphocyte subsets are known to be influenced by a variety of biological factors, including hormones, the environment, and temperature. The studies on diurnal (circadian) variation in lymphocyte counts have demonstrated progressive increase in CD4 T-cell count throughout the day, while CD8 T cells and CD19+ B cells increase between 8:30 a.m. and noon, with no change between noon and afternoon. Natural killer cell counts, on the other hand, are constant throughout the day.(10) Circadian variations in circulating T-cell counts have been shown to be negatively correlated with plasma cortisol concentration.(11-13) In fact, cortisol and catecholamine concentrations control distribution and, therefore, numbers of naive versus effector CD4 and CD8 T cells.(11) It is generally accepted that lower CD4 T-cell counts are seen in the morning compared with the evening(13), and during summer compared to winter.(14) These data, therefore, indicate that timing and consistency in timing of blood collection is critical when serially monitoring patients for lymphocyte subsets. | Total CD3 T cells: 884-5830 x 10(3)/mL Total CD8 T cells: 168-1847 x 10(3)/mL Total CMV CD8 T cells: 0-115 x 10(3)/mL The adult reference values were determined for healthy adult controls ages 20 to 80 years (n=94), for HLA A1, A2, B7, B8, and B35 alleles. Reference values for cytomegalovirus (CMV) specific T cells that are functional (interferon-gamma+, IFN-g+) and have cytotoxic activity (CD107a and CD107b expression, CD107 a/b+): Total CMV CD8 T-cells IFN-g: 0.028-52.200 x 10(3)/mL Total CMV CD8 T-cells CD107a/b: 0.252-50.760 x 10(3)/mL The 95% confidence interval reference values were determined from 102 healthy adult donors: Interferon-gamma (IFN-gamma) expression (as % CD8 T cells): 10.3-56.0% CD107a/b expression (as % CD8 T cells): 8.5-49.1% The reference values were developed for each of the following 4 major histocompatibility complex class I alleles: A1, A2, B7, and B8 (n=45). We were unable to develop ranges for the B35 allele due to a lack of matching donors. The data is expressed as the absolute number of CMV-specific CD8 T cells that are IFN-gamma+ or CD107a/b+. | For allogeneic hematopoietic stem cell transplantation (HSCT) and solid organ transplant patients who are cytomegalovirus (CMV)-seropositive and at risk for CMV reactivation, posttransplant results should be compared to pretransplant (preconditioning/baseline) results. The report includes absolute CD3 and CD8 T-cell counts as well as a derived CMV-specific CD8 T-cell count (derived from CD3 and CD8 T-cell counts). The absolute count of CMV-CD8 T cells that are activated and have cytotoxic function in response to specific CMV peptide is also provided. The data from the 3 components of this assay should be interpreted together and not individually. In the setting of CMV viremia, frequent monitoring of CMV-immune competence helps define the evolution of the CMV-immune response. In this clinical context, CMV-immune competence should be measured as frequently as viral load to determine correlation between the 2 parameters. CMV-specific CD8 T-cell counts may show a decline in numbers over time in the absence of active infection or antigenemia. The absence of CMV-specific CD8 T cells may be a risk factor in the immune-compromised or immune-incompetent transplant patient, who is at risk for CMV reactivation. The presence of CMV-specific CD8 T cells may not be protective in itself. If the CMV-specific CD8 T cells do not show appropriate cytotoxic function (due to the fact that they recognize CMV epitopes that do not effectively induce a cytotoxic response), these patients may be at higher risk of an inadequate immune response to CMV infection. While the reference values provide a guideline of CMV-specific CD8 T-cell numbers and function in a cohort of healthy individuals, baseline (pretransplant/preconditioning) assessments should be taken into consideration when determining CMV-specific immune competence posttransplant. Correlation between data from multiple post-transplant specimens (if available) and the presence or absence of viremia (or active CMV disease) also are useful in the interpretation of results. CD8 T cell counts are elevated when the immune system is initially reconstituted post-HSCT, and the CD4 to CD8 ratio can be inverted for about 12 months post-HSCT. Interferon-gamma (IFN-gamma) and CD107a/b expression below the defined reference range are consistent with a global impairment in CD8 T cell function, most likely due to over-immunosuppression. IFN-gamma and CD107a/b levels greater than the defined reference range are unlikely to have any clinical significance. | The assay is specific for 5 major histocompatibility complex (MHC) class I alleles: HLA A1, A2, B7, B8, and B35, which cover about 70% of the White population and approximately 40% of the Asian population. It is important to ascertain the patient's and the donor's cytomegalovirus (CMV) serostatus, as well as the patient's MHC class I HLA haplotype, before ordering this assay; see 1DIS /Human Leukocyte Antigens (HLA)A-B-C Disease Association Typing Low Resolution, Blood. Serial assessment of CMV-immune competence posttransplant in the setting of viremia is recommended to establish CMV-specific immune response trends. In the absence of viremia, CMV-immune competence assessment should include a day 100 or later posttransplant specimen or a specimen after the cessation of antiviral prophylaxis in solid organ transplantation patients. A single measurement of CMV-immune competence is not sufficient to determine immune response to CMV; serial measurements are essential to proper interpretation of the results. Appropriate interpretation of results requires a pretransplant measurement of CMV-specific immunity to assess baseline immune competence. Since healthy, asymptomatic individuals may not have detectable CMV-specific CD8 T cells, for these individuals, the absence of CMV-specific CD8 T cells alone may not be a risk factor. The global CD8 T cell immune competence assessment is specific only for CD8 T cells; it does not provide information for overall T cell competence. Further studies are needed to determine if, within the reference range, certain levels of interferon-gamma and CD107a/b expression confer greater or lesser degrees of risk for infectious disease. Timing and consistency in timing of blood collection is critical when serially monitoring patients for lymphocyte subsets. See data under Clinical Information. | 1. Melnick JL, Adam E, Debakey ME. Cytomegalovirus and atherosclerosis. Eur Heart J. 1993;14 Suppl K:30-38 2. von Willebrand E, Petterson E, Ahnonen J, Hayry P. CMV infection, class II antigen expression, and human kidney allograft rejection. Transplantation. 1986;42(4):364-367 3. Hakki M, Riddell SR, Storek J, et al. Immune reconstitution to CMV after allogeneic hematopoietic stem cell transplantation: impact of host factors, drug therapy, and subclinical reactivation. Blood. 2003;102(8):3060-3067 4. Baden LR. Pharmacokinetics of valganciclovir in HSCT patients with gastrointestinal GVHD. Biol Blood Marrow Transplant. 2005;15(2):5-7 5. Bachier C, Shaughnessy P, Wall D, et al. Valganciclovir for the prophylaxis of early cytomegalovirus (CMV) infection after allogeneic stem cell transplantation,. Biol Blood Marrow Transplant. 2005;11(2):90-91 6. Annaloro C, Serpenti F, Saporiti G, et al. Viral infections in HSCT: Detection, monitoring, clinical management, and immunologic implications. Front Immunol. 2021;11:569381. doi:10.3389/fimmu.2020.569381 7. Boeckh M. Prevention of late CMV infection in HSCT. Biol Blood Marrow Transplant. 2005;15(2):9-11 8. Li CR, Greenberg PD, Gilbert MJ, et al. Recovery of HLA-restricted CMV-specific T cell responses after allogeneic bone marrow transplant: correlation with CMV disease and effect of ganciclovir prophylaxis. Blood. 1994;83(7):1971-1979 9. Meesing A, Abraham RS, Razonable RR. Clinical correlation of cytomegalovirus infection with CMV-specific CD8+ T-cell Immune competence score and lymphocyte subsets in solid organ transplant recipients. transplantation. 2019;103(4):832-838. doi:10.1097/TP.0000000000002396 10. Carmichael KF, Abayomi A. Analysis of diurnal variation of lymphocyte subsets in healthy subjects in the Caribbean, and its implication in HIV monitoring and treatment. Afr J Med Med Sci. 2006;35(1):53-57 11. Dimitrov S, Benedict C, Heutling D, et al. Cortisol and epinephrine control opposing circadian rhythms in T-cell subsets. Blood. 2009;113(21):5134-5143 12. Dimitrov S, Lange T, Nohroudi K, Born J. Number and function of circulating antigen presenting cells regulated by sleep. Sleep. 2007;30(4):401-411 13. Kronfol Z, Nair M, Zhang Q, et al. Circadian immune measures in healthy volunteers: relationship to hypothalamic-pituitary-adrenal axis hormones and sympathetic neurotransmitters. Pyschosom Med. 1997;59(1):42-50 14. Paglieroni TG, Holland PV. Circannual variation in lymphocyte subsets, revisited. Transfusion. 1994;34(6):512-516 15. Malone JL, Simms TE, Gray GC, et al. Sources of variability in repeated T-helper lymphocyte counts from HIV 1-infected patients: total lymphocyte count fluctuations and diurnal cycle are important. J Acquir Immune Defic Syndr (1988). 1990;3(2):144-151 | Assessment of cytomegalovirus (CMV)-immune competence measures 3 different components of the immune response: 1) numerical analysis of the CMV-specific CD8 T-cell population (enumeration), which provides absolute counts of the antigen-specific CD8 T cells, 2) functional, and 3) cytotoxic analysis of the CMV-specific CD8 T cells (functionality and cytotoxic activity). Enumeration: Enumeration of CD8 T cells is performed on whole blood using Beckman Coulter MHC class I tetramers, specific for 5 major histocompatibility complex (MHC) class I alleles-A1, A2, B7, B8, and B35. Panel I consists of whole blood stained with CD3, CD8, and CD4 fluorochrome conjugated antibodies followed by incubation at ambient temperature in the dark. The sample is then treated with a tetramer lyse reagent. The flow count bead solution is then thoroughly mixed and added at a volume exactly equal to the volume of whole blood added. After the addition of beads, the sample is analyzed on a flow cytometer. In Panel II, whole blood is stained with CD3 and CD8 fluorochrome conjugated antibodies and incubated with the relevant MHC class I tetramer at ambient temperature in the dark. The sample is then treated with a tetramer lyse reagent and washed with wash buffer. The sample is then analyzed on a flow cytometer an the CMV-specific CD8 T cells are analyzed as a percentage of the total CD8+ T cells calculated in Panel I. The final absolute counts for CD3 T cells, CD8 T cells, and CMV-specific CD8 T cells are expressed as cells/mL of whole blood. Functionality (Intracellular Interferon-gamma: IFN-gamma) and Cytotoxic Activity (Surface CD107a/b): Peripheral blood mononuclear cells (PBMC) are isolated from the same sample of whole blood used for enumeration. PBMC are stimulated with human leukocyte antigen (HLA) allele-specific CMV peptides and costimulatory molecules (CD28/CD49d) in a polypropylene tube. Antihuman CD107a/b conjugated with fluorochrome is added along with the peptides to capture the transient expression of the CD107a and CD107b, which are markers for cytotoxic activity. A mixture of Brefeldin A (BFA) and monensin is also added during the stimulation to facilitate the intracellular accumulation of IFN-gamma, which is detected using an antihuman IFN-gamma antibody conjugated with fluorochrome. A similar tube is prepared for the patient sample with the absence of exogenous CMV peptide and this tube serves as the unstimulated control (back-ground stimulation). Thus, there are 2 tubes for every HLA allele. After peptide stimulation, EDTA is added to the sample to arrest activation and to remove adherent cells from the activation tube. Antihuman CD8 antibody and the relevant MCH-class I tetramer are added and incubated at ambient temperature in the dark. This step is followed by a simultaneous lysis and fixation of the cells to prepare them for permeabilization. Cells are then washed and permeabilized with BD FACS Permeabilizing Solution 2. The antihuman IFN-gamma antibody is added, and the sample is incubated at ambient temperature in the dark. Finally, the cells are washed and analyzed by flow cytometry. The delta percent (stimulation in the presence of CMV-specific peptide stimulation in the absence of specific peptide) CMV-specific CD8 T cells expressing IFN-gamma and CD107a/b is used to calculate the absolute count of activated and functionally cytotoxic CMV-specific CD8 T cells.(Functionality: IFN-gamma assay, Unpublished Mayo method; Cytotoxic Activity:Betts MR, Brenchley JM, Price DA, et al. Sensitive and viable identification of antigen-specific CD8+ T cells by a flow cytometric assay for degranulation. J Immunol Methods. 2003;281 (102):65-78; Betts MR, Price DA, Brenchley JM, et al. The functional profile of primary human antiviral CD8 T cell effector activity is dictated by cognate peptide concentration. J Immunol. 2004;172(10):6407-6417) Global CD8 T-Cell Immune Competence: Peripheral blood mononuclear cells (PBMC), which contain CD8 T cells, are stimulated with a mixture of phorbol myristate acetate (PMA) and ionomycin, and with stimulatory signals derived using antibodies against the costimulatory molecules CD28/CD49d. The cells are simultaneously treated with a mixture of BFA and monensin, which blocks extracellular secretion of IFN-gamma, enabling intracellular retention and detection of the protein. PBMCs that have not been stimulated are used as a control to determine the background levels of IFN-gamma and CD107a and CD107b. The cells are analyzed on a flow cytometer and analysis involves gating (defining) of the CD8 T cells using an antihuman CD8 antibody. Specific IFN-gamma and CD107a and CD107b signals are determined within the "gated" CD8 T cell population. Global CD8 T cell immune competence is measured by the amount of IFN-gamma produced (CD8 T-cell functional activity) and surface expression of CD107a/b (cytotoxicity assessment) relative to the unstimulated control and is interpreted on the basis of the reference range determined from healthy adult donors.(Unpublished Mayo method) | 3 to 6 days | PBMC: 7 days | This test was developed using an analyte specific reagent. Its performance characteristics were determined by Mayo Clinic in a manner consistent with CLIA requirements. This test has not been cleared or approved by the US Food and Drug Administration. | 86356 x 68635986352 | CMV CD8 T-Cell QN by Flow Cytometry | 95184-8 | 28144 | Total CD8 T cells | 14135-8
CMVQN | Cytomegalovirus (CMV) DNA Detection and Quantification by Real-Time PCR, Plasma | Detection and quantification of cytomegalovirus (CMV) viremia Monitoring CMV disease progression and response to antiviral therapy | Real-Time Polymerase Chain Reaction (RT-PCR) | Yes | CMV DNA Detect/Quant, P | Plasma EDTA | Supplies:Sarstedt Aliquot Tube, 5 mL (T914) Collection Container/Tube:Lavender top (EDTA) Submission Container/Tube:Plastic vial Specimen Volume:1.5 mL Collection Instructions: 1. Centrifuge blood collection tube per manufacturer's instructions(eg, centrifuge within 2 hours of collection for BD Vacutainer tubes). 2. Aliquot plasma into plastic vial. | 0.6 mL | Cytomegalovirus (CMV) is a common and major cause of opportunistic infection in organ transplant recipients, causing significant morbidity and mortality. CMV infection and disease typically occur during the first year after organ transplantation after cessation of antiviral prophylaxis. Such infection usually manifests as fever, leukopenia, hepatitis, colitis, or retinitis. Other manifestations of CMV infection in this population may be more subtle and include allograft injury and loss, increased susceptibility to infections with other organisms, and decreased patient survival (ie, indirect effects). The risk of CMV disease is highest among organ recipients who are CMV seronegative prior to transplantation and receive allografts from CMV-seropositive donors (ie, CMV D+/R- mismatch). The infection is transmitted via latent CMV present in the transplanted organ donor and the virus subsequently reactivates, causing a primary CMV infection in the recipient. CMV disease may also occur from reactivation of the virus already present within the recipients. Factors, such as the type of organ transplanted, intensity of the antirejection immunosuppressive therapy, advanced age, and presence of comorbidities in the recipient, are also associated with increased risk for CMV disease after allograft transplantation. Lung, heart, small intestine, pancreas, and kidney-pancreas transplant recipients are at greater risk for CMV infection than kidney and liver transplant recipients. Among the various clinical laboratory diagnostic tests currently available to detect CMV infection, nucleic acid amplification tests (eg, polymerase chain reaction) are the most sensitive and specific detection methods. In addition, quantification of CMV DNA level in peripheral blood (ie, CMV viral load) is used routinely to determine when to initiate preemptive antiviral therapy, diagnose active CMV disease, and monitor response to antiviral therapy. A number of factors can affect CMV viral load results, including the specimen type (whole blood versus plasma), biologic properties of CMV, performance characteristics of the quantitative assay (eg, limit of detection, limits of quantification, linearity, and reproducibility), degree of immunosuppression, and intensity of antiviral therapy. In general, higher CMV viral loads are associated with tissue-invasive disease, while lower levels are associated with asymptomatic infection. However, the viral load in the peripheral blood compartment may be low or undetectable in some cases of tissue-invasive disease. Since a wide degree of overlap exists in CMV viral load and disease, a rise in viral load over time is more important in predicting CMV disease than a single viral load result at a given time point. Therefore, serial monitoring (eg, weekly intervals) of organ transplant recipients with quantitative CMV PCR is recommended in such patients at risk for CMV disease. Since changes in viral load may be delayed by several days in response to antiviral therapy and immunosuppression, viral load should not be monitored more frequently than a weekly basis. Typically, CMV viral load changes of greater than 0.5 log IU/mL are considered biologically significant changes in viral replication. Patients with suppression of CMV replication (ie, viral load of <35 or <1.54 log IU/mL at days 7, 14, and 21 of treatment) had shorter times to resolution of clinical disease than those without viral suppression. No degree of relative viral load reduction from pretreatment level was associated with faster resolution of CMV disease. | Undetected | The quantification range of this assay is 35 to 10,000,000 IU/mL (1.54 log to 7.00 log IU/mL), with a 95% or higher limit of detection at 35 IU/mL. A result of "Undetected" indicates the absence of cytomegalovirus (CMV) DNA in the plasma (see Cautions below). A result of "<35 IU/mL (<1.54 log IU/mL)" indicates that CMV DNA is detected in the plasma, but the assay cannot accurately quantify the CMV DNA present below this level. A quantitative value (reported in IU/mL and log IU/mL) indicates the level of CMV DNA (ie, viral load) present in the plasma. A result of ">10,000,000 IU/mL (>7.00 log IU/mL)" indicates that CMV DNA level present in plasma is above 10,000,000 IU/mL (7.00 log IU/mL), and the assay cannot accurately quantify CMV DNA present above this level. | Cytomegalovirus (CMV) viral load results generated with this assay may be higher (up to 1.00 log IU/mL) than those from the previous cobas AmpliPrep/cobas TaqMan CMV test (Roche Molecular Systems Inc), due to differences in the sensitivity of both assays. Variants within the highly conserved regions of the CMV DNA polymerase (UL54) gene covered by cobas CMV may affect primers or probe binding resulting in the under quantitation of virus or failure to detect the presence of virus. The cobas CMV assay mitigates this risk by use of redundant CMV target sequence amplification primers. | 1. Kotton CN, Kumar D, Caliendo AM, et al: International consensus guidelines on the management of cytomegalovirus in solid organ transplantation. Transplantation. 2010 Apr 15;89(7):779-795 2. Kraft CS, Armstrong WS, Caliendo AM: Interpreting quantitative cytomegalovirus DNA testing: understanding the laboratory perspective. Clin Infect Dis. 2012 Jun;54(12):1793-1797 3. Razonable RR, Asberg A, Rollag H, et al: Virologic suppression measured by a cytomegalovirus (CMV) DNA test calibrated to the World Health Organization international standard is predictive of CMV disease resolution in transplant recipients. Clin Infect Dis. 2013 Jun;56(11):1546-1553 | The cobas cytomegalovirus (CMV) assay is a US Food and Drug Administration-approved, in vitro nucleic acid amplification test for the quantification of CMV DNA in human EDTA-plasma using the cobas 6800 System or cobas 8800 System for fully automated viral nucleic acid extraction (generic silica-based capture technique) and automated amplification and detection of the viral nucleic acid sequence. This polymerase chain reaction (PCR) assay amplifies sequences within CMV DNA polymerase (UL54) gene region and generates amplification products that are detected and quantified in real-time with 2 sequence-specific TaqMan probes. A non-CMV armored DNA quantitation standard (DNA-QS) is introduced into each specimen during sample preparation to serve as internal control for nucleic acid extraction and PCR amplification and detection processes. Fluorescent reporter dye-labeled TaqMan probes hybridized to the complementary CMV target sequences and DNA-QS sequence undergo hydrolysis during PCR amplification step to generate fluorescent signal detected in 2 different dye channels. Concentration of the CMV DNA in a patient's plasma sample is determined by a ratio of the intensity of the fluorescent dye from the cleaved CMV target sequence probes and that from the DNA-QS target probe detected throughout the PCR process.(Package insert: cobas CMV-Quantitative nucleic acid test for use on the cobas 6800/8800 Systems. Roche Molecular Systems, Inc; Rev 2.0, 12/2020) | 1 to 5 days | 30 days | This test has been cleared, approved, or is exempt by the US Food and Drug Administration and is used per manufacturer's instructions. Performance characteristics were verified by Mayo Clinic in a manner consistent with CLIA requirements. | 87497 | CMV DNA Detect/Quant, P | 72493-0 | 601954 | CMV DNA Detect/Quant, P | 72493-0
CMVI | Cytomegalovirus (CMV) Immunostain, Technical Component Only | Identification of cytomegalovirus infection | Immunohistochemistry (IHC) | Yes | Cytomegalovirus IHC, Tech Only | For the initial technical component only immunohistochemical (IHC) stain performed, the appropriate bill-only test ID will be reflexed and charged (IHTOI). For each additional technical component only IHC stain performed, an additional bill-only test ID will be reflexed and charged (IHTOA). | Supplies:Immunostain Technical Only Envelope (T693) Specimen Type:Tissue Container/Tube:Immunostain Technical Only Envelope Preferred:2 Unstained positively charged glass slide (25- x 75- x 1-mm) per test ordered; sections 4-microns thick. Acceptable:Formalin-fixed, paraffin-embedded tissue block |  | Cytomegalovirus (CMV) stain visualizes the intranuclear and cytoplasmic viral inclusions of CMV-infected cells. CMV can cause severe systemic infection (primary or reactivated infection) in patients who are immunocompromised. Antibodies to cytomegalovirus fail to react with any normal human tissue. |  | This test does not include pathologist interpretation, only technical performance of the stain. If interpretation is required, order PATHC / Pathology Consultation for a full diagnostic evaluation or second opinion of the case. The positive and negative controls are verified as showing appropriate immunoreactivity. If a control tissue is not included on the slide, a scanned image of the relevant quality control tissue is available upon request; call 855-516-8404. Interpretation of this test should be performed in the context of the patient's clinical history and other diagnostic tests by a qualified pathologist. | Age of a cut paraffin section can affect immunoreactivity. Stability thresholds vary widely among published literature and are antigen dependent. Best practice is for paraffin sections to be cut within 6 weeks. | 1. Johnson J, Affolter K, Boynton K, Chen X, Valentine J, Peterson K. CMV Disease in IBD: Comparison of Diagnostic Tests and Correlation with Disease Outcome. Inflamm Bowel Dis. 2018;24(7):1539-1546. doi:10.1093/ibd/izy045 2. Agnarsdottir M, Popova S, Alafuzoff I. Expression of CMV protein pp65 in cutaneous malignant melanoma. PLoS One. 2019;14(10):e0223854. doi:10.1371/journal.pone.0223854 3. Jung KH, Kim J, Lee HS, et al. Clinical implications of the CMV-specific T-cell response and local or systemic CMV viral replication in patients with moderate to severe ulcerative colitis. Open Forum Infect Dis. 2019;6(12):ofz526. doi:10.1093/ofid/ofz526 4. Magaki S, Hojat SA, Wei B, So A, Yong WH. An introduction to the performance of immunohistochemistry. Methods Mol Biol. 2019;1897:289-298. doi:10.1007/978-1-4939-8935-5_25 | Immunohistochemistry on sections of paraffin-embedded tissue.(Unpublished Mayo method) | 1 to 3 days | Until staining is complete. | This test was developed using an analyte specific reagent. Its performance characteristics were determined by Mayo Clinic in a manner consistent with CLIA requirements. This test has not been cleared or approved by the US Food and Drug Administration. | 88342-TC, primary88341-TC, if additional IHC | Cytomegalovirus IHC, Tech Only | Order only;no result | 70719 | Cytomegalovirus IHC, Tech Only | Bill only; no result
CMVPV | Cytomegalovirus (CMV) Molecular Detection, PCR, Varies | Rapid qualitative detection of cytomegalovirus (CMV) DNA This test isnot intendedfor the monitoring of CMV disease progression. | Real-Time Polymerase Chain Reaction (PCR)/DNA Probe Hybridization | Yes | Cytomegalovirus, PCR | Varies | Submit only 1 of the following specimens: Specimen Type:Body fluid Sources:Spinal, pleural, peritoneal, ascites, pericardial, amniotic, or ocular Supplies:Sarstedt Aliquot Tube, 5mL (T914) Container/Tube: Preferred:Sterile, screwcap, 5-mL aliquot tube Acceptable:Sterile container Specimen Volume:0.5 mL Collection Instructions:Do not centrifuge. Specimen Type:Respiratory fluid Sources:Bronchial washing, bronchoalveolar lavage, nasopharyngeal aspirate or washing, sputum, or tracheal aspirate Supplies:Sarstedt Aliquot Tube, 5mL Container/Tube: Preferred:Sterile, screwcap, 5-mL aliquot tube Acceptable:Sterile container Specimen Volume:1.5 mL Collection Instructions:Do not centrifuge. Specimen Type:Genital swab Sources:Cervix, vagina, urethra, anal/rectal, or other genital sources Supplies: -Culturette (BBL Culture Swab) (T092) -M4-RT (T605) Container/Tube:Multimicrobe media (M4-RT) and ESwabs Collection Instructions:Place swab back into multimicrobe media (M4-RT, M4, or M5) Specimen Type:Swab Sources:Dermal, eye, nasal, saliva, or throat Supplies: -Culturette (BBL Culture Swab) (T092) -M4-RT (T605) Container/Tube:Multimicrobe media (M4-RT) and ESwabs Collection Instructions:Place swab back into multimicrobe media (M4-RT, M4, or M5) SpecimenType:Tissue Sources:Brain, colon,kidney, liver, lung, etc. Supplies:M4-RT (T605) Container/Tube:Sterile container containing 1 mL to 2 mL of sterile saline or multimicrobe medium (M4-RT, M4, or M5) Specimen Volume:Entire collection Collection Instructions:Submit only fresh tissue inmultimicrobe media (M4-RT)or a sterile container with 1 to 2 mL sterile saline Specimen Type:Urine Container/Tube:Sterile container Specimen Volume:1 mL Collection Instructions:Collect a random urine specimen. Specimen Type:Bone marrow Container/Tube:Lavender top (EDTA) Specimen Volume:0.5 mL Collection Instructions: Send bone marrow in original tube.Do not aliquot. | Ocular Fluid, Spinal Fluid, or Urine: 0.3 mL Body Fluid (pleural, peritoneal, ascites, pericardial): See Specimen Required Respiratory Specimens: 1 mL Tissue: 2 x 2-mm biopsy | Infection with cytomegalovirus (CMV) is a significant cause of morbidity and mortality in transplant recipients and other immunocompromised hosts. Specific neurologic syndromes associated with CMV infection include subacute radiculomyelopathy, peripheral neuropathy, and encephalitis. CMV-associated central nervous system (CNS) disease occurs most commonly in immunocompromised patients. Histologic evidence of CMV infections in autopsy brain tissue was identified in 20% to 40% of AIDS patients. In 2 separate studies, CMV (DNA) was the most common herpesvirus (29/181, 16/49) detected from the cerebrospinal fluid of patients with AIDS. CNS infections with CMV can also occur in immunocompetent patients. CMV is a leading cause of congenital viral infections worldwide, and laboratory testing by real-time polymerase chain reaction is useful in the diagnosis of neonatal CMV disease. | Negative Reference values apply to all ages. | Detection of cytomegalovirus (CMV) DNA in a specimen supports the clinical diagnosis of infection due to this virus. Studies indicate that CMV DNA is not detected bypolymerase chain reactionin cerebrospinal fluid from patients without central nervous system disease caused by this virus. | A negative result does not eliminate the possibility of cytomegalovirus (CMV) infection. This assay is only to be used for patients with a clinical history and symptoms consistent with CMV infection and must be interpreted in the context of the clinical picture. | 1. Binnicker MJ, Espy M. Comparison of six real-time PCR assays for the qualitative detection of cytomegalovirus in clinical specimens. J Clin Microbiol. 2013:51(11):3749-3752 2. Petito CK, Cho ES, Lemann W, Navia BA, Price RW. Neuropathy of acquired immunodeficiency syndrome (AIDS): an autopsy review. J Neuropathol Exp Neurol. 1986;45(6):635-646 3. Cinque P, Vago L, Dahl H, et al. Polymerase chain reaction on cerebrospinal fluid for diagnosis of virus-associated opportunistic diseases of the central nervous system in HIV-infected patients. AIDS. 1996;10(9):951-958 4. Broccolo F, Iulioano R, Careddu AM, et al. Detection of lymphotropic herpesvirus DNA by polymerase chain reaction in cerebrospinal fluid of AIDS patients with neurological disease. Acta Virol. 2000;44(3):137-143 5. Prosch S, Schielke E, Reip A, et al. Human cytomegalovirus (HCMV) encephalitis in an immunocompetent young person and diagnostic reliability of HCMV DNA PCR using cerebrospinal fluid of nonimmunosuppressed patients. J Clin Microbiol. 1998;36(12):3636-3640 6. Sia IG, Patel R. New strategies for prevention and therapy of cytomegalovirus infection and disease in solid-organ transplant recipients. Clin Microbiol Rev. 2000;13(1):83-121 | Viral nucleic acid is extracted by the MagNA Pure automated instrument (Roche Applied Science) from clinical specimens. Primers directed to the targetUs9gene produce a 285-base pair amplicon. The LightCycler instrument amplifies and monitors by fluorescence the development of target nucleic acid sequences after the annealing step during polymerase chain reaction (PCR) cycling. This is an automated PCR system that can rapidly detect amplicon development through stringent air-controlled temperature cycling in capillary cuvettes. The detection of amplified products is based on the fluorescence resonance energy transfer (FRET) principle. For FRET product detection, a hybridization probe with a donor fluorophore, fluorescein, on the 3'-end is excited by an external light source and emits light that is absorbed by a second hybridization probe with an acceptor fluorophore, LC-Red 640, at the 5'-end. The acceptor fluorophore then emits a light of a different wavelength that can be measured with a signal that is proportional to the amount of specific PCR product. Melting curve analysis is performed following PCR amplification. Starting at 45 degrees C, the temperature in the thermal chamber is slowly raised to 80 degrees C and the fluorescence is measured at frequent intervals. Analysis of the PCR amplification and probe melting curves is accomplished through the use of LightCycler software.(Binnicker MJ, Espy M. Comparison of six real-time PCR assays for the qualitative detection of cytomegalovirus in clinical specimens. J Clin Microbiol. 2013:51[11]:3749-3752) | Same day/1 to 4 days | 7 days | This test was developed and its performance characteristics determined by Mayo Clinic in a manner consistent with CLIA requirements. It has not been cleared or approved by the US Food and Drug Administration. | 87496 | Cytomegalovirus, PCR | 5000-5 | 618969 | Cytomegalovirus PCR | 5000-5
FCYTG | Cytomegalovirus IgG Avidity |  | Immunoassay | Yes | Cytomegalovirus IgG Avidity | Serum | Specimen Type:Serum Container/Tube:Red Specimen Volume:1 mL Collection Instructions:Draw blood in a plain, red-top tube, serum gel tube is acceptable. Spin down and send 1 mL of serum refrigerated in a plastic vial. | 0.5 mL | Discrimination between recent (primary) and past cytomegalovirus (CMV) infection can be an important tool in the clinical management of pregnant women. Although nearly all individuals with recent CMV infection are positive for CMV IgM, individuals with past CMV may also express CMV IgM due to long-term IgM persistence or viral reactivation; thus, detection of CMV IgM is not a reliable indicator of recent CMV infection. Measurement of CMV IgG avidity can assist in discriminating recent from past CMV infection. A low avidity index is a reliable indicator of CMV infection within the previous 6 months, a high avidity index essentially excludes the possibility that infection occurred within the previous 4 months. Avidity index values should be considered within the context of other laboratory findings and clinical signs. | >0.70 | < 0.60Low Avidity Index 0.60 - 0.70Intermediate Avidity Index > 0.70High Avidity Index |  |  |  | 4 to 10 days |  | This test was developed and its performance characteristics have been determined by Quest Diagnostics Infectious Disease.It has not been cleared or approved by FDA. This assay has been validated pursuant to the CLIA regulations and is used for clinical purposes. | 86644 | Cytomegalovirus IgG Avidity | 52984-2 | Z5329 | CMV IgG Avidity Index | 52984-2
ANCA2 | Cytoplasmic Neutrophil Antibodies, Inflammatory Bowel Disease Panel, Serum | Measurement of antineutrophil cytoplastic antibodies as a part of a profile to aid in distinguishing between ulcerative colitis and Crohn disease in patients for whom the specific diagnosis is unclear based on endoscopic, pathologic, and imaging evaluations This test isnot usefulfordetermining the extent of disease in patients with inflammatory bowel disease or determining the response to disease-specific therapy including surgical resection of diseased intestine. | Only orderable as part of a profile. For more information see IBDP2 / Inflammatory Bowel Disease Serology Panel, Serum. Indirect Immunofluorescent Assay (IFA) | Yes | Cytoplasmic Neutrophilic Ab IBD, S | Serum | Only orderable as part of a profile. For more information see IBDP2 / Inflammatory Bowel Disease Serology Panel, Serum. | 0.4 mL | Inflammatory bowel disease (IBD) refers to 2 diseases-ulcerative colitis (UC) and Crohn disease (CD), both of which result from chronic inflammation in the gastrointestinal (GI) tract.(1) CD is characterized by chronic diarrhea, abdominal pain, and fatigue.(2) In comparison, UC frequently presents with bloody diarrhea that is of an urgent nature.(3) Inflammation in UC most frequently affects the rectum and proximal colon and presents with continue mucosal involvement. In CD, inflammation can affect almost any area of the GI tract and is usually evidenced as patchy, transmural lesions. Diagnosis of IBD is primarily based on clinical evaluation, endoscopy with biopsy, and imaging studies.(4) Because CD and UC are characterized by GI inflammation, fecal calprotectin can be used to differentiate IBD from noninflammatory conditions such as irritable bowel syndrome (IBS). Fecal calprotectin is useful in excluding IBD as a diagnosis and avoiding unnecessary endoscopic or imaging procedures. CD and UC are associated with the presence of various antimicrobial and autoantibodies.(5) Patients with UC often have measurableantineutrophil cytoplasmic antibodies(ANCA), which react with as yet uncharacterized target antigens in human neutrophils; in contrast, patients with CD often have measurable IgA and/or IgG antibodies, which react with cell wall mannan ofSaccharomyces cerevisiae. Despite these associations, current guidelines indicate that testing for these antibodies is not sufficiently sensitive for use in the diagnosis of IBD.(2,3) Rather, these antibodies should be limited to distinguishing between CD and UC in cases where the specific diagnosis is unclear based on pathologic and imaging studies. | Only orderable as part of a profile. For more information see IBDP2 / Inflammatory Bowel Disease Serology Panel, Serum. | The presence ofantineutrophil cytoplasmic antibodies(ANCA) in the absence of IgA and IgG anti-Saccharomyces cerevisiaeantibodies (ASCA) is consistent with the diagnosis of ulcerative colitis; the presence of IgA and IgG ASCA in the absence of ANCA is consistent with Crohn disease. | Results from this test should not be exclusively relied upon to establish the diagnosis of ulcerative colitis (UC) or Crohn disease (CD) or to distinguish between these 2 diseases.Antineutrophil cytoplasmic antibodies(ANCA) are most useful for distinguishing between UC and CD when assessed in conjunction withSaccharomycescerevisiaeIgA and IgG antibodies (ASCA). Some patients with CD have detectable ANCA, and some patients with UC have detectable IgA and/or IgG (ASCA). Some patients with UC or CD do not have detectable ANCA, IgA ASCA, or IgG ASCA. ANCA results may be reported as indeterminate if interfering antinuclear antibodies are present. | 1. Rose NR, Mackay IR, eds. Inflammatory bowel diseases. In: The Autoimmune Diseases. Elsevier; 2008 2. Lichtenstein GR, Loftus EV, Isaacs KL, Regueiro MD, Gerson LB, Sands BE: ACG Clinical Guideline: Management of Crohn's disease in adults. Am J Gastroenterol. 2018 Apr;113(4):481-517 3. Rubin DT, Ananthakrishnan AN, Siegel CA, Sauer BG, Long MD: ACG Clinical Guideline: Ulcerative colitis in adults. Am J Gastroenterol. 2019 Mar;114(3):384-413 4. Clark C, Turner J: Diagnostic modalities for inflammatory bowel disease: Serologic markers and endoscopy. Surg Clin North Am. 2015 Dec;95(6):1123-1141 5. Zhou G, Song Y, Yang W, et al: ASCA, ANCA, ALCA and many more: Are they useful in the diagnosis of inflammatory bowel disease? Dig Dis. 2016;34(1-2):90-97 | Antineutrophil cytoplasmic antibodies(ANCA) are detected qualitatively using an in-house developed method with a substrate of ethanol-fixed, human neutrophils and fluorescein conjugated, antihuman IgG antibody as a detection protein. Results of the test for ANCA are reported as positive, negative, or indeterminate.(Unpublished Mayo method) | 3 to 7 days | 14 days | This test was developed and its performance characteristics determined by Mayo Clinic in a manner consistent with CLIA requirements. It has not been cleared or approved by the US Food and Drug Administration. | 86036 | Cytoplasmic Neutrophilic Ab IBD, S | 17355-9 | 614542 | ANCA2 Interpretation | 49308-0
ANCA | Cytoplasmic Neutrophil Antibodies, Serum | Evaluating patientswith clinical features of ANCA-associated vasculitis, specifically granulomatosus with polyangiitis, microscopic polyangiitis, and eosinophilic granulomatosus with polyangiitis | Indirect Immunofluorescence (IIF) | Yes | Cytoplasmic Neutrophilic Ab, S | For more information seeFirst-Line Screening for Autoimmune Liver Disease Algorithm. | Supplies:Sarstedt Aliquot Tube, 5 mL (T914) Collection Container/Tube: Preferred:Serum gel Acceptable:Red top Submission Container/Tube:Plastic vial Specimen Volume:0.8 mL Collection Instructions:Centrifuge and aliquot serum into plastic vial. | 0.4 mL | Anti-neutrophil cytoplasmic antibody (ANCA)-associated vasculitides are characterized by a pauci-immune inflammation within the walls of small blood vessels (1). There are 3 specific diseases which are identified as ANCA-associated vasculitides: microscopic polyangiitis (MPA), granulomatosus with polyangiitis (GPA), and eosinophilic granulomatosus with polyangiitis (EGPA). The serological hallmark of these disorders is the presence of ANCA, which are antibodies that bind to cytoplasmic antigens found in the granules of neutrophils (2). Patients with GPA frequently have antibodies specific for proteinase 3 (PR3), while individuals with MPA or EGPA are more likely to have antibodies that bind to myeloperoxidase (MPO). The presence of PR3-ANCA and MPO-ANCA can be detected using antigen-specific immunoassays or indirect immunofluorescence (IIF). IIF is performed most commonly using ethanol-fixed neutrophils. Using this substrate, anti-PR3 antibodies produce a granular cytoplasmic staining pattern, which is referred to as cANCA. In comparison, due to an artefact that is a result of the fixation process, anti-MPO antibodies display a perinuclear pattern, or pANCA. Patients with suspected ANCA-associated vasculitis should be evaluated for the presence of PR3-ANCA, MPO-ANCA and ANCA by IIF. A consensus guideline published in 2017 recommends that patients with possible GPA or MPA be tested for PR3-ANCA and MPO-ANCA using antigen-specific immunoassays (3). ANCA by IIF should then be used in cases where there is a high degree of suspicion for GPA or MPA but the PR3-ANCA and MPO-ANCA testing is negative. This guideline also suggests that ANCA may be used in situations where a low positive PR3-ANCA or MPO-ANCA is detected, to improve specificity of the testing. The classification criteria for MPA, GPA and EGPA published by the American College of Rheumatology and the European Alliance of Associations for Rheumatology include PR3-ANCA and MPO-ANCA detected by either antigen-specific immunoassay or IIF (4-6). These classification criteria incorporate serological ANCA testing along with clinical symptoms, imaging, and biopsy results to determine a score which allows for the classification of the various ANCA-associated vasculitides. | <1:4 (Negative) | Positive results for proteinase 3 (PR3) antineutrophil cytoplasmic antibodies (ANCA) by antigen-specific immunoassay and cANCA by indirect immunofluorescence are consistent with the diagnosis of granulomatosus with polyangiitis, in patients with the appropriate clinical presentation. Positive results for myeloperoxidase-ANCA by antigen-specific immunoassay and pANCA by indirect immunofluorescence are consistent with the diagnosis of microscopic polyangiitis or eosinophilic granulomatosus with polyangiitis, in patients with the appropriate clinical presentation. | A positive result forproteinase 3 (PR3)-anti-neutrophil cytoplasmic antibody (ANCA),myeloperoxidase(MPO)-ANCA, or ANCA by IIF is not diagnostic for any ANCA-associated vasculitis and must be interpreted in the clinical context of the patient. Negative results for PR3-ANCA, MPO-ANCA, and ANCA byindirect immunofluorescence (IIF) do not exclude the possibility of ANCA-associated vasculitis. For monitoring disease activity, suggest orderingPR3 / Proteinase 3 Antibodies, Serum or MPO / Myeloperoxidase Antibodies, IgG, Serum Antibodies specific for antigens other than PR3 and MPO may lead to nuclear, perinuclear or cytoplasmic staining on ethanol-fixed neutrophils. A positive or indeterminate pANCA or cANCA by IIF in the absence of a detectable PR3-ANCA or MPO-ANCA by antigen-specific immunoassay may indicate the presence of an antibody of unidentified specificity. If ordered as a stand-alone test, all positive ANCA by IIF results should be confirmed for PR3-ANCA MPO-ANCA by solid-phase immunoassays. | 1. Kitching AR, Anders HJ, Basu N, et al. ANCA-associated vasculitis. Nat Rev Dis Primers. 2020:6(1):71 2. Ramponi G, Folci M, De Santis M, et al. The biology, pathogenetic role, clinical implications, and open issues of serum anti-neutrophil cytoplasmic antibodies. Autoimmun Rev. 2021:20(3):102759 3. Bossuyt X, Cohen Tervaert W, Arimura Y, et al.Position paper:Revised 2017 international consensus on testing of ANCAs in granulomatosis with polyangiitis and microscopic polyangiitis. Nat Rev Rheumatol. 2017:13(11):683-692 4. Suppiah R, Robson JC, Grayson PC, et al. 2022 American College of Rheumatology/European Alliance of Associations for Rheumatology classification criteria for microscopic polyangiitis. Ann Rheum Dis. 2022;81(3):321-326.doi:10.1136/annrheumdis-2021-221796 5. Robson JC, Grayson PC, Ponte C, et al. 2022 American College of Rheumatology/European Alliance of Associations for Rheumatology classification criteria for granulomatosis with polyangiitis. Ann Rheum Dis.2022;81(3):315-320. doi:10.1136/annrheumdis-2021-221795 6. Grayson PC, Ponte C, Suppiah R, et al. 2022 American College of Rheumatology/European Alliance of Associations for Rheumatology classification criteria for eosinophilic granulomatosis with polyangiitis. Ann Rheum Dis.2022;81(3):309-314. doi:10.1136/annrheumdis-2021-221794 | Antibodies to cytoplasmic antigens in neutrophils are detected by an indirect immunofluorescent technique. Commercial and in-house slides prepared from human neutrophils are used as a substrate. IgG antibodies in serum specimens are detected after incubation of serum with the commercial and in-house slides by the addition of a fluorescein isothiocyanate-labeled antihuman IgG reagent. All patient specimens are initially screened at 1:4 and 1:8 dilutions.(Unpublished Mayo Method) | 3 to 4 days | 14 days | This test was developed and its performance characteristics determined by Mayo Clinic in a manner consistent with CLIA requirements. It has not been cleared or approved by the US Food and Drug Administration. | 86036 x286037-Titer (if appropriate) | Cytoplasmic Neutrophilic Ab, S | 87427-1 | 3119 | p-ANCA | 17357-5
DDITT | D-Dimer, Plasma | Excluding the diagnosis of acute pulmonary embolism or deep vein thrombosis, particularly when results of a sensitive D-dimer assay are combined with clinical information, including pretest disease probability(1-4) Diagnosis of intravascular coagulation and fibrinolysis, also known as disseminated intravascular coagulation, especially when combined with clinical information and other laboratory test data (eg, platelet count, assays of clottable fibrinogen and soluble fibrin monomer complex, and clotting time assays-prothrombin time and activated partial thromboplastin time)(5) | Turbidimetric Immunoassay | Yes | D-Dimer, P | Plasma Na Cit | Specimen Type:Platelet-poor plasma Collection Container/Tube:Light-blue top (3.2% sodium citrate) Submission Container/Tube:Plastic vial Specimen Volume:1 mL Collection Instructions: 1. Centrifuge, remove plasma, and centrifuge plasma again. 2. Aliquot plasma into plastic vial leaving 0.25 mL in the bottom of centrifuged vial. Additional Information:Double-centrifuged specimen is critical for accurate results as platelet contamination may cause spurious results. | 0.5 mL | The specific degradation of fibrin (ie, fibrinolysis) is the reactive mechanism responding to the formation of fibrin. Plasmin is the fibrinolytic enzyme derived from inactive plasminogen. Plasminogen is converted into plasmin by plasminogen activators. The main plasminogen activators are tissue plasminogen activator (tPA) and pro-urokinase, which is activated into urokinase (UK) by, among others, the contact system of coagulation. In the bloodstream, plasmin is rapidly and specifically neutralized by alpha-2-antiplasmin, thereby restricting its fibrinogenolytic activity and localizes the fibrinolysis on the fibrin clot. On the fibrin clot, plasmin degrades fibrin into various products (ie, D-dimers). Antibodies specific for these products, which do not recognize fibrinogen, have been developed. The presence of these various fibrin degradation products, among which D-dimer is the terminal product, is the proof that the fibrinolytic system is in action in response to coagulation activation. Elevated D-dimer levels are found in association with disseminated intravascular coagulation (DIC), pulmonary embolism (PE), deep vein thrombosis (DVT), trauma, and bleeding. D-dimer may also be increased in association with pregnancy, liver disease, malignancy, inflammation, or a chronic hypercoagulable state. | < or =500 ng/mL fibrinogen equivalent units (FEU) D-dimer values < or =500 ng/mL FEU may be used in conjunction with clinical pretest probability to exclude deep vein thrombosis (DVT) and pulmonary embolism (PE). | A normal D-dimer result of 500 ng/mL or less fibrinogen equivalent units (FEU) on the IL D-Dimer HS500 kit has a negative predictive value of approximately 100% (range 97%-100%) and is FDA approved for the exclusion of acute pulmonary embolism (PE) and deep vein thrombosis (DVT) when there is low or moderate pretest probability for PE or DVT. D-dimer concentrations increase with age and, therefore, the specificity for DVT and PE exclusion decreases with age. For DVT or PE exclusion, in addition to clinical pretest probability, age-adjusted D-dimer cutoffs are suggested for patients older than 50 years of age. Recent evidence suggests using clinical pretest probability and age-adjusted cutoffs to improve the performance of D-dimer testing in patients older than 50 years of age. In recent studies, when compared to a fixed D-dimer cutoff, age-adjusted D-dimer cutoff values (calculated as follows: age [years] x 10 ng/mL) resulted in equivalent outcomes and no additional false negative findings.(6-7) Increased D-dimer values are abnormal but do not indicate a specific disease state. D-dimer values may be increased as a result of: -Clinical or subclinical disseminated intravascular coagulation/intravascular coagulation and fibrinolysis -Other conditions associated with increased activation of the procoagulant and fibrinolytic mechanisms such as recent surgery, active or recent bleeding, hematomas, trauma, or thromboembolism -Association with pregnancy, liver disease, inflammation, malignancy, or hypercoagulable (procoagulant) states The degree of D-dimer increase does not definitely correlate with the clinical severity of associated disease states. | D-dimer results on the ACL TOP coagulation analyzer are not affected by rheumatoid factor up to 1400 IU/mL. The monoclonal antibody (MA-8D3) used in the latex reagent has major specificity for the D-dimer domain of cross-linked fibrin degradation products (FDP). A low cross-reactivity to FDP was seen with plasma samples spiked with purified fragments D and E above 10 mcg/mL. Specimens from patients who have received preparation of mouse monoclonal antibody for diagnosis or therapy may contain human antimouse antibody (HAMA). The presence of HAMA may cause an overestimation of results in immunoassays that utilize mouse monoclonal antibodies. The reaction buffer contains a blocking agent against HAMA to minimize this interference on the assay results. | 1. Brill-Edward P, Lee A: D-dimer testing in the diagnosis of acute venous thromboembolism. Thromb Haemost. 1999 August;82(2):688-694 2. Heit JA, Minor TA, Andrews JC, Larson DR, Li H, Nichols WL: Determinants of plasma fibrin D-dimer sensitivity for acute pulmonary embolism as defined by pulmonary angiography. Arch Pathol Lab Med. 1999 March;123(3):235-240. doi: 10.1043/0003-9985(1999)123. 3. Heit JA, Meyers BJ, Plumhoff EA, Larson DR, Nichols WL: Operating characteristics of automated latex immunoassay tests in the diagnosis of angiographically-defined acute pulmonary embolism. Thromb Haemost. 2000 June;83(6):970 4. Bates SM, Grand'Maison A, Johnston M, Naguit I, Kovacs MJ, Ginsberg JS: A latex D-dimer reliably excludes venous thromboembolism. Arch Intern Med. 2001 February;161(3):447-453. doi: 10.1001/archinte.161.3.447. 5. Levi M, Ten Cate H: Disseminated intravascular coagulation. N Engl J Med. 1999 Aug 19;341(8):586-592. doi: 10.1056/NEJM199908193410807. 6. Righini M, Van Es J, Den Exter PL, et al: Age-adjusted D-dimer cutoff levels to rule out pulmonary embolism: the ADJUST-PE study. JAMA. 2014 Mar 19;311(11):1117-1124. doi:10.1001/jama.2014.2135 7. Schouten HJ, Geersing GJ, Koek HL, et al: Diagnostic accuracy of conventional or age adjusted D-dimer cut-off values in older patients with suspected venous thromboembolism: systematic review and meta-analysis. BMJ. 2012;346:f2492. doi: 10.1136/bmj.f2492. 8. Feinstein DI, Marder VJ, Colman RW: Consumptive thrombohemorrhagic disorders. In: Colman RW, Hirsh J, Marder VJ, et al. eds. Hemostasis and Thrombosis: Basic Principles and Clinical Practice. 3rd ed. JB Lippincott Co.; 2001;1197-1234 | The principle of immunological measurement is used on the ACL TOP to directly measure and record the amount of an analyte. This technique assesses the physical concentration of the analyte (and not its activity) by measuring change in optical density. Although similar to the turbidimetric method, the immunological method relies on the formation of antigen-antibody complexes to affect light transmission. Immunological testing of the D-dimer on ACL TOP is at 671-nm wavelength and uses the principle of measuring absorbance in the cuvette. An optical sensor reads the light that passes through the cuvette. The light is absorbed by the fluid in the cuvette in direct proportion to the concentration of antigen-antibody complexes. The amount of light reaching the photodetector is converted into an electrical signal that is proportional or inversely proportional to the analyte concentration. When a plasma containing D-dimer is mixed with the latex reagent and the reaction buffer included in the HemosIL D-Dimer HS 500 kit, the coated latex particles agglutinate. The degree of agglutination is directly proportional to the concentration of D-dimer in the sample and is determined by measuring the decrease of transmitted light caused by the aggregates (turbidimetric immunoassay).(Package insert: HemosIL D-Dimer HS 500. Instrumentation Laboratory Company; 04/2018) | Same day/1 day | 1 day | This test has been cleared, approved, or is exempt by the US Food and Drug Administration and is used per manufacturer's instructions. Performance characteristics were verified by Mayo Clinic in a manner consistent with CLIA requirements. | 85379 | D-Dimer, P | 48067-3 | DDITT | D-Dimer, P | 48067-3
DIMER | D-Dimer, Plasma | Diagnosis of intravascular coagulation and fibrinolysis, also known as disseminated intravascular coagulation, especially when combined with clinical information and other laboratory test data (eg, platelet count, assays of clottable fibrinogen and soluble fibrin monomer complex, and clotting time assays-prothrombin time and activated partial thromboplastin time) Exclusion of the diagnosis of acute pulmonary embolism or deep vein thrombosis, particularly when results of a sensitive D-dimer assay are combined with clinical information, including pretest disease probability | Only orderable as part of a profile or reflex. For more information see: ALBLD / Bleeding Diathesis Profile, Limited, Plasma AATHR / Thrombophilia Profile, Plasma and Whole Blood APROL / Prolonged Clot Time Profile, Plasma ADIC / Disseminated Intravascular Coagulation/Intravascular Coagulation and Fibrinolysis (DIC/ICF) Profile, Plasma ALUPP / Lupus Anticoagulant Profile, Plasma Latex Immunoassay (LIA) | Yes | D-Dimer, P | Plasma Na Cit | Only orderable as part of a profile or reflex. For more information see: ALBLD / Bleeding Diathesis Profile, Limited, Plasma AATHR / Thrombophilia Profile, Plasmaand Whole Blood APROL / Prolonged Clot Time Profile, Plasma ADIC / Disseminated Intravascular Coagulation/Intravascular Coagulation and Fibrinolysis (DIC/ICF) Profile, Plasma ALUPP / Lupus Anticoagulant Profile, Plasma |  | Thrombin, the terminal enzyme of the plasma procoagulant cascade,cleaves fibrinopeptides A and B from fibrinogen, generating fibrinmonomer. Fibrin monomer contains D domains on each end of themolecule and a central E domain. Most of the fibrin monomers polymerize to form insoluble fibrin, or the fibrin clot, by repetitiveend-to-end alignment of the D domains of 2 adjacent molecules inlateral contact with the E domain of a third molecule. The fibrin clot is subsequently stabilized by thrombin-activated factor XIII, whichcovalently cross-links fibrin monomers by transamidation, includingdimerization of the D domains of adjacently polymerized fibrinmonomers. The fibrin clot promotes activation of fibrinolysis by catalyzing the activation of plasminogen (by plasminogen activators)to form plasmin enzyme. Plasmin proteolytically degrades cross-linked fibrin, ultimately producing soluble fibrin degradation productsof various sizes that include cross-linked fragments containing neoantigenic D-dimer (DD) epitopes. Plasmin also degradesfibrinogen to form fragments X, Y, D, and E. D-dimer immunoassaysuse monoclonal antibodies to DD neoantigen and mainly detectcross-linked fibrin degradation products, whereas the fibrino(geno)lyticdegradation products-X, Y, D, and E, and their polymers may be derived from fibrinogen or fibrin. Therefore, the blood content ofD-dimer indirectly reflects the generation of thrombin and plasmin,roughly indicating the turnover or activation state of the coupled bloodprocoagulant and fibrinolytic mechanisms. | Only orderable as part of a profile or reflex. For more information see: ALBLD / Bleeding Diathesis Profile, Limited, Plasma AATHR / Thrombophilia Profile, Plasmaand Whole Blood APROL / Prolonged Clot Time Profile, Plasma ADIC / Disseminated Intravascular Coagulation/Intravascular Coagulation and Fibrinolysis (DIC/ICF) Profile, Plasma ALUPP / Lupus Anticoagulant Profile, Plasma < or =500 ng/mL Fibrinogen Equivalent Units (FEU) D-dimer values < or =500 ng/mL FEU may be used in conjunction with clinical pretest probability to exclude deep vein thrombosis (DVT) and pulmonary embolism (PE). | D-dimer values less than or equal to500 ng/mLfibrinogen-equivalent units (FEU)are normal. Within the reportable normal range (220-500 ng/mL FEU), measured values may reflect the activation state of the procoagulant and fibrinolytic systems, but the clinical utility of such quantitation is not established. A normal D-dimer result (< or =500 ng/mL FEU) has a negative predictive value of approximately 95% for the exclusion of acute pulmonary embolism (PE) or deep vein thrombosis when there is low or moderate pretest PE probability. Increased D-dimer values are abnormal but do not indicate a specific disease state. D-dimer values may be increased as a result of: -Clinical or subclinical intravascular coagulation and fibrinolysis (ICF)/disseminated intravascular coagulopathy (DIC). -Other conditions associated with increased activation of the procoagulant and fibrinolytic mechanisms such as recent surgery, active or recent bleeding, hematomas, trauma, or thromboembolism. -Association with pregnancy, liver disease, inflammation, malignancy or hypercoagulable (procoagulant) states. The degree of D-dimer increase does not definitely correlate with the clinical severity of associated disease states. | Lipemia can interfere with this assay, causing an overestimation of the D-dimer level. Therefore, results from lipemic specimens should be interpreted with caution. The presence of rheumatoid factor at a level above 50 IU/mL may lead to an overestimation of the D-dimer level. | Favaloro EJ, Lippi G. eds. Hemostasis and Thrombosis: Methods and Protocols. 1st ed. Humana Press; 2017 | The D-dimer assay is performed using the HemosIL D-Dimer HS 500 kit on the Instrumentation Laboratory ACL TOP instrument. D-dimer is assayed in plasma by adding polystyrene latex particles coated with monoclonal antibodies specific for D-dimer domain. The latex particles agglutinate in the presence of soluble fibrin degradation products containing the D-dimer domain. The degree of agglutination is directly proportional to the concentration of D-dimer in the sample and is determined by measuring the decrease of transmitted light caused by the aggregates (turbidimetric immunoassay).(Package insert: HemosIL D-Dimer HS 500. Instrumentation Laboratory Company,02/2017) | Same day/1 to 4 days | 7 days | This test has been cleared, approved, or is exempt by the US Food and Drug Administration and is used per manufacturer's instructions. Performance characteristics were verified by Mayo Clinic in a manner consistent with CLIA requirements. | 85379 | D-Dimer, P | 48067-3 | DIMER | D-Dimer, P | 48067-3
DLAC | D-Lactate, Plasma | As an adjunct to urine D-lactate (preferred) for the diagnosis of D-lactate acidosis | Gas Chromatography Mass Spectrometry (GCMS) Stable Isotope Dilution Analysis | Yes | D-Lactate, P | Plasma NaFl-KOx | Supplies:Sodium Fluoride/Potassium Oxalate Tube, 2 mL (T275) Collection Container/Tube: Preferred:Sodium fluoride/potassium oxalate tube Acceptable:Green top (sodium heparin) Submission Container/Tube:Plastic vial Specimen Volume:0.5 mL Collection Instructions:Centrifuge, aliquot plasma into a plastic vial, and freeze immediately. NOTE:If collecting in sodium heparin tubes, centrifugation must occur within one hour of collection. | 0.15 mL | D-lactate is produced by bacteria residing in the colon when carbohydrates are not completely absorbed in the small intestine. When large amounts of D-lactate are present, individuals can experience metabolic acidosis, altered mental status (from drowsiness to coma), and a variety of other neurologic symptoms, in particular dysarthria and ataxia. Although a temporal relationship has been described between elevations of plasma and urine D-lactate and the accompanying encephalopathy, the mechanism of neurologic manifestations has not been elucidated. D-lactic acidosis is typically observed in patients with a malabsorptive disorder, such as short-bowel syndrome, or following a jejunoileal bypass. In addition, healthy children presenting with gastroenteritis may also develop the clinical presentation of D-lactic acidosis. Routine lactic acid determinations in blood will not reveal abnormalities because most lactic acid assays measure only L-lactate. Accordingly, D-lactate analysis must be specifically requested (eg, this test). However, as D-lactate is readily excreted in urine, it is the preferred specimen for D-lactate determinations; see DLAU / D-Lactate, Urine. | 0.0-0.25 mmol/L | Increased levels are consistent with D-lactic acidosis. However, because D-lactate is readily excreted, urine determinations are preferred. | The test performed is for D-lactate. This is a product of bacterial overgrowth in the gastrointestinal tract. It should not be confused with L-lactate, which accumulates in some metabolic acidosis. | 1. Khrais A, Ali H, Choi S, Ahmed A, Ahlawat S. D-Lactic acidosis in short bowel syndrome. Cureus. 2022;14(5):e25471. doi:10.7759/cureus.25471 2. Bianchetti DGAM, Amelio GS, Lava SAG, et al. D-lactic acidosis in humans: systematic literature review. Pediatr Nephrol. 2018;33(4):673-681. doi:10.1007/s00467-017-3844-8 | Plasma is spiked with a mixture of internal standards and evaporated. The dry residue is derivatized with DATAN to form the diastereomeric molecules, then acidified and extracted with ethyl acetate. After evaporation, the dry residue is again derivatized to form trimethylsilyl (TMS) esters at the carboxylic acid moiety. Specimens are then analyzed by capillary gas chromatography mass spectrometry selected ion monitoring using positive chemical ionization, with chromatographic separation of the L,L- and D,L-diastereoisomers of derivatized lactate, corresponding to L-Lactate and D-Lactate, respectively.(Ding X, Lin S, Weng H, Liang J. Separation and determination of the enantiomers of lactic acid and 2-hydroxyglutaric acid by chiral derivatization combined with gas chromatography and mass spectrometry. J Sep Sci. 2018;41(12):2576–2584) | 3 to 6 days | 1 month | This test was developed and its performance characteristics determined by Mayo Clinic in a manner consistent with CLIA requirements. It has not been cleared or approved by the US Food and Drug Administration. | 83605 | D-Lactate, P | 14045-9 | 8878 | D-Lactate, P | 14045-9
DLAU | D-Lactate, Urine | Preferred test for diagnosing D-lactate acidosis, especially in patients with jejunoileal bypass and short-bowel syndrome | Gas Chromatography Mass Spectrometry (GCMS) Stable Isotope Dilution Analysis | Yes | D-Lactate, U | Urine | Supplies:Urine Tubes, 10 mL (T068) Container/Tube:Plastic urine tube Specimen Volume:0.50 mL Collection Instructions: 1. Collect a timed or random urine specimen. 2. No preservative. 3. Immediately freeze specimen. | 0.15 mL | D-lactate is produced by bacteria residing in the colon when carbohydrates are not completely absorbed in the small intestine. When large amounts of D-lactate are present, individuals can experience metabolic acidosis, altered mental status (from drowsiness to coma) and a variety of other neurologic symptoms, in particular dysarthria and ataxia. Although a temporal relationship has been described between elevations of plasma and urine D-lactate and the accompanying encephalopathy, the mechanism of neurologic manifestations has not been elucidated. D-lactic acidosis is typically observed in patients with a malabsorptive disorder, such as short-bowel syndrome, or following jejunoileal bypass. In addition, healthy children presenting with gastroenteritis may also develop the clinical presentation of D-lactic acidosis. Routine lactic acid determinations in blood will not reveal abnormalities because most lactic acid assays measure only L-lactate. Accordingly, D-lactate analysis must be specifically requested (eg, DLAC / D-Lactate, Plasma). However, as D-lactate is readily excreted in urine, this is the preferred specimen for D-lactate determinations. | 0.0-0.25 mmol/L | Increased levels are diagnostic. | The test performed is for D-lactate. This is a product of bacterial overgrowth in the gastrointestinal tract. It should not be confused with L-lactate, which accumulates in some metabolic acidosis. | 1. Brandt RB, Siegel SA, Waters MG, Bloch MH. Spectrophotometric assay for D-(-)-lactate in plasma. Anal Biochem. 1980;102(1):39-46 2. Khrais A, Ali H, Choi S, Ahmed A, Ahlawat S. D-Lactic Acidosis in Short Bowel Syndrome. Cureus. 2022;14(5):e25471. doi:10.7759/cureus.25471 3. Bianchetti DGAM, Amelio GS, Lava SAG, et al. D-lactic acidosis in humans: systematic literature review. Pediatr Nephrol. 2018;33(4):673-681. doi:10.1007/s00467-017-3844-8 | Urine is spiked with a mixture of internal standards and evaporated. The dry residue is derivatized with DATAN to form the diastereomeric molecules, then acidified and extracted with ethyl acetate. After evaporation, the dry residue is again derivatized to form trimethylsilyl (TMS) esters at the carboxylic acid moiety. Specimens are then analyzed by capillary gas chromatography mass spectrometry selected ion monitoring using positive chemical ionization with chromatographic separation of the L,L- and D,L-diastereoisomers of derivatized lactate, corresponding to L-Lactate and D-Lactate, respectively.(Ding X, Lin S, Weng H, Liang J. Separation and determination of the enantiomers of lactic acid and 2-hydroxyglutaric acid by chiral derivatization combined with gas chromatography and mass spectrometry. J Sep Sci. 2018;41(12):2576-2584) | 3 to 6 days | 1 month | This test was developed and its performance characteristics determined by Mayo Clinic in a manner consistent with CLIA requirements. It has not been cleared or approved by the US Food and Drug Administration. | 83605 | D-Lactate, U | 14046-7 | 8873 | D-Lactate, U | 14046-7
DAGR | Dairy and Grain Allergen Profile, Serum | Establishing a diagnosis of an allergy to dairy and grain Defining the allergen responsible for eliciting signs and symptoms Identifying allergens: -Responsible for allergic response and/or anaphylactic episode -To confirm sensitization prior to beginning immunotherapy -To investigate the specificity of allergic reactions to insect venom allergens, drugs, or chemical allergens | Fluorescence Enzyme Immunoassay (FEIA) | Yes | Dairy and Grain Allergen Profile | Serum | Collection Container/Tube: Preferred:Serum gel Acceptable:Red top Submission Container/Tube:Plastic vial Specimen Volume:0.7 mL Collection Instructions:Centrifuge and aliquot serum into a plastic vial. | 0.5 mL For 1 allergen: 0.3 mL For more than 1 allergen: (0.05 mL x number of allergens) + 0.25 mL deadspace | Clinical manifestations of immediate hypersensitivity (allergic) diseases are caused by the release of proinflammatory mediators (histamine, leukotrienes, and prostaglandins) from IgE-sensitized effector cells (mast cells and basophils) when cell-bound IgE antibodies interact with an allergen. In vitro serum testing for IgE antibodies provides an indication of the immune response to allergen(s) that may be associated with allergic disease. The allergens chosen for testing often depend upon the age of the patient, history of allergen exposure, season of the year, and clinical manifestations. In individuals predisposed to develop allergic disease(s), the sequence of sensitization and clinical manifestations proceed as follows: eczema and respiratory disease (rhinitis and bronchospasm) in infants and children less than 5 years due to food sensitivity (milk, egg, soy, and wheat proteins) followed by respiratory disease (rhinitis and asthma) in older children and adults due to sensitivity to inhalant allergens (dust mite, mold, and pollen inhalants). | Class,IgE kU/L,Interpretation, 0,<0.10,Negative, 0/1,0.10-0.34,Borderline/equivocal, 1,0.35-0.69,Equivocal, 2,0.70-3.49,Positive, 3,3.50-17.4,Positive, 4,17.5-49.9,Strongly positive, 5,50.0-99.9,Strongly positive, 6,> or =100,Strongly positive, | Detection of IgE antibodies in serum (class 1 or greater) indicates an increased likelihood of allergic disease as opposed to other etiologies and defines the allergens responsible for eliciting signs and symptoms. The level of IgE antibodies in serum varies directly with the concentration of IgE antibodies expressed as a class score or kU/L. | Testing for IgE antibodies is not useful in patients previously treated with immunotherapy to determine if residual clinical sensitivity exists, or in patients in whom the medical management does not depend upon identification of allergen specificity. Some individuals with clinically insignificant sensitivity to allergens may have measurable levels of IgE antibodies in serum, and test results must be interpreted in the clinical context. False-positive results for IgE antibodies may occur in patients with markedly elevated serum IgE (>2500 kU/L) due to nonspecific binding to allergen solid phases. | Homburger HA, Hamilton RG: Allergic diseases. In. McPherson RA, Pincus MR, eds. Henry's Clinical Diagnosis and Management by Laboratory Methods. 23rd ed. Elsevier; 2017:1057-1070 | Specific IgE from the patient's serum reacts with the allergen of interest, which is covalently coupled to an ImmunoCAP. After washing away nonspecific IgE, enzyme-labeled anti-IgE antibody is added to form a complex. After incubation, unbound anti-IgE is washed away, and the bound complex incubated with a developing agent. After stopping the reaction, the fluorescence of the eluate is measured. Fluorescence is proportional to the amount of specific IgE present in the patient's sample (ie, the higher the fluorescence value, the more IgE antibody is present).(Package insert: ImmunoCAP System Specific IgE FEIA. Phadia: Rev 06/2020) | 1 to 3 days | 14 days | This test has been cleared, approved, or is exempt by the US Food and Drug Administration and is used per manufacturer's instructions. Performance characteristics were verified by Mayo Clinic in a manner consistent with CLIA requirements. | 86003 x 5 | Dairy and Grain Allergen Profile | 49222-3 | WHT | Wheat, IgE | 6276-0
DAND | Dandelion, IgE, Serum | Establishing a diagnosis of an allergy to dandelion Defining the allergen responsible for eliciting signs and symptoms Identifying allergens: -Responsible for allergic response and/or anaphylactic episode -To confirm sensitization prior to beginning immunotherapy -To investigate the specificity of allergic reactions to insect venom allergens, drugs, or chemical allergens | Fluorescence Enzyme Immunoassay (FEIA) | Yes | Dandelion, IgE | Serum | Collection Container/Tube: Preferred:Serum gel Acceptable:Red top Submission Container/Tube:Plastic vial Specimen Volume:0.5 mL for every 5 allergens requested Collection Instructions:Centrifuge and aliquot serum into a plastic vial. | For 1 allergen: 0.3 mL For more than 1 allergen: (0.05 mL x number of allergens) + 0.25 mL deadspace | Clinical manifestations of immediate hypersensitivity (allergic) diseases are caused by the release of proinflammatory mediators (histamine, leukotrienes, and prostaglandins) from IgE-sensitized effector cells (mast cells and basophils) when cell-bound IgE antibodies interact with an allergen. In vitro serum testing for IgE antibodies provides an indication of the immune response to allergens that may be associated with allergic disease. The allergens chosen for testing often depend upon the age of the patient, history of allergen exposure, season of the year, and clinical manifestations. In individuals predisposed to develop allergic disease, the sequence of sensitization and clinical manifestations proceed as follows: eczema and respiratory disease (rhinitis and bronchospasm) in infants and children less than 5 years due to food sensitivity (milk, egg, soy, and wheat proteins) followed by respiratory disease (rhinitis and asthma) in older children and adults due to sensitivity to inhalant allergens (dust mite, mold, and pollen inhalants). | Class,IgE kU/L,Interpretation, 0,<0.10,Negative, 0/1,0.10-0.34,Borderline/equivocal, 1,0.35-0.69,Equivocal, 2,0.70-3.49,Positive, 3,3.50-17.4,Positive, 4,17.5-49.9,Strongly positive, 5,50.0-99.9,Strongly positive, 6,> or =100,Strongly positive, | Detection of IgE antibodies in serum (class 1 or greater) indicates an increased likelihood of allergic disease as opposed to other etiologies and defines the allergens that may be responsible for eliciting signs and symptoms. The level of IgE antibodies in serum varies directly with the concentration of IgE antibodies expressed as a class score or kU/L. | Testing for IgE antibodies is not useful in patients previously treated with immunotherapy to determine if residual clinical sensitivity exists or in patients in whom the medical management does not depend upon identification of allergen specificity. Some individuals with clinically insignificant sensitivity to allergens may have measurable levels of IgE antibodies in serum, and test results must be interpreted in the clinical context. False-positive results for IgE antibodies may occur in patients with markedly elevated serum IgE (>2500 kU/L) due to nonspecific binding to allergen solid phases. | Homburger HA, Hamilton RG: Allergic diseases. In: McPherson RA, Pincus MR, eds. Henry's Clinical Diagnosis and Management by Laboratory Methods. 23rd ed.Elsevier; 2017:1057-1070 | Specific IgE from the patient's serum reacts with the allergen of interest, which is covalently coupled to an ImmunoCAP. After washing away nonspecific IgE, enzyme-labeled anti-IgE antibody is added to form a complex. After incubation, unbound anti-IgE is washed away, and the bound complex incubated with a developing agent. After stopping the reaction, the fluorescence of the eluate is measured. Fluorescence is proportional to the amount of specific IgE present in the patient's sample (ie, the higher the fluorescence value, the more IgE antibody is present).(Package insert: ImmunoCAP System Specific IgE FEIA. Phadia; Rev 06/2020) | Same day/1 to 3 days | 14 days | This test has been cleared, approved, or is exempt by the US Food and Drug Administration and is used per manufacturer's instructions. Performance characteristics were verified by Mayo Clinic in a manner consistent with CLIA requirements. | 86003 | Dandelion, IgE | 6097-0 | DAND | Dandelion, IgE | 6097-0
DATE | Date, Fruit, IgE, Serum | Establishing the diagnosis of an allergy to date, fruit Defining the allergen responsible for eliciting signs and symptoms Identifying allergens: -Responsible for allergic response and/or anaphylactic episode -To confirm sensitization prior to beginning immunotherapy -To investigate the specificity of allergic reactions to insect venom allergens, drugs, or chemical allergens | Fluorescence Enzyme Immunoassay (FEIA) | Yes | Date, Fruit, IgE | Serum | Collection Container/Tube: Preferred:Serum gel Acceptable:Red top Submission Container/Tube:Plastic vial Specimen Volume:0.5 mL for every 5 allergens requested Collection Instructions:Centrifuge and aliquot serum into a plastic vial. | For 1 allergen: 0.3 mL More than 1 allergen: (0.05 mL x number of allergens) + 0.25 mL dead space | Clinical manifestations of immediate hypersensitivity (allergic) diseases are caused by the release of proinflammatory mediators (histamine, leukotrienes, and prostaglandins) from IgE-sensitized effector cells (mast cells and basophils) when cell-bound IgE antibodies interact with an allergen. In vitro serum testing for IgE antibodies provides an indication of the immune response to allergens that may be associated with allergic disease. The allergens chosen for testing often depend upon the age of the patient, history of allergen exposure, season of the year, and clinical manifestations. In individuals predisposed to develop allergic disease, the sequence of sensitization and clinical manifestations proceed as follows: eczema and respiratory disease (rhinitis and bronchospasm) in infants and children less than 5 years due to food sensitivity (milk, egg, soy, and wheat proteins) followed by respiratory disease (rhinitis and asthma) in older children and adults due to sensitivity to inhalant allergens (dust mite, mold, and pollen inhalants). | Class,IgE kU/L,Interpretation, 0,<0.10,Negative, 0/1,0.10-0.34,Borderline/equivocal, 1,0.35-0.69,Equivocal, 2,0.70-3.49,Positive, 3,3.50-17.4,Positive, 4,17.5-49.9,Strongly positive, 5,50.0-99.9,Strongly positive, 6,> or =100,Strongly positive, | Detection of IgE antibodies in serum (class 1 or greater) indicates an increased likelihood of allergic disease as opposed to other etiologies and defines the allergens that may be responsible for eliciting signs and symptoms. The level of IgE antibodies in serum varies directly with the concentration of IgE antibodies expressed as a class score or kU/L. | Testing for IgE antibodies is not useful in patients previously treated with immunotherapy to determine if residual clinical sensitivity exists or in patients in whom the medical management does not depend upon identification of allergen specificity. Some individuals with clinically insignificant sensitivity to allergens may have measurable levels of IgE antibodies in serum, and test results must be interpreted in the clinical context. False-positive results for IgE antibodies may occur in patients with markedly elevated serum IgE (>2500 kU/L) due to nonspecific binding to allergen solid phases. | Homburger HA, Hamilton RG: Allergic diseases. In: McPherson RA, Pincus MR, eds. Henry's Clinical Diagnosis and Management by Laboratory Methods. 23rd ed.Elsevier; 2017:1057-1070 | Specific IgE from the patient's serum reacts with the allergen of interest, which is covalently coupled to an ImmunoCAP. After washing away nonspecific IgE, enzyme-labeled anti-IgE antibody is added to form a complex. After incubation, unbound anti-IgE is washed away, and the bound complex incubated with a developing agent. After stopping the reaction, the fluorescence of the eluate is measured. Fluorescence is proportional to the amount of specific IgE present in the patient's sample (ie, the higher the fluorescence value, the more IgE antibody is present).(Package insert: ImmunoCAP System Specific IgE FEIA. Phadia; Rev 06/2020) | Same day/1 to 3 days | 14 days | This test was developed and its performance characteristics determined by Mayo Clinic in a manner consistent with CLIA requirements. It has not been cleared or approved by the US Food and Drug Administration. | 86003 | Date, Fruit, IgE | 7275-1 | DATE | Date, Fruit, IgE | 31002-9
DATRE | Date, Tree, IgE, Serum | Establishing the diagnosis of an allergy to date, tree Defining the allergen responsible for eliciting signs and symptoms Identifying allergens: -Responsible for allergic response and/or anaphylactic episode -To confirm sensitization prior to beginning immunotherapy -To investigate the specificity of allergic reactions to insect venom allergens, drugs, or chemical allergens | Fluorescence Enzyme Immunoassay (FEIA) | Yes | Date, Tree, IgE | Serum | Collection Container/Tube: Preferred:Serum gel Acceptable:Red top Submission Container/Tube:Plastic vial Specimen Volume:0.5 mL for every 5 allergens requested Collection Instructions:Centrifuge and aliquot serum into a plastic vial. | For 1 allergen: 0.3 mL More than 1 allergen: (0.05 mL x number of allergens) + 0.25 mL dead space | Clinical manifestations of immediate hypersensitivity (allergic) diseases are caused by the release of proinflammatory mediators (histamine, leukotrienes, and prostaglandins) from IgE-sensitized effector cells (mast cells and basophils) when cell-bound IgE antibodies interact with an allergen. In vitro serum testing for IgE antibodies provides an indication of the immune response to allergens that may be associated with allergic disease. The allergens chosen for testing often depend upon the age of the patient, history of allergen exposure, season of the year, and clinical manifestations. In individuals predisposed to develop allergic disease, the sequence of sensitization and clinical manifestations proceed as follows: eczema and respiratory disease (rhinitis and bronchospasm) in infants and children less than 5 years due to food sensitivity (milk, egg, soy, and wheat proteins) followed by respiratory disease (rhinitis and asthma) in older children and adults due to sensitivity to inhalant allergens (dust mite, mold, and pollen inhalants). | Class,IgE kU/L,Interpretation, 0,<0.10,Negative, 0/1,0.10-0.34,Borderline/equivocal, 1,0.35-0.69,Equivocal, 2,0.70-3.49,Positive, 3,3.50-17.4,Positive, 4,17.5-49.9,Strongly positive, 5,50.0-99.9,Strongly positive, 6,> or =100,Strongly positive, | Detection of IgE antibodies in serum (class 1 or greater) indicates an increased likelihood of allergic disease as opposed to other etiologies and defines the allergens that may be responsible for eliciting signs and symptoms. The level of IgE antibodies in serum varies directly with the concentration of IgE antibodies expressed as a class score or kU/L. | Testing for IgE antibodies is not useful in patients previously treated with immunotherapy to determine if residual clinical sensitivity exists or in patients in whom the medical management does not depend upon identification of allergen specificity. Some individuals with clinically insignificant sensitivity to allergens may have measurable levels of IgE antibodies in serum, and test results must be interpreted in the clinical context. False-positive results for IgE antibodies may occur in patients with markedly elevated serum IgE (>2500 kU/L) due to nonspecific binding to allergen solid phases. | Homburger HA, Hamilton RG: Allergic diseases. In: McPherson RA, Pincus MR, eds. Henry's Clinical Diagnosis and Management by Laboratory Methods. 23rd ed.Elsevier; 2017:1057-1070 | Specific IgE from the patient's serum reacts with the allergen of interest, which is covalently coupled to an ImmunoCAP. After washing away nonspecific IgE, enzyme-labeled anti-IgE antibody is added to form a complex. After incubation, unbound anti-IgE is washed away, and the bound complex incubated with a developing agent. After stopping the reaction, the fluorescence of the eluate is measured. Fluorescence is proportional to the amount of specific IgE present in the patient's sample (ie, the higher the fluorescence value, the more IgE antibody is present).(Package insert: ImmunoCAP System Specific IgE FEIA. Phadia; Rev 06/2020) | Same day/1 to 3 days | 14 days | This test was developed and its performance characteristics determined by Mayo Clinic in a manner consistent with CLIA requirements. It has not been cleared or approved by the US Food and Drug Administration. | 86003 | Date, Tree, IgE | 31002-9 | DATRE | Date, Tree, IgE | 31002-9
DOCK8 | Dedicator of Cytokinesis 8 (DOCK8) Deficiency, Blood | Aiding in the diagnosis of dedicator of cytokinesis 8 (DOCK8) deficiency This testis not useful forassessingDOCK8carrier status. | Flow Cytometry | Yes | DOCK8 Deficiency, B | Whole Blood EDTA | Container/Tube:Lavender top (EDTA) Specimen Volume:3 mL Collection Instructions:Send whole blood specimen in original tube.Do not aliquot. | 1 mL | Dedicator of cytokinesis 8 (DOCK8) is an atypical guanine exchange factor that plays a role in regulating actin polymerization and cytoskeletal rearrangement. DOCK8 is important in both innate and adaptive immunity by contributing to cellular migration, cytotoxicity, antibody production, and immunological memory. DOCK8 deficiency is a rare, combined immunodeficiency with an autosomal recessive inheritance that typically presents in childhood. Its clinical features include atopic disease, recurrent sinopulmonary infections, cutaneous viral infection,Staphylococcus aureusskin infections, and cancer. DOCK8 deficiency is diagnosed based on clinical phenotype, immunologic findings, and molecular analysis. Diseases in the differential diagnosis include Job syndrome (AD-HIES), ZNF341 deficiency, and severe atopic dermatitis. Assessment of DOCK8 expression on immune cells is an important component and facilitates the diagnosis of this condition and the timely treatment of the patient. | The appropriate reference values will be provided on the report. | The results will be reported as the percentage of dedicator of cytokinesis 8 (DOCK8) expression on T cells, B cells, natural killer (NK) cells, and monocytes. The absence of DOCK8 expression on all cell types will be consistent with DOCK8 deficiency. In this case, genetic analysis ofDOCK8to confirm the diagnosis and to identify the underlying alteration will be recommended. The expression of DOCK8 on a subset of T cells and/or NK cells could suggest somatic reversion in a patient with DOCK8 deficiency, which can modulate disease phenotype over time. | This test cannot be relied upon for identifying carrier status for dedicator of cytokinesis 8 deficiency. | 1. Engelhardt KR, McGhee S, Winkler S, et al. Large deletions and point mutations involving the dedicator of cytokinesis 8 (DOCK8) in the autosomal-recessive form of hyper-IgE syndrome. J Allergy Clin Immunol. 2009; 124(6):1289-302 e4. doi:10.1016/j.jaci.2009.10.038 2. Jing H, Zhang Q, Zhang Y, et al. Somatic reversion in dedicator of cytokinesis 8 immunodeficiency modulates disease phenotype. J Allergy Clin Immunol. 2014;133(6):1667-1675. doi:10.1016/j.jaci.2014.03.025 3. Pai SY, de Boer H, Massaad MJ, et al. Flow cytometry diagnosis of dedicator of cytokinesis 8 (DOCK8) deficiency. J Allergy Clin Immunol. 2014;134(1):221-223. doi:10.1016/j.jaci.2014.02.023 4. Engelhardt KR, Gertz ME, Keles S, et al. The extended clinical phenotype of 64 patients with dedicator of cytokinesis 8 deficiency. J Allergy Clin Immunol. 2015;136(2):402-412. doi:10.1016/j.jaci.2014.12.1945 5. Su HC, Jing H, Angelus P, Freeman AF. Insights into immunity from clinical and basic science studies of DOCK8 immunodeficiency syndrome. Immunol Rev. 2019;287(1):9-19. doi:10.1111/imr.12723 6. Aydin SE, Freeman AF, Al-Herz W, et al. Hematopoietic stem cell transplantation as treatment for patients with DOCK8 deficiency. J Allergy Clin Immunol Pract. 2019;7(3):848-855. doi:10.1016/j.jaip.2018.10.035 | The dedicator of cytokinesis 8 (DOCK8) protein expression assay is performed on whole blood. Samples are fixed, permeabilized, and stained with antibodies specific for CD45, CD14, CD19, CD3, and CD56 along with either the DOCK8 antibody (unconjugated) or isotype control (unconjugated). A secondary mouse anti-rabbit reporter antibody is added to allow the assessment of DOCK8 and isotype control expression. Samples are then analyzed on a flow cytometer. DOCK8 expression is evaluated on the following populations: T cells: (CD45+CD14[neg]CD3+), B cells: (CD45+CD14[neg]CD3[neg]CD19+), natural killer-cells (CD45+CD14[neg]CD3[neg]CD56+), Monocytes (CD45+CD14+).(Unpublished Mayo method) | 2 to 4 days | 4 days | This test was developed using an analyte specific reagent. Its performance characteristics were determined by Mayo Clinic in a manner consistent with CLIA requirements. This test has not been cleared or approved by the US Food and Drug Administration. | 86356 x 4 | DOCK8 Deficiency, B | 96415-5 | 608513 | DOCK8 Interpretation | 69052-9
DHEA_ | Dehydroepiandrosterone (DHEA), Serum | Diagnosing and differential diagnosis of hyperandrogenism (in conjunction with measurements of other sex steroids) As an initial screen in adults with bioavailable testosterone measurement that may be supplemented with measurements of sex hormone-binding globulin and occasionally other androgenic steroids (eg, 17-hydroxyprogesterone), depending on results An adjunct in the diagnosis of congenital adrenal hyperplasia (CAH); DHEA/DHEAS measurements play a secondary role to the measurements of cortisol/cortisone, 17 alpha-hydroxyprogesterone, and androstenedione Diagnosing and differential diagnosis of premature adrenarche | Liquid Chromatography Tandem Mass Spectrometry (LC-MS/MS) Portions of this test are covered by patents held by Quest Diagnostics | Yes | Dehydroepiandrosterone, S | Serum Red | Supplies:Sarstedt Aliquot Tube, 5 mL (T914) Collection Container/Tube:Red top (serum gel/SST arenotacceptable) Submission Container/Tube:Plastic vial Specimen Volume:1 mL Collection Instructions:Centrifuge and aliquot serum to a plastic vial. Additional Information: Requests for this test cannot be added to a previously received specimen. | 0.5 mL | Dehydroepiandrosterone (DHEA) is the principal human C-19 steroid. DHEA has very low androgenic potency but serves as the major direct or indirect precursor for most sex steroids. DHEA is secreted by the adrenal gland and production is at least partly controlled by adrenocorticotropic hormone (ACTH). The bulk of DHEA is secreted as a 3-sulfoconjugate dehydroepiandrosterone sulfate (DHEAS). Both hormones are albumin bound, but DHEAS binding is much tighter. As a result, circulating concentrations of DHEAS are much higher (>100-fold) compared to DHEA. In most clinical situations, DHEA and DHEAS results can be used interchangeably. In gonads and several other tissues, most notably skin, steroid sulfatases can convert DHEAS back to DHEA, which can then be metabolized to stronger androgens and to estrogens. During pregnancy, DHEA/DHEAS and their 16-hydroxylated metabolites are secreted by the fetal adrenal gland in large quantities. They serve as precursors for placental production of the dominant pregnancy estrogen, estriol. Within weeks after birth, DHEA/DHEAS levels fall by 80% or more and remain low until the onset of adrenarche at age 7 or 8 in girls and age 8 or 9 in boys. Adrenarche is a poorly understood phenomenon, peculiar to higher primates, that is characterized by a gradual rise in adrenal androgen production. It precedes puberty but is not casually linked to it. Early adrenarche is not associated with early puberty or with any reduction in final height or overt androgenization. However, girls with early adrenarche may be at increased risk of polycystic ovarian syndrome as adults and some boys may develop early penile enlargement. Following adrenarche, DHEA/DHEAS levels increase until the age of 20 to a maximum roughly comparable to that observed at birth. Levels then decline over the next 40 to 60 years to around 20% of peak levels. The clinical significance of this age-related drop is unknown, and trials of DHEA/DHEAS replacement in older individuals have not produced convincing benefits. However, in younger and older patients with primary adrenal failure, the addition of DHEA/DHEAS to corticosteroid replacement has been shown in some studies to improve mood, energy, and sex drive. Elevated DHEA/DHEAS levels can cause signs or symptoms of hyperandrogenism in women. Men are usually asymptomatic but, through peripheral conversion of androgens to estrogens, can occasionally experience mild estrogen excess. Most mild-to-moderate elevations in DHEAS levels are idiopathic. However, pronounced elevations of DHEA/DHEAS may be indicative of androgen-producing adrenal tumors. In small children, congenital adrenal hyperplasia (CAH) due to 3 beta-hydroxysteroid dehydrogenase deficiency is associated with excessive DHEA/DHEAS production. Lesser elevations may be observed in 21-hydroxylase deficiency (the most common form of CAH) and 11 beta-hydroxylase deficiency. By contrast, steroidogenic acute regulatory protein (STAR) or 17 alpha-hydroxylase deficiency is characterized by low DHEA/DHEAS levels. For more information seeSteroid Pathways. | Premature: <40 ng/mL* 0-1 day: <11 ng/mL* 2-6 days: <8.7 ng/mL* 7 days-1 month: <5.8 ng/mL* >1-23 months: <2.9 ng/mL* 2-5 years: <2.3 ng/mL 6-10 years: <3.4 ng/mL 11-14 years: <5.0 ng/mL 15-18 years: <6.6 ng/mL 19-30 years: <13 ng/mL 31-40 years: <10 ng/mL 41-50 years: <8.0 ng/mL 51-60 years: <6.0 ng/mL > or =61 years: <5.0 ng/mL *Source: Dehydroepiandrosterone. In: Soldin SJ, Brugnara C, Wong Ed, eds. Pediatric Reference Ranges. 5th ed. AACC Press; 2005:75 For International System of Units (SI) conversion for Reference Values, seewww.mayocliniclabs.com/order-tests/si-unit-conversion.html | Elevated dehydroepiandrosterone (DHEA)/dehydroepiandrosterone sulfate (DHEAS) levels indicate increased adrenal androgen production. Mild elevations in adults are usually idiopathic, but levels 5-fold or more of the upper limit of normal can suggest the presence of an androgen-secreting adrenal tumor. DHEA/DHEAS levels are elevated in greater than 90% of patients with such tumors. This is particularly true for androgen-secreting adrenal carcinomas, as they have typically lost the ability to produce downstream androgens, such as testosterone. By contrast, androgen-secreting adrenal adenomas may also produce excess testosterone and secrete lesser amounts of DHEA/DHEAS. Patients with congenital adrenal hyperplasia (CAH) may show very high levels of DHEA/DHEAS, often 5-fold to 10-fold elevations. However, with the possible exception of 3 beta-hydroxysteroid dehydrogenase deficiency, other steroid analytes offer better diagnostic accuracy than DHEA/DHEAS measurements. Consequently, DHEA/DHEAS testing should not be used as the primary tool for CAH diagnosis. Similarly, discovering a high DHEA/DHEAS level in an infant or child with symptoms or signs of possible CAH should prompt additional testing, as should the discovery of very high DHEA/DHEAS levels in an adult. In the latter case, adrenal tumors need to be excluded and additional adrenal steroid profile testing may assist in diagnosing nonclassical CAH. For more information seeSteroid Pathways. | Currently the correlation of serum dehydroepiandrosterone (DHEA)/dehydroepiandrosterone sulfate (DHEAS) level withhuman well-being or disease risk factors have not beencompletely established. There are currently no established guidelines for DHEA/DHEASreplacement/supplementation therapy or its biochemicalmonitoring. In most settings, the value of DHEA/DHEAS therapyis doubtful. However, if DHEAS therapy is used, then it seemsprudent to avoid overtreatment, with its associatedhyperandrogenic effects. These are particularly likely tooccur in postmenopausal females if DHEA/DHEAS levelsapproach or exceed the upper reference range. Mostsupplements contain DHEA, but the in vivo conversion toDHEAS allows monitoring of either DHEA or DHEAS. | 1. Ibanez L, DiMartino-Nardi J, Potau N, Saenger P. Premature adrenarche-normal variant or forerunner of adult disease? Endocrine Rev. 2000;21(6):671-696 2. Collett-Solberg PF. Congenital adrenal hyperplasia: from genetics and biochemistry to clinical practice, Part I. Clin Pediatr (Phila). 2001;40(1):1-16 3. Allolio B, Arlt W. DHEA treatment: myth or reality? Trends Endocrinol Metab. 2002;13(7):288-294 4. Salek FS, Bigos KL, Kroboth PD. The influence of hormones and pharmaceutical agents on DHEA and DHEA-S concentrations: a review of clinical studies. J Clin Pharmacol. 2002;42(3):247-266 5. Bertholf RL, Cooper M, Winter WE. Adrenal Cortex.In: Rifai N, Horvath AR, Wittwer CT, eds. Tietz Textbook of Clinical Chemistry and Molecular Diagnostics. 6th ed. Elsevier; 2018:66 6. Ebeling P, Koivisto VA. Physiological importance of dehydro-epiandrosterone. Lancet. 1994;343(8911):1479-1481 7. Morales AJ, Nolan JJ, Nelson JC, Yen SS. Effects of replacement dose of dehydroepiandrosterone in men and women of advancing age. J Clin Endocrinol Metab. 1994;78(6):1360-1367 | High Performance Liquid Chromatography with Triple Quad Tandem Mass Spectrometer. Deuterated stable isotope ([D6]-DHEA) is added to a 0.4 mL serum sample as internal standard. The DHEA and internal standard are extracted from the sample by solid phase extraction. This is followed by conventional liquid chromatography on a Cohesive LX4 System and analysis on a tandem mass spectrometer equipped with a heated nebulizer ion source.(Unpublished Mayo Method) | 2 to 7 days | 2 weeks | This test was developed and its performance characteristics determined by Mayo Clinic in a manner consistent with CLIA requirements. It has not been cleared or approved by the US Food and Drug Administration. | 82626 | Dehydroepiandrosterone, S | 2193-1 | 81405 | Dehydroepiandrosterone, S | 2193-1
DHES1 | Dehydroepiandrosterone Sulfate, Serum | Diagnosis and differential diagnosis of hyperandrogenism (in conjunction with measurements of other sex steroids) An adjunct in the diagnosis of congenital adrenal hyperplasia Diagnosis and differential diagnosis of premature adrenarche | Immunoenzymatic Assay | Yes | Dehydroepiandrosterone Sulfate, S | Serum | Collection Container/Tube: Preferred:Serum gel Acceptable:Red top Submission Container/Tube:Plastic vial Specimen Volume:0.6 mL Collection Instructions:Centrifuge and aliquot serum into a plastic vial. | 0.5 mL | Dehydroepiandrosterone (DHEA) is the principal human C-19 steroid. DHEA has very low androgenic potency but serves as the major direct or indirect precursor for most sex steroids. DHEA is secreted by the adrenal gland and production is at least partly controlled by adrenocorticotropic hormone. The bulk of DHEA is secreted as a 3-sulfoconjugate (DHEA-S). Both hormones are albumin bound, but binding of DHEA-S is much tighter. In gonads and several other tissues, most notably skin, steroid sulfatases can convert DHEA-S back to DHEA, which can then be metabolized to stronger androgens and to estrogens. During pregnancy, DHEA-S and its 16-hydroxylated metabolites are secreted by the fetal adrenal gland in large quantities. They serve as precursors for placental production of the dominant pregnancy-related estrogen, estriol. Within weeks after birth, DHEA-S levels fall by 80% or more and remain low until the onset of adrenarche. Adrenarche is a poorly understood phenomenon peculiar to higher primates, which is characterized by a gradual rise in adrenal androgen production. It precedes puberty but is not causally linked to it. Early adrenarche is not associated with early puberty or with any reduction in final height or overt androgenization and is generally regarded as a benign condition, not needing intervention. However, girls with early adrenarche may be at increased risk of polycystic ovarian syndrome as adults, and some boys may develop early penile enlargement. Following adrenarche, DHEA-S levels increase until the age of 20, up to maximum levels roughly comparable to that observed at birth. Levels then decline over the next 40 to 60 years to around 20% of peak levels. The clinical significance of this age-related drop is unknown and trials of DHEA-S replacement in the elderly have not produced convincing benefits. However, in young and old patients with primary adrenal failure, the addition of DHEA-S to corticosteroid replacement has been shown in some studies to improve mood, energy, and sex drive. Elevated DHEA-S levels can cause symptoms or signs of hyperandrogenism in women. Men are usually asymptomatic, but through peripheral conversion of androgens to estrogens can occasionally experience mild estrogen excess. Most mild to moderate elevations in DHEA-S levels are idiopathic. However, pronounced elevations of DHEA-S may be indicative of androgen-producing adrenal tumors. In small children, congenital adrenal hyperplasia (CAH) due to 3 beta-hydroxysteroid deficiency is associated with excessive DHEA-S production. Lesser elevations may be observed in 21-hydroxylase deficiency (the most common form of CAH) and 11 beta-hydroxylase deficiency. By contrast, steroidogenic acute regulatory protein or 17 alpha-hydroxylase deficiencies are characterized by low DHEA-S levels. An initial workup in adults might also include total and bioavailable testosterone (TTBS / Testosterone, Total and Bioavailable, Serum) measurements. Depending on results, this may be supplemented with measurements of sex hormone-binding globulin (SHBG /Sex Hormone-Binding Globulin [SHBG], Serum) and occasionally other androgenic steroids (eg, 17-hydroxyprogesterone). | Mean,Age,Reference Range (mcg/dL), Stage I,>14 days,11-120, Stage II,11.5 years,14-323, Stage III,13.6 years,5.5-312, Stage IV,15.1 years,29-412, Stage V,18.0 years,104-468, Mean,Age,Reference Range (mcg/dL), Stage I,>14 days,16-96, Stage II,10.5 years,22-184, Stage III,11.6 years,11-296, Stage IV,12.3 years,17-343, Stage V,14.5 years,57-395, | Elevated dehydroepiandrosterone sulfate (DHEA-S) levels indicate increased adrenal androgen production. Mild elevations in adults are usually idiopathic, but levels of 600 mcg/dL or more can suggest the presence of an androgen-secreting adrenal tumor. DHEA-S levels are elevated in more than 90% of patients with such tumors, usually well above 600 mcg/dL. This is particularly true for androgen-secreting adrenal carcinomas, as they have typically lost the ability to produce down-stream androgens, such as testosterone. By contrast, androgen-secreting adrenal adenomas may also produce excess testosterone and secrete lesser amounts of DHEA-S. Patients with congenital adrenal hyperplasia (CAH) may show very high levels of DHEA-S, often 5- to 10-fold elevations. However, with the possible exception of 3 beta-hydroxysteroid dehydrogenase deficiency, other steroid analytes offer better diagnostic accuracy than DHEA-S measurements. Consequently, DHEA-S testing should not be used as the primary tool for CAH diagnosis. Similarly, discovering a high DHEA-S level in an infant or child with symptoms or signs of possible CAH should prompt additional testing, as should the discovery of very high DHEA-S levels in an adult. In the latter case, adrenal tumors need to be excluded and additional adrenal steroid profile testing may assist in diagnosing nonclassical CAH. Girls below the age of 7 to 8 and boys before age 8 to 9, who present with early development of pubic hair, or, in boys, penile enlargement, may be suffering from either premature adrenarche or premature puberty or both. Measurement of DHEA-S(DHES / Dehydroepiandrosterone Sulfate[DHEA-S], Serum), dehydroepiandrosterone (DHEA_ / Dehydroepiandrosterone[DHEA], Serum), and androstenedione (ANST / Androstenedione,Serum), alongside determination of sensitive estradiol (EEST / Estradiol, Serum), testosterone and bioavailable (TTBS / Testosterone, Total and Bioavailable, Serum), or free testosterone (TGRP / Testosterone, Total and Free, Serum), sex hormone-binding globulin (SHBG / Sex Hormone-Binding Globulin [SHBG], Serum), and luteinizing hormone (LH / Luteinizing Hormone [LH], Serum)/follicle-stimulating hormone (FSH / Follicle-Stimulating Hormone [FSH], Serum) levels will allow correct diagnosis in most cases. In premature adrenarche, only the adrenal androgens, chiefly DHEA-S, will be above prepubertal levels, whereas early puberty will also show a fall in SHBG levels and variable elevations of gonadotropins and gonadal sex-steroids above the prepuberty reference range. Levels of DHEA-S do not show significant diurnal variation. Many drugs and hormones can result in changes in DHEA-S levels. Whether any of these secondary changes in DHEA-S levels are of clinical significance and how they should be related to the established normal reference ranges is unknown. In most cases, the drug-induced changes are not large enough to cause diagnostic confusion, but when interpreting mild abnormalities in DHEA-S levels, drug and hormone interactions should be taken into account. Examples of drugs and hormones that can reduce DHEA-S levels include: insulin, oral contraceptive drugs, corticosteroids, central nervous system agents that induce hepatic enzymes (eg, carbamazepine, clomipramine, imipramine, phenytoin), many antilipemic drugs (eg, statins, cholestyramine), dopaminergic drugs (eg, levodopa/dopamine, bromocriptine), fish oil, and vitamin E. Drugs that may increase DHEA-S levels include metformin, troglitazone, prolactin, many neuroleptic drugs (by indirect implication)), danazol, calcium channel blockers (eg, diltiazem, amlodipine), and nicotine. | There are currently no established guidelines for dehydroepiandrosterone sulfate (DHEA-S) replacement or supplementation therapy or its biochemical monitoring. In most settings, the value of DHEA-S therapy is doubtful. However, if DHEA-S therapy is used, then it seems prudent to avoid overtreatment, with its associated hyperandrogenic effects. These are particularly likely to occur in postmenopausal females if DHEA-S levels approach or exceed the upper reference range. Most supplements contain dehydroepiandrosterone (DHEA), but the in vivo conversion to DHEA-S allows monitoring of either DHEA or DHEA-S. In rare cases, some individuals can develop antibodies to mouse or other animal antibodies (often referred to as human anti-mouse antibodies or heterophile antibodies) which may cause interference in some immunoassays. Caution should be used in interpretation of results and the laboratory should be alerted if the result does not correlate with the clinical presentation. | 1. Sciarra F, Tosti-Croce C, Toscano V. Androgen-secreting adrenal tumors.Minerva Endocrinol 1995;20:63-68 2. Young WF J.: Management approaches to adrenal incidentalomas-a view from Rochester, Minnesota. Endocrinol Metab Clin North Am 2000;21:671-696 3. Ibanez L, DiMartino-Nardi J, Potau N, Saenger P. Premature adrenarche-normal variant or forerunner of adult disease? Endocrine Reviews 2001;40:1-16 4. Collett-Solberg P. Congenital adrenal hyperplasia: from genetics and biochemistry to clinical practice, part I. Clin Pediatr 2001;40:1-16 5. Allolio B, Arlt W. DHEA treatment: myth or reality? Trends Endocrinol Metab 2002;13:288-294 6. Salek FS, Bigos KL, Kroboth PD. The influence of hormones and pharmaceutical agents on DHEA and DHEA-S concentrations: a review of clinical studies. J Clin Pharmacol 2002;42:247-266 7. Elmlinger MW, Kuhnel W, Ranke MB: Reference ranges for serum concentrations of lutropin (LH), follitropin (FSH), estradiol (E2), prolactin, progesterone, sex hormone binding globulin (SHBG), dehydroepiandrosterone sulfate (DHEA-S), cortisol and ferritin in neonates, children, and young adults. Clin Chem Lab Med 2002;40(11):1151-1160 8. Charoensri S, Chailurkit L, Muntham D, Bunnag P. Serum dehydroepiandrosterone sulfate in assessing the integrity of the hypothalamic-pituitary-adrenal axis. J Clin Transl Endocrinol. 2017 Jan 31;7:42-46. doi: 10.1016/j.jcte.2017.01.001 9. Al-Aridi R., Abdelmannan D., Arafah B.M. Biochemical diagnosis of adrenal insufficiency: the added value of dehydroepiandrosterone sulfate measurements.Endocr Pract.2011;17(2):261–270 10. Bancos I., Hahner S., Tomlinson J., Arlt W. Diagnosis and management of adrenal insufficiency.Lancet Diabetes Endocrinol.2015;3(3):216–226 | The Access DHEA-S assay is a competitive binding immunoenzymatic assay. A sample is added to a reaction vessel with paramagnetic particles coated with goat anti-rabbit:rabbit anti-DHEA-S and DHEA-S alkaline phosphatase conjugate in TRIS-buffered protein solution. After incubation in a reaction vessel, materials bound to the solid phase are held in a magnetic field while unbound materials are washed away. Then, the chemiluminescent substrate is added to the vessel and light generated by the reaction is measured with a luminometer. The light production is inversely proportional to the concentration of DHEA-S in the sample. The amount of analyte in the sample is determined from a stored, multipoint calibration curve.(Package insert: Access DHEA-S. Beckman Coulter Inc; 04/2023) | 1 to 3 days | 14 days | This test has been cleared, approved, or is exempt by the US Food and Drug Administration and is used per manufacturer's instructions. Performance characteristics were verified by Mayo Clinic in a manner consistent with CLIA requirements. | 82627 | Dehydroepiandrosterone Sulfate, S | 2191-5 | DHES1 | Dehydroepiandrosterone Sulfate, S | 2191-5
THCCR | Delta 9-Carboxy-Tetrahydrocannabinol (THC-COOH) Confirmation and Creatinine Ratio, Random, Urine | Measuring the delta-9carboxy-tetrahydrocannabinolto creatinine ratio to detect use oftetrahydrocannabinol | THCCU: Liquid Chromatography Tandem Mass Spectrometry (LC-MS/MS) CRETR: Enzymatic Colorimetric Assay | Yes | THC-COOH/Creatinine Ratio, U | Urine | Supplies:Urine Tubes, 10 mL (T068) Collection Container/Tube:Plastic urine container Submission Container/Tube:10-mL tube Specimen Volume:10 mL Collection Instructions: 1. Collect a random urine specimen. 2. Submit 10 mL in a plastic container. 3. No preservative. Additional Information: 1. No specimen substitutions. 2. Submitting less than 10 mL may compromise the ability to perform all necessary testing. 3. STAT requests arenot acceptedfor this test. | 6 mL | Delta-9-tetrahydrocannabinol (THC) is the active agent of the popularly abused/used drug, cannabis/marijuana. Following consumption of the drug, either by inhalation or ingestion, it is metabolized to a variety of inactive chemicals, one of them being delta-9-tetrahydrocannabinol carboxylic acid (delta-9-THC-COOH). For confirmation of abstinence, urine analysis is a useful tool.The presence of delta-9-THC-COOH is a strong indicator that a patient has used cannabis/marijuana. However, increases in urine delta-9-THC-COOH concentrations resulting from changes in urinary output may be mistakenly interpreted as new drug use rather than carryover from previous drug exposure.Individuals continue to excreteTHC-COOHdays after abstinence, and although concentrations generally decrease with time, the concentrations can fluctuate with levels of hydration. As a result, the division of urinarydelta-9-THC-COOHconcentrations by creatinine produces a metabolite/creatinine ratio that should decrease until a new episode of drug use occurs. Delta-9-THC-COOH/creatinine ratios of specimens collected over time can be compared to determine if new cannabis/marijuana use has occurred. | Carboxy-Tetrahydrocannabinol (THC): Not Detected Cutoff concentration: Delta-9 Carboxy-tetrahydrocannabinol by liquid chromatography tandem mass spectrometry: <5.0 ng/mL Creatinine: > or =18 years old: 16-326 mg/dL Reference values have not been established for patients who are younger than 18 years. | Delta-9 carboxy-tetrahydrocannabinol(delta-9-THC-COOH) and creatinine concentrations must be obtained for at least 2 urine specimens with a known time interval (1-7 days) between collections. Using these creatinine-normalized delta-9-THC-COOHconcentrations, a ratio is calculated between the concentration of any urine specimen (U2) divided by the concentration in a previously collected urine specimen (U1). The most conservative method for reporting new cannabis/marijuana use between collections would apply a U2/U1 decision ratio equal to the maxima listed in the Table. A more realistic decision ratio with reasonable certainty would be to use the 95% below limits in the same table. U2/U1 ratios above these limits would indicate new usage between those collection time points. Table. Adapted from Smith ML et al. for less than daily users of cannabis/marijuana.(1) Time interval between urine collections (hours) Maximum ratio (U2/U1) 95% Below (U2/U1) 0-23.9 6.29 1.42 24-47.9 2.27 1.01 48-71.9 1.47 0.853 72-95.9 1.63 0.595 96-119.9 0.555 0.347 120-143.9 0.197 0.146 144-167.9 0.080 0.073 | Nosignificant cautionary statements | 1.Smith ML, Barnes AJ, Huestis MA. Identifying new cannabis use with urine creatinine normalized THCCOOH concentrations and time intervals between specimen collections. J Anal Toxicol. 2009;33(4):185-9. doi:10.1093/jat/33.4.185 2.Huestis MA, Cone EJ. Differentiating new marijuana use from residual drug excretion in occasional marijuana users. J Anal Toxicol. 1998;22(6):445-54. doi:10.1093/jat/22.6.445 3. Langman LJ, Bechtel LK, Holstege CP. Clinical toxicology. In: Rifai N, Chiu RWK, Young I, Burnham CAD, Wittwer CT, eds. Tietz Textbook of Laboratory Medicine. 7th ed. Elsevier; 2023:chap 43 4.Delaney MP, Lamb EJ.Kidney disease. In: Rifai N, Horvath AR, Wittwer CT, eds: Tietz Textbook of Clinical Chemistry and Molecular Diagnostics. 6th ed. Elsevier; 2018:1256-1323 5. Meeusen J, Rule A, Voskoboev N, Baumann N, Lieske J. Performance of cystatin C- and creatinine-based estimated glomerular filtration rate equations depends on patient characteristics. Clin Chem.2015;61(10):1265-1272.doi:10.1373/clinchem.2015.243030 6. Newman DJ, Price CP. Renal function and nitrogen metabolites. In: Burtis CA, Ashwood ER, eds. Tietz Textbook of Clinical Chemistry. 3rd ed. WB Saunders Company; 1999:1204-1270 7. Kasiske BL, Keane WF. Laboratory assessment of renal disease: clearance, urinalysis, and renal biopsy. In: Brenner BM, ed. The Kidney. 6th ed. WB Saunders Company; 2000:1129-1170 | Delta-9 Carboxy-Tetrahydrocannabinol: Confirmation with quantification by liquid chromatography tandem mass spectrometry.(Unpublished Mayo method) Creatinine: The enzymatic method is based on the determination of sarcosine from creatinine with the aid of creatininase, creatinase, and sarcosine oxidase. The liberated hydrogen peroxide is measured via a modified Trinder reaction using a colorimetric indicator. Optimization of the buffer system and the colorimetric indicator enables the creatinine concentration to be quantified both precisely and specifically.(Package insert: Creatinine plus ver 2. Roche Diagnostics; V15.0, 03/2019) | 2 to 4 days | 14 days | This test was developed and its performance characteristics determined by Mayo Clinic in a manner consistent with CLIA requirements. It has not been cleared or approved by the US Food and Drug Administration. | 8257080349G0480, if appropriate | THC-COOH/Creatinine Ratio, U | 19055-3 | 616336 | THC-COOH/Creatinine Ratio | 19055-3
THCX | Delta-8 and Delta-9-Carboxy-Tetrahydrocannabinol (THC) Confirmation, Chain of Custody, Random, Urine | Detection and confirmation of drug use of cannabis/marijuana and to specifically identify and quantifydelta-8carboxy tetrahydrocannabinol (THC-COOH) and delta-9-THC-COOH Chain of custody is required whenever the results of testing could be used in a court of law. Its purpose is to protect the rights of the individual contributing the specimen by demonstrating that it was always under the control of personnel involved with testing the specimen; this control implies that the opportunity for specimen tampering would be limited. | Immunoassay/Liquid Chromatography Tandem Mass Spectrometry (LC-MS/MS) | Yes | Carboxy-THC Confirmation, CoC, U | Testing for adulterants will be performed on all chain of custody urine samples per regulatory requirements. | Supplies:Chain of Custody Kit (T282) Container/Tube: Chain-of-Custody Kit containing the specimen containers, seals, and documentation required. Specimen Volume:5 mL Collection Instructions:Collect specimen in the container provided, seal, and submit with the associated documentation to satisfy the legal requirements for chain-of-custody testing. | 0.5 mL | There are over 100 different cannabinoids in cannabis/marijuana. The main psychoactive cannabinoid is delta-9- tetrahydrocannabinol (delta-9-THC), which is the active agent of the popularly abused street drug, cannabis/marijuana.Delta-8 tetrahydrocannabinol (delta-8-THC) is another psychoactive substance found in theCannabis sativaplant, of whichcannabis/marijuanaand hemp are 2 varieties. Delta-8 THC is one of over 100 cannabinoids produced naturally by the cannabis plant but is not typically found in significant amounts in the plant itself. As a result, concentrated amounts of delta-8 THC are typically manufactured from hemp-derived cannabidiol. Following consumption of cannabis/marijuana, delta-9-THC metabolizes to a variety of inactive products, one of them being the carboxy metabolite (delta-9-THC-COOH). In almost all medico-legal cases or when the patient adamantly denies cannabis/marijuana use and the immunoassay test is positive, confirmation of the result by a definitive test is required. This test is a definitive, confirmatory test using liquid chromatography tandem mass spectrometry to identify and quantify delta-8-THC-COOH and delta-9-THC-COOH. Chain of custody is a record of the disposition of a specimen to document the personnel who collected, handled, and performed the analysis. When a specimen is submitted in this manner, analysis will be performed in such a way that it will withstand regular court scrutiny. | Not detected Positive results are reported with a quantitativeliquid chromatography tandem mass spectrometry(LC-MS/MS) result. Cutoff concentrations: IMMUNOASSAY SCREEN: <50 ng/mL DELTA-8 CARBOXY-TETRAHYDROCANNABINOL (THC) by LC-MS/MS: < 5.0 ng/mL DELTA-9 CARBOXY-TETRAHYDROCANNABINOL (THC) by LC-MS/MS: < 5.0 ng/mL | The presence of delta-8 and/or delta-9 carboxy tetrahydrocannabinol (THC-COOH) in urine is a strong indicator that the patient has used cannabis/marijuana. THC-COOH has a long half-life and can be detected in urine for more than 7 days after a single use. Chronic use causes accumulation of THC and THC-COOH in adipose tissue, such that it is excreted into the urine for as long as 30 to 60 days from the time chronic use is halted. | No significant cautionary statements | 1. Baselt RC: Disposition of Toxic Drugs and Chemicals in Man. 12th ed. Biomedical Publications; 2020 2. Langman LJ, Bechtel LK, Meier BM, Holstege C: Clinical toxicology. In: Rifai N, Horvath AR, Wittwer CT, eds. Tietz Textbook of Clinical Chemistry and Molecular Diagnostics. 6th ed. Elsevier; 2018:832-887 | This test includes immunoassay and confirmation with quantification by liquid chromatography tandem mass spectrometry (LC-MS/MS). The THC immunoassay is based on the kinetic interaction of microparticles in a solutio as measured by changes in light transmission. In the absence of sample drug, soluble drug conjugates bind to antibody-bound microparticles, causing the formation of particle aggregates. As the aggregation reaction proceeds in the absence of sample drug, the absorbance increases. When a urine sample contains the drug in question, this drug competes with the drug derivative conjugate for microparticle-bound antibody. Antibody bound to sample drug is no longer available to promote particle aggregation, and subsequent particle lattice formation is inhibited. The presence of sample drug diminishes the increasing absorbance in proportion to the concentration of drug in the sample. Sample drug content is determined relative to the value obtained for a known cutoff concentration of drug.(Package insert: THC2. Roche Diagnostics; 03/2022) Carboxy tetrahydrocannabinol (THC-COOH) is extracted from urine by making the urine alkaline to hydrolyze THC-COOH glucuronide. The hydrolyzed samples are diluted for analysis by LC-MS/MS) using selected ion monitoring.(Unpublished Mayo method) | 3 to 5 days | 2 weeks | This test was developed and its performance characteristics determined by Mayo Clinic in a manner consistent with CLIA requirements. It has not been cleared or approved by the US Food and Drug Administration. | 80349G0480 (if appropriate) | Carboxy-THC Confirmation, CoC, U | 102114-6 | 618771 | Delta-8 Carboxy-Tetrahydrocannabinol by LC-MS/MS | 20521-1
THCU | Delta-8 and Delta-9-Carboxy-Tetrahydrocannabinol (THC) Confirmation, Random, Urine | Detection and confirmation of drug use of cannabis/marijuana and to specifically identify and quantify delta-8-carboxy tetrahydrocannabinol (THC-COOH) and delta-9-THC-COOH | Liquid Chromatography Tandem Mass Spectrometry (LC-MS/MS) | Yes | Carboxy-THC Confirmation, U | Urine | Supplies:Sarstedt Aliquot Tube, 5 mL (T914) Collection Container Tube:Plastic urine container Submission Container/Tube:Plastic, 5-mL tube Specimen Volume:3 mL Collection Instructions: 1. Collect a random urine specimen. 2. No preservative. Additional Information: 1. No specimen substitutions. 2. STAT requests arenotacceptedfor this test. | 0.5 mL | There are over 100 different cannabinoids incannabis/marijuana. The main psychoactive cannabinoid is delta-9-tetrahydrocannabinol (delta-9-THC), which is the active agent of the popularly abused street drug,cannabis/marijuana.Delta-8 tetrahydrocannabinol (delta-8 THC) is another psychoactivesubstance found in theCannabis sativaplant, of whichcannabis/marijuanaand hemp are 2 varieties. Delta-8 THC is one of over 100 cannabinoids produced naturally by the cannabis plant but is not typically found in significant amounts in the plant itself. As a result, concentrated amounts of delta-8 THC are typically manufactured from hemp-derived cannabidiol. Following consumption ofcannabis/marijuana, delta-9-THC metabolizes to a variety of inactive products, one of them being the carboxy metabolite (delta-9-THC-COOH). In almost all medico-legal cases or when the patient adamantly deniescannabis/marijuanause and the immunoassay test is positive, confirmation of the result by a definitive test is required. This test is a definitive, confirmatory test using liquid chromatography tandem mass spectrometry to identify and quantify delta-8-THC-COOH and delta-9 THC-COOH. | Not Detected Cutoff concentration: DELTA-8 CARBOXY-TETRAHYDROCANNABINOL (THC) by LC-MS/MS: <5.0 ng/mL DELTA-9 CARBOXY-TETRAHYDROCANNABINOL (THC) by LC-MS/MS: <5.0 ng/mL | The presence of delta-8 and/or delta-9 carboxy tetrahydrocannabinol (THC-COOH) in urine is a strong indicator that the patient has used cannabis/marijuana. THC-COOH has a long half-life and can be detected in urine for more than 7 days after a single use. Chronic use causes accumulation of THC and THC-COOH in adipose tissue, such that it is excreted into the urine for as long as 30 to 60 days from the time chronic use is halted. | No significant cautionary statements | 1.Baselt RC. Disposition of Toxic Drugs and Chemicals in Man. 12th ed. Biomedical Publications; 2020 2. Langman LJ, Bechtel LK, Holstege CP. Clinical toxicology. In: Rifai N, Chiu RWK, Young I, Burnham CAD, Wittwer CT, eds. Tietz Textbook of Laboratory Medicine. 7th ed. Elsevier; 2023:chap 43 | Carboxy tetrahydrocannabinol (THC-COOH) is extracted from urine by making the urine alkaline to hydrolyze THC-COOH glucuronide. The hydrolyzed samples are diluted for analysis by liquid chromatography tandem mass spectrometry using selected ion monitoring.(Unpublished Mayo method) | 3 to 5 days | 2 weeks | This test was developed and its performance characteristics determined by Mayo Clinic in a manner consistent with CLIA requirements. It has not been cleared or approved by the US Food and Drug Administration. | 80349G0480 (if appropriate) | Carboxy-THC Confirmation, U | 20521-1 | 618770 | Delta-8 Carboxy-Tetrahydrocannabinol by LC-MS/MS | 20521-1
THCCU | Delta-9-Carboxy-Tetrahydrocannabinol Confirmation and Creatinine Ratio, Random, Urine | Measuring the delta-9carboxy-tetrahydrocannabinol (delta-9-THC-COOH) to creatinine ratio as apart of a profile | Only orderable as part of a profile. For more information see THCCR / Delta 9-Carboxy-Tetrahydrocannabinol (THC-COOH) Confirmation and Creatinine Ratio, Random, Urine Liquid Chromatography Tandem Mass Spectrometry (LC-MS/MS) | Yes | THC-COOH/Creatinine Ratio, U | Urine | Only orderable as part of a profile. For more information see THCCR / Delta 9-Carboxy-Tetrahydrocannabinol (THC-COOH) Confirmation and Creatinine Ratio, Random, Urine Supplies:Sarstedt Aliquot Tube, 5 mL (T914) Collection Container Tube:Plastic urine container Submission Container/Tube:Plastic, 5-mL tube Specimen Volume:3 mL Collection Instructions: 1. Collect a random urine specimen. 2. No preservative. Additional Information: 1. No specimen substitutions. 2. STAT requests arenotacceptedfor this test. | 0.5 mL | Delta-9-tetrahydrocannabinol (THC) is the active agent of the popularly abused/used drug, cannabis/marijuana. Following consumption of the drug, either by inhalation or ingestion, it is metabolized to a variety of inactive chemicals, one of them being delta-9-tetrahydrocannabinol carboxylic acid (delta-9-THC-COOH). For confirmation of abstinence, urine analysis is a useful tool.The presence of delta-9-THC-COOH is a strong indicator that a patient has used cannabis/marijuana. However, increases in urine delta-9-THC-COOH concentrations resulting from changes in urinary output may be mistakenly interpreted as new drug use rather than carryover from previous drug exposure.Individuals continue to excrete THC-COOH for days after abstinence, and although concentrations generally decrease with time, the concentrations can fluctuate with levels of hydration. As a result, the division of urinarydelta-9-THC-COOHconcentrations by creatinine produces a metabolite/creatinine ratio that should decrease until a new episode of drug use occurs. Delta-9-THC-COOH/creatinine ratios of specimens collected over time can be compared to determine if new cannabis/marijuana use has occurred. | Only orderable as part of a profile. For more information see THCCR / Delta 9-Carboxy-Tetrahydrocannabinol (THC-COOH) Confirmation and Creatinine Ratio, Random, Urine Not detected Cutoff concentration: <5.0 ng/mL | Delta-9 carboxy-tetrahydrocannabinol(delta-9-THC-COOH)and creatinine concentrations must be obtained for at least 2 urine specimens with a known time interval (1-7 days) between collections. Using these creatinine-normalized delta-9-THC-COOH concentrations, a ratio is calculated between the concentration of any urine specimen (U2) divided by the concentration in a previously collected urine specimen (U1). The most conservative method for reporting new cannabis/marijuana use between collections would apply a U2/U1 decision ratio equal to the maxima listed in Table 1. A more realistic decision ratio with reasonable certainty would be to use the 95% below limits in the same table. U2/U1 ratios above these limits would indicate new usage between those collection time points. Table 1. Adapted from Smith ML et al. for less than daily users of cannabis/marijuana.(1) Time interval between urine collections (hours) Maximum ratio (U2/U1) 95% Below (U2/U1) 0-23.9 6.29 1.42 24-47.9 2.27 1.01 48-71.9 1.47 0.853 72-95.9 1.63 0.595 96-119.9 0.555 0.347 120-143.9 0.197 0.146 144-167.9 0.080 0.073 | No significant cautionary statements | 1.Smith ML, Barnes AJ, Huestis MA. Identifying new cannabis use with urine creatinine normalized THCCOOH concentrations and time intervals between specimen collections. J Anal Toxicol. 2009;33(4):185-189. doi:10.1093/jat/33.4.185 2.Huestis MA, Cone EJ. Differentiating new marijuana use from residual drug excretion in occasional marijuana users. J Anal Toxicol. 1998;22(6):445-454. doi:10.1093/jat/22.6.445 3. Langman LJ, Bechtel LK, Holstege CP. Clinical toxicology. In: Rifai N, Chiu RWK, Young I, Burnham CAD, Wittwer CT, eds. Tietz Textbook of Laboratory Medicine. 7th ed. Elsevier; 2023:chap 43 | This test includes immunoassay and confirmation with quantification by liquid chromatography tandem mass spectrometry.(Unpublished Mayo method) | 3 to 5 days | 2 weeks | This test was developed and its performance characteristics determined by Mayo Clinic in a manner consistent with CLIA requirements. It has not been cleared or approved by the US Food and Drug Administration. | 80349G0480, if appropriate | THC-COOH/Creatinine Ratio, U | 19055-3 | 616336 | THC-COOH/Creatinine Ratio | 19055-3
DLL3 | Delta-Like 3 Protein (SP347), Semi-Quantitative Immunohistochemistry, Manual, Tissue | Diagnosis ofsmall cell lung carcinoma (SCLC), large cell neuroendocrine carcinoma (LCNEC), amongst other tumors | Immunohistochemistry (IHC) | Yes | DLL3(SP347)Semi-Quant IHC,Manual | Special | Specimen Type:Tissue Supplies: -Pathology Packaging Kit (T554) -Immunostain Technical Only Envelope (T693) Container/Tube:Immunostain Technical Only Envelope Collection Instructions:Formalin-fixed, paraffin-embedded tissue block; or 3 unstained glass, “positively charged” slides with 4-microns, formalin-fixed, paraffin-embedded tissue Additional Information:One slide will be stained with hematoxylin and eosin and returned. |  | Delta-like 3 protein (DLL3) is an atypical Notch ligand induced by the neuroendocrine transcription factor, ASCL-1.DLL3 is expressed on the cell membrane and in the cytoplasm of tumor cells. |  | Positivity for this test will require 50% or more of the tumor cells within a specimen to express delta-like 3 protein with an intensity ranging from 1 to 3+. | This test has been validated for non-decalcified paraffin embedded tissue specimens fixed in 10% neutral buffered formalin. This assay has not been validated on tissues subjected to the decalcification process and/or use of alternative fixatives for bone/bone marrow specimens or cell blocks. Age of a cut paraffin section can affect immunoreactivity. Stability thresholds vary widely among published literature and are antigen dependent. Best practice is for paraffin sections to be cut within 6 weeks. | 1. Saunders LR, Bankovich AJ, Anderson WC, et al. A DLL3-targeted antibody-drug conjugate eradicates high-grade pulmonary neuroendocrine tumor-initiating cells in vivo. Sci Transl Med. 2015;7(302):302ra136 2. Xie H, Boland JM, Maleszewski JJ, et al. Expression of delta-like protein 3 is reproducibly present in a subset of small cell lung carcinomas and pulmonary carcinoid tumors. Lung Cancer. 2019;135:73-79. doi:10.1016/j.lungcan.2019.07.016 3. Xie H, Kaye FJ, Isse K, et al. Delta-like protein 3 expression and targeting in merkel cell carcinoma. Oncologist. 2020;10:810-817. doi:10.1634/theoncologist.2019-0877 4. Magaki S, Hojat SA, Wei B, So A, Yong WH. An introduction to the performance of immunohistochemistry. Methods Mol Biol. 2019;1897:289-298. doi:10.1007/978-1-4939-8935-5_25 | Immunohistochemistry on sections of paraffin-embedded tissue.(Unpublished Mayo method) | 5 to 7 days | Until reported | This test was developed and its performance characteristics determined by Mayo Clinic in a manner consistent with CLIA requirements. It has not been cleared or approved by the US Food and Drug Administration. | 88360 | DLL3(SP347)Semi-Quant IHC,Manual | In Process | 603338 | Case Number | 80398-1
DMS2 | Dementia, Autoimmune/Paraneoplastic Evaluation, Serum | Investigating new onset dementia and cognitive impairment plus 1 or more of the following using serum specimens: -Rapid onset and progression -Fluctuating course -Psychiatric accompaniments (psychosis, hallucinations) -Movement disorder (myoclonus, tremor, dyskinesias) -Headache -Autoimmune stigmata (personal history or family history or signs of diabetes mellitus, thyroid disorder, vitiligo, poliosis [premature graying], myasthenia gravis, rheumatoid arthritis, systemic lupus erythematosus) -Smoking history (over 20 pack-years) or other cancer risk factors -History of cancer -Inflammatory cerebrospinal fluid -Neuroimaging findings atypical for degenerative etiology | AMPCS, CS2CS, LG1CS, DPPCS, GABCS, GFACS, IG5CS, GL1CS, NCDCS, AINCS, NFLCS, NFHCS, NMDCS, T46CS: Cell Binding Assay (CBA) AGN1S, AGNTS, AMPIS, AMPHS, APHTS, ANN1S, AN1TS, ANN2S, AN2TS, ANN3S, AN3TS, CRMS, CRMTS, DPPTS, GABIS, GFAIS, GFATS, IG5TS, GL1IS, GL1TS, NCDIS, NCDTS, NIFIS, NIFTS, NMDIS, PCAB2, PC2TS, PCATR, PCTTS, PDEIS, PDETS, T46IS, T46TS: Indirect Immunofluorescence Assay (IFA) GD65S: Radioimmunoassay (RIA) CRMWS: Western Blot (WB) AGNBS, AMIBS, AN1BS, AN2BS, PCTBS: Immunoblot (IB) | Yes | Dementia, Autoimm/Paraneo, S | If the indirect immunofluorescence assay (IFA) pattern suggests antiglial nuclear antibody (AGNA)-1, then the AGNA-1 immunoblot and AGNA-1 IFA titer will be performed at an additional charge. | Patient Preparation: 1.For optimal antibody detection, specimen collection is recommended before initiation of immunosuppressant medication or intravenous immunoglobulin treatment. 2. For 24 hours before specimen collection, patientshould notreceive general anesthetic or take muscle-relaxant drugs. Supplies:Sarstedt Aliquot Tube, 5 mL (T914) Collection Container/Tube: Preferred:Red top Acceptable:Serum gel Submission Container/Tube:Plastic vial Specimen Volume:4 mL Collection Instructions:Centrifuge and aliquot serum into a plastic vial. | 2.5 mL | The rapid identification of subacute cognitive decline as autoimmune dementia facilitates optimum treatment with immunotherapy and an expedited search for a limited stage of cancer in some patients. Traditionally, neurologists have been reluctant to consider a diagnosis of an autoimmune cognitive disorder in the absence of delirium. However, some recent case series and clinical-serologic observations have suggested a growing appreciation for autoimmune neurologic disorders presenting with features of a rapidly progressive dementia rather than delirium. These disorders can affect all age groups. Unfortunately, these potentially reversible conditions may be misdiagnosed as being progressive neurodegenerative (currently irreversible) disorders with devastating consequences for the patient. In the evaluation of a patient with cognitive decline, clinicians should consider the possibility of an autoimmune etiology on their list of differential diagnoses. The importance of not overlooking this possibility rests in the experience that these patients have a potentially immunotherapy-responsive, reversible disorder. The development and widespread availability of neural antibody marker testing has changed this perspective so that other presenting symptoms, such as personality change, executive dysfunction, and psychiatric symptoms, are increasingly recognized in an autoimmune context. Clues that are helpful in identifying patients with an autoimmune dementia can be summarized as a triad of: -Suspicious clinical features (a subacute onset of symptoms, a rapidly progressive course, and fluctuating symptoms) and radiological findings -Detection of cerebrospinal fluid (CSF) or serological biomarkers of autoimmunity -Response to immunotherapy Detection of neural autoantibodies in serum or CSF serves 2 purposes; to inform the physician of a likely autoimmune etiology and to raise suspicion for a paraneoplastic cause. The neurological associations of neural autoantibodies tend to be diverse and multifocal, although certain syndromic associations may apply. For example, LGI1 (leucine-rich, glioma inactivated 1) antibody was initially considered to be specific for autoimmune limbic encephalitis, but, over time, other presentations have been reported, including rapidly progressive course of cognitive decline mimicking neurodegenerative dementia. Since neurological presentations are often multifocal and diverse, comprehensive antibody testing is usually more informative than testing for 1 or 2 selected antibodies. Some of the antibodies are highly predictive of an unsuspected underlying cancer. For example, small-cell lung carcinoma (antineuronal nuclear antibody-type 1 [ANNA-1]; collapsin response-mediator protein-5 neuronal [CRMP-5-IgG]), ovarian teratoma (N-methyl-D-aspartate receptor: NMDA-R), and thymoma (CRMP-5 IgG). Also, a profile of seropositivity for multiple autoantibodies may be informative for cancer type. For example, in a patient presenting with a rapidly progressive dementia who has CRMP-5-IgG, and subsequent testing reveals muscle acetylcholine receptor (AChR) binding antibody, the findings should raise a high suspicion for thymoma. If an associated tumor is found, its resection or ablation optimizes the neurological outcome. Antibody testing on CSF is additionally helpful, particularly when serum testing is negative, although, in some circumstances, testing both serum and CSF simultaneously is pertinent. Testing of CSF is recommended for some antibodies (eg, NMDA-R antibody and glial fibrillary acidic protein [GFAP]-IgG) because CSF testing is more sensitive and specific. | Test ID,Reporting name,Methodology,Reference value, ADMSI,Dementia, Interpretation, S,Medical interpretation,Interpretive report, AMPCS,AMPA-R Ab CBA, S,CBA,Negative, AMPHS,Amphiphysin Ab, S,IFA,<1:240, AGN1S,Anti-Glial Nuclear Ab, Type 1,IFA,<1:240, ANN1S,Anti-Neuronal Nuclear Ab, Type 1,IFA,<1:240, ANN2S,Anti-Neuronal Nuclear Ab, Type 2,IFA,<1:240, ANN3S,Anti-Neuronal Nuclear Ab, Type 3,IFA,<1:240, CS2CS,CASPR2-IgG CBA, S,CBA,Negative, CRMS,CRMP-5-IgG, S,IFA,<1:240, DPPCS,DPPX Ab CBA, S,CBA,Negative, GABCS,GABA-B-R Ab CBA, S,CBA,Negative, GD65S,GAD65 Ab Assay, S,RIA,< or =0.02 nmol/LReference values apply to all ages., GFAIS,GFAP IFA, S,IFA,Negative, IG5CS,IgLON5 CBA, S,CBA,Negative, LG1CS,LGI1-IgG CBA, S,CBA,Negative, GL1IS,mGluR1 Ab IFA, S,IFA,Negative, NCDIS,Neurochondrin IFA, S,IFA,Negative, NIFIS,NIF IFA, S,IFA,Negative, NMDCS,NMDA-R Ab CBA, S,CBA,Negative, PCAB2,Purkinje Cell Cytoplasmic Ab Type 2,IFA,<1:240, PCATR,Purkinje Cell Cytoplasmic Ab Type Tr,IFA,<1:240, PDEIS,PDE10A Ab IFA, S,IFA,Negative, T46IS,TRIM46 IFA, S,IFA,Negative, Test ID,Reporting name,Methodology,Reference value, AGNBS,AGNA-1 Immunoblot, S,IB,Negative, AGNTS,AGNA-1 Titer, S,IFA,<1:240, AINCS,Alpha Internexin CBA, S,CBA,Negative, AMPIS,AMPA-R Ab IF Titer Assay, S,IFA,<1:240, AMIBS,Amphiphysin Immunoblot, S,IB,Negative, AN1BS,ANNA-1 Immunoblot, S,IB,Negative, AN1TS,ANNA-1 Titer, S,IFA,<1:240, AN2BS,ANNA-2 Immunoblot, S,IB,Negative, AN2TS,ANNA-2 Titer, S,IFA,<1:240, AN3TS,ANNA-3 Titer, S,IFA,<1:240, APHTS,Amphiphysin Ab Titer, S,IFA,<1:240, CRMTS,CRMP-5-IgG Titer, S,IFA,<1:240, CRMWS,CRMP-5-IgG Western Blot, S,WB,Negative, DPPTS,DPPX Ab IFA Titer, S,IFA,<1:240, GABIS,GABA-B-R Ab IF Titer Assay, S,IFA,<1:240, GFACS,GFAP CBA, S,CBA,Negative, GFATS,GFAP IFA Titer, S,IFA,<1:240, IG5TS,IgLON5 IFA Titer, S,IFA,<1:240, GL1CS,mGluR1 Ab CBA, S,CBA,Negative, GL1TS,mGluR1 Ab IFA Titer, S,IFA,<1:240, NCDCS,Neurochondrin CBA, S,CBA,Negative, NCDTS,Neurochondrin IFA Titer, S,IFA,<1:240, NFHCS,NIF Heavy Chain CBA, S,CBA,Negative, NIFTS,NIF IFA Titer, S,IFA,<1:240, NFLCS,NIF Light Chain CBA, S,CBA,Negative, NMDIS,NMDA-R Ab IF Titer Assay, S,IFA,<1:240, PC2TS,PCA-2 Titer, S,IFA,<1:240, PCTTS,PCA-Tr Titer, S,IFA,<1:240, PCTBS,PCA-Tr Immunoblot, S,IB,Negative, PDETS,PDE10A Ab IFA Titer, S,IFA,<1:240, T46CS,TRIM46 CBA, S,CBA,Negative, T46TS,TRIM46 IFA Titer, S,IFA,<1:240, | Antibodies specific for neuronal, glial, or muscle proteins are valuable serological markers of autoimmune epilepsy and of a patient's immune response to cancer. These autoantibodies are not found in healthy subjects and are usually accompanied by subacute neurological symptoms and signs. It is not uncommon for more than 1 of the following autoantibodies to be detected in patients with autoimmune dementia: -Plasma membrane antibodies (N-methyl-D-aspartate [NMDA] receptor; 2-amino-3-[5-methyl-3-oxo-1,2-oxazol-4-yl] propanoic acid [AMPA] receptor; gamma-amino butyric acid [GABA-B] receptor). These autoantibodies are all potential effectors of dysfunction. -Neuronal nuclear autoantibody, type 1 (ANNA-1) or type 3 (ANNA-3). -Neuronal or muscle cytoplasmic antibodies (amphiphysin, Purkinje cell antibody-type 2 [PCA-2], collapsin response-mediator protein-5 neuronal [CRMP-5-IgG], or glutamic acid decarboxylase [GAD65] antibody). | Negative results do not exclude autoimmune dementia or cancer. This test does not detect Ma1 or Ma2 antibodies (also known as MaTa). Ma2 antibody has been described in patients with brainstem and limbic encephalitis in the context of testicular germ cell neoplasms. Scrotal ultrasound is advisable in men who present with unexplained subacute encephalitis. Intravenous immunoglobulin (IVIg) treatment prior to the serum collection may cause a false-positive result. | 1. Sechi E, Flanagan EP. Diagnosis and management of autoimmune dementia. Curr Treat Options Neurol. 2019;21(3):11. Published 2019 Feb 27. doi:10.1007/s11940-019-0550-9 2. Bastiaansen AEM, van Steenhoven RW, de Bruijn MAAM, et al. Autoimmune encephalitis resembling dementia syndromes. Neurol Neuroimmunol Neuroinflamm. 2021;8(5):e1039. Published 2021 Aug 2. doi:10.1212/NXI.0000000000001039 3. Flanagan EP, Geschwind MD, Lopez-Chiriboga AS, et al. Autoimmune encephalitis misdiagnosis in adults. JAMA Neurol. 2023;80(1):30-39. doi:10.1001/jamaneurol.2022.4251 4. Orozco E, Valencia-Sanchez C, Britton J, et al. Autoimmune encephalitis criteria in clinical practice. Neurol Clin Pract. 2023;13(3):e200151. doi:10.1212/CPJ.0000000000200151 5. Bastiaansen AEM, van Steenhoven RW, Te Vaarwerk ES, et al. Antibodies associated with autoimmune encephalitis in patients with presumed neurodegenerative dementia. Neurol Neuroimmunol Neuroinflamm. 2023;10(5):e200137. Published 2023 Jun 13. doi:10.1212/NXI.0000000000200137 | Indirect Immunofluorescence Assay: The patient's sample is tested by a standardized immunofluorescence assay that uses a composite frozen section of mouse cerebellum, kidney, and gut tissues. After incubation with sample and washing, fluorescein-conjugated goat-antihuman IgG is applied. Neuron-specific autoantibodies are identified by their characteristic fluorescence staining patterns. Samples that are scored positive for any neuronal nuclear or cytoplasmic autoantibody are titrated to an endpoint. Interference by coexisting non-neuron-specific autoantibodies can usually be eliminated by serologic absorption.(Honorat JA, Komorowski L, Josephs KA, et al. IgLON5 antibody: neurological accompaniments and outcomes in 20 patients. Neurol Neuroimmunol Neuroinflamm. 2017;4(5):e385. doi:10.1212/NXI.0000000000000385) Radioimmunoassay: (125)I-labeled recombinant human antigens or labeled receptors are incubated with patient specimen. After incubation, anti-human IgG is added to form an immunoprecipitate. The amount of (125)I-labeled antigen in the immunoprecipitate is measured using a gamma-counter. The amount of gamma emission in the precipitate is proportional to the amount of antigen-specific IgG in the specimen. Results are reported as units of precipitated antigen (nmol) per liter of patient sample.(Griesmann GE, Kryzer TJ, Lennon VA: Autoantibody profiles of myasthenia gravis and Lambert-Eaton myasthenic syndrome. In: Rose NR, Hamilton RG, eds. Manual of Clinical and Laboratory Immunology. 6th ed. ASM Press; 2002:1005-1012; Walikonis JE, Lennon VA. Radioimmunoassay for glutamic acid decarboxylase [GAD65] autoantibodies as a diagnostic aid for stiff-man syndrome and a correlate of susceptibility to type 1 diabetes mellitus. Mayo Clin Proc. 1998;73[12]:1161-1166; Jones AL, Flanagan EP, Pittock SJ, et al. Responses to and outcomes of treatment of autoimmune cerebellar ataxia in adults.JAMA Neurol. 2015;72[11]:1304-1312. doi:10.1001/jamaneurol.2015.2378) Western Blot: Neuronal antigens extracted aqueously from adult rat cerebellum, full-length recombinant human collapsin response-mediator protein-5 (CRMP-5), or full-length recombinant human amphiphysin protein is denatured, reduced, and separated by electrophoresis on 10% polyacrylamide gel. IgG is detected autoradiographically by enhanced chemiluminescence.(Yu Z, Kryzer TJ, Griesmann GE, et al. CRMP-5 neuronal autoantibody: marker of lung cancer and thymoma-related autoimmunity. Ann Neurol. 2001;49[2]:146-154; Dubey D, Jitprapaikulsan J, Bi H, et al. Amphiphysin-IgG autoimmune neuropathy: A recognizable clinicopathologic syndrome. Neurology. 2019;93[20]:e1873-e1880. doi:10.1212/WNL.0000000000008472) Immunoblot: All steps are performed at room temperature (18-28 degrees C) utilizing the EUROBlot One instrument. Diluted patient serum (1:101) is added to test strips (strips containing recombinant antigen manufactured and purified using biochemical methods) in individual channels and incubated for 30 minutes. Positive serums will bind to the purified recombinant antigen and negative serums will not bind. Strips are washed to remove unbound serum antibodies and then incubated with anti-human IgG antibodies (alkaline phosphatase-labelled) and incubated for 30 minutes. The strips are again washed to remove unbound anti-human IgG antibodies and nitroblue tetrazolium chloride/5-bromo-4-chloro-3-indolylphosphate (NBT/BCIP) substrate is added. Alkaline phosphatase enzyme converts the soluble substrate into a colored insoluble product on the membrane to produces a black band. Strips are digitized via picture capture on the EUROBlot One instrument and evaluated with the EUROLineScan software.(O'ConnorK, Waters P, Komorowski L, et al. GABAA receptor autoimmunity: A multicenter experience. Neurol Neuroimmunol Neuroinflamm. 2019;6[3]:e552. doi:10.1212/NXI.0000000000000552) Cell-Binding Assay: Patient specimen is applied to a composite slide containing transfected and nontransfected HEK-293 cells. After incubation and washing, fluorescein-conjugated goat-antihuman IgG is applied to detect the presence of patient IgG binding.(Package insert: IIFT: Neurology Mosaics, Instructions for the indirect immunofluorescence test. EUROIMMUN; FA_112d-1_A_UK_C13, 02/2019) | 8 to 12 days | 28 days | This test was developed and its performance characteristics determined by Mayo Clinic in a manner consistent with CLIA requirements. It has not been cleared or approved by the US Food and Drug Administration. | 86255 x 218634184182-AGNBS (if appropriate)86256 AGNTS (if appropriate)86255-AINCS (if appropriate)86256-AMPIS (if appropriate)84182-AMIBS (if appropriate)84182-AN1BS (if appropriate)86256-AN1TS (if appropriate)84182-AN2BS (if appropriate)86256-AN2TS (if appropriate)86256-AN3TS (if appropriate)86256-APHTS (if appropriate)86256-CRMTS (if appropriate)84182-CRMWS (if appropriate)86256-DPPTS (if appropriate)86256-GABIS (if appropriate)86255-GFACS (if appropriate)86256-GFATS (if appropriate)86256-IG5TS (if appropriate)86255-GL1CS (if appropriate)86256-GL1TS (if appropriate)86255-NCDCS (if appropriate)86256-NCDTS (if appropriate)86255-NFHCS (if appropriate)86256-NIFTS (if appropriate)86255-NFLCS (if appropriate)86256-NMDIS (if appropriate)86256-PC2TS (if appropriate)84182-PCTBS (if appropriate)86256-PCTTS (if appropriate)86256 PDETS (if appropriate)86255 T46CS (if appropriate)86256 T46TS (if appropriate) | Dementia, Autoimm/Paraneo, S | 94696-2 | 620068 | PDE10A Ab IFA, S | 103842-1
DMC2 | Dementia, Autoimmune/Paraneoplastic Evaluation, Spinal Fluid | Investigating new onset dementia and cognitive impairmentplus1 or more of the following accompaniments using cerebrospinal fluid specimens: -Rapid onset and progression -Fluctuating course -Psychiatric accompaniments (psychosis, hallucinations) -Movement disorder (myoclonus, tremor, dyskinesias) -Headache -Autoimmune stigmata (personal history or family history or signs of diabetes mellitus, thyroid disorder, vitiligo, poliosis [premature graying], myasthenia gravis, rheumatoid arthritis, systemic lupus erythematosus) -Smoking history (20 or more pack-years) or other cancer risk factors -History of cancer -Inflammatory cerebrospinal fluid -Neuroimaging findings atypical for degenerative etiology | AGN1C, AGNTC, AMPIC, AMPHC, APHTC, ANN1C, AN1TC, ANN2C, AN2TC, ANN3C, AN3TC, CRMTC, CRMC, DPPTC, GABIC, GFAIC, GFATC, IG5TC, GL1IC, GL1TC, NCDIC, NCDTC, NIFIC, NIFTC, NMDIC, PCA2C, PC2TC, PCTRC, PCTTC, PDEIC, PDETC, T46IC, T46TC: Indirect Immunofluorescence Assay (IFA) AMPCC, CS2CC, DPPCC, GABCC, GFACC, IG5CC, LG1CC, GL1CC, NCDCC, AINCC, NFLCC, NFHCC, NMDCC, T46CC: Cell Binding Assay (CBA) AGNBC, AMIBC, AN1BC, AN2BC, PCTBC: Immunoblot (IB) CRMWC: Western Blot (WB) GD65C: Radioimmunoassay (RIA) | Yes | Dementia, Autoimm/Paraneo, CSF | If the indirect immunofluorescence assay (IFA) pattern suggestsantiglial nuclear antibody(AGNA)-1 antibody, then AGNA-1 immunoblot and AGNA-1 titer will be performed at an additional charge. | Container/Tube:Sterile vial Preferred:Collection vial number 1 Acceptable:Any collection vial Specimen Volume:4 mL | 2 mL | The rapid identification of subacute cognitive decline as autoimmune dementia facilitates optimum treatment with immunotherapy and an expedited search for a limited stage of cancer in some patients. Traditionally, neurologists have been reluctant to consider a diagnosis of an autoimmune cognitive disorder in the absence of delirium. However, some recent case series and clinical-serologic observations have suggested a growing appreciation for autoimmune neurologic disorders presenting with features of a rapidly progressive dementia rather than delirium. These disorders can affect all age groups. Unfortunately, these potentially reversible conditions may be misdiagnosed as being progressive neurodegenerative (currently irreversible) disorders with devastating consequences for the patient. In the evaluation of a patient with cognitive decline, clinicians should consider the possibility of an autoimmune etiology on their list of differential diagnoses. The importance of not overlooking this possibility rests in the experience that these patients have a potentially immunotherapy-responsive, reversible disorder. The development and widespread availability of neural antibody marker testing has changed this perspective so that other presenting symptoms, such as personality change, executive dysfunction, and psychiatric symptoms, are increasingly recognized in an autoimmune context. Clues that are helpful in identifying patients with an autoimmune dementia can be summarized as a triad of: -Suspicious clinical features (a subacute onset of symptoms, a rapidly progressive course, and fluctuating symptoms) and radiological findings -Detection of cerebrospinal fluid (CSF) or serological biomarkers of autoimmunity -Response to immunotherapy Detection of neural autoantibodies in serum or CSF serves 2 purposes; to inform the physician of a likely autoimmune etiology and to raise suspicion for a paraneoplastic cause. The neurological associations of neural autoantibodies tend to be diverse and multifocal, although certain syndromic associations may apply. For example, LGI1 (leucine-rich, glioma inactivated 1) antibody was initially considered to be specific for autoimmune limbic encephalitis, but, over time, other presentations have been reported, including rapidly progressive course of cognitive decline mimicking neurodegenerative dementia. Since neurological presentations are often multifocal and diverse, comprehensive antibody testing is usually more informative than testing for 1 or 2 selected antibodies. Some of the antibodies are highly predictive of an unsuspected underlying cancer. For example, small-cell lung carcinoma (antineuronal nuclear antibody-type 1 [ANNA-1]; collapsin response-mediator protein-5 neuronal [CRMP-5-IgG]), ovarian teratoma (N-methyl-D-aspartate receptor: NMDA-R), and thymoma (CRMP-5 IgG). Also, a profile of seropositivity for multiple autoantibodies may be informative for cancer type. For example, in a patient presenting with a rapidly progressive dementia who has CRMP-5-IgG, and subsequent testing reveals muscle acetylcholine receptor (AChR) binding antibody, the findings should raise a high suspicion for thymoma. If an associated tumor is found, its resection or ablation optimizes the neurological outcome. Antibody testing on CSF is additionally helpful particularly when serum testing is negative, although, in some circumstances, testing both serum and CSF simultaneously is pertinent. Testing of CSF is recommended for some antibodies (eg, NMDA-R antibody and glial fibrillary acidic protein [GFAP]-IgG) because CSF testing is more sensitive and specific. | Test ID,Reporting name,Methodology*,Reference value, ADMCI,Dementia, Interpretation, CSF,Medical interpretation,Interpretive report, AMPCC,AMPA-R Ab CBA, CSF,CBA,Negative, AMPHC,Amphiphysin Ab, CSF,IFA,Negative, AGN1C,Anti-Glial Nuclear Ab, Type 1,IFA,Negative, ANN1C,Anti-Neuronal Nuclear Ab, Type 1,IFA,Negative, ANN2C,Anti-Neuronal Nuclear Ab, Type 2,IFA,Negative, ANN3C,Anti-Neuronal Nuclear Ab, Type 3,IFA,Negative, CS2CC,CASPR2-IgG CBA, CSF,CBA,Negative, CRMC,CRMP-5-IgG, CSF,IFA,Negative, DPPCC,DPPX Ab CBA, CSF,CBA,Negative, GABCC,GABA-B-R Ab CBA, CSF,CBA,Negative, GD65C,GAD65 Ab Assay, CSF,RIA,< or =0.02 nmol/LReference values apply to all ages., GFAIC,GFAP IFA, CSF,IFA,Negative, IG5CC,IgLON5 CBA, CSF,CBA,Negative, LG1CC,LGI1-IgG CBA, CSF,CBA,Negative, NCDIC,Neurochondrin IFA, CSF,IFA,Negative, GL1IC,mGluR1 Ab IFA, CSF,IFA,Negative, NIFIC,NIF IFA, CSF,IFA,Negative, NMDCC,NMDA-R Ab CBA, CSF,CBA,Negative, PCTRC,Purkinje Cell Cytoplasmc Ab Type Tr,IFA,Negative, PCA2C,Purkinje Cell Cytoplasmic Ab Type 2,IFA,Negative, PDEIC,PDE10A Ab IFA, CSF,IFA,Negative, T46IC,TRIM46 IFA, CSF,IFA,Negative, Test ID,Reporting name,Methodology*,Reference value, AGNBC,AGNA-1 Immunoblot, CSF,IB,Negative, AGNTC,AGNA-1 Titer, CSF,IFA,<1:2, AINCC,Alpha Internexin CBA, CSF,CBA,Negative, AMPIC,AMPA-R Ab IF Titer Assay, CSF,IFA,<1:2, AMIBC,Amphiphysin Immunoblot, CSF,IB,Negative, AN1BC,ANNA-1 Immunoblot, CSF,IB,Negative, AN1TC,ANNA-1 Titer, CSF,IFA,<1:2, AN2BC,ANNA-2 Immunoblot, CSF,IB,Negative, AN2TC,ANNA-2 Titer, CSF,IFA,<1:2, AN3TC,ANNA-3 Titer, CSF,IFA,<1:2, APHTC,Amphiphysin Ab Titer, CSF,IFA,<1:2, CRMTC,CRMP-5-IgG Titer, CSF,IFA,<1:2, CRMWC,CRMP-5 Western Blot, CSF,WB,Negative, DPPTC,DPPX Ab IFA Titer, CSF,IFA,<1:2, GABIC,GABA-B-R Ab IF Titer Assay, CSF,IFA,<1:2, GFACC,GFAP CBA, CSF,CBA,Negative, GFATC,GFAP IFA Titer, CSF,IFA,<1:2, IG5TC,IgLON5 IFA Titer, CSF,IFA,<1:2, GL1CC,mGluR1 Ab CBA, CSF,CBA,Negative, GL1TC,mGluR1 Ab IFA Titer, CSF,IFA,<1:2, NCDCC,Neurochondrin CBA, CSF,CBA,Negative, NCDTC,Neurochondrin IFA Titer, CSF,IFA,<1:2, NFHCC,NIF Heavy Chain CBA, CSF,CBA,Negative, NIFTC,NIF IFA Titer, CSF,IFA,<1:2, NFLCC,NIF Light Chain CBA, CSF,CBA,Negative, NMDIC,NMDA-R Ab IF Titer Assay, CSF,IFA,<1:2, PC2TC,PCA-2 Titer, CSF,IFA,<1:2, PCTBC,PCA-Tr Immunoblot, CSF,IB,Negative, PCTTC,PCA-Tr Titer, CSF,IFA,<1:2, PDETC,PDE10A Ab IFA Titer, CSF,IFA,<1:2, T46CC,TRIM46 CBA, CSF,CBA,Negative, T46TC,TRIM46 IFA Titer, CSF,IFA,<1:2, | Antibodies specific for neuronal, glial, or muscle proteins are valuable serological markers of autoimmune epilepsy and of a patient's immune response to cancer. These autoantibodies are not found in healthy subjects and are usually accompanied by subacute neurological symptoms and signs. It is not uncommon for more than 1 of the following autoantibodies to be detected in patients with autoimmune dementia: -Plasma membrane antibodies (N-methyl-D-aspartate [NMDA] receptor; 2-amino-3-[5-methyl-3-oxo-1,2- oxazol-4-yl] propanoic acid [AMPA] receptor; gamma-amino butyric acid [GABA]-B receptor). These autoantibodies are all potential effectors of dysfunction. -Neuronal nuclear autoantibody type 1 (ANNA-1) or type 3 (ANNA-3) -Neuronal or muscle cytoplasmic antibodies (amphiphysin, Purkinje cell antibody-type 2 [PCA-2], collapsin response-mediator protein-5 neuronal [CRMP-5-IgG], or glutamic acid decarboxylase [GAD65] antibody). | Negative results do not exclude autoimmune dementia or cancer. This evaluation does not detect Ma1 or Ma2 antibodies (also known as MaTa). Ma2 antibody has been described in patients with brainstem and limbic encephalitis in the context of testicular germ cell neoplasms. Scrotal ultrasound is advisable in men who present with unexplained subacute encephalitis. | 1. Sechi E, Flanagan EP. Diagnosis and management of autoimmune dementia. Curr Treat Options Neurol. 2019;21(3):11. Published 2019 Feb 27. doi:10.1007/s11940-019-0550-9 2. Bastiaansen AEM, van Steenhoven RW, de Bruijn MAAM, et al. Autoimmune encephalitis resembling dementia syndromes. Neurol Neuroimmunol Neuroinflamm. 2021;8(5):e1039. Published 2021 Aug 2. doi:10.1212/NXI.0000000000001039 3. Flanagan EP, Geschwind MD, Lopez-Chiriboga AS, et al. Autoimmune encephalitis misdiagnosis in adults. JAMA Neurol. 2023;80(1):30-39. doi:10.1001/jamaneurol.2022.4251 4. Orozco E, Valencia-Sanchez C, Britton J, et al. Autoimmune encephalitis criteria in clinical practice. Neurol Clin Pract. 2023;13(3):e200151. doi:10.1212/CPJ.0000000000200151 5. Bastiaansen AEM, van Steenhoven RW, Te Vaarwerk ES, et al. Antibodies associated with autoimmune encephalitis in patients with presumed neurodegenerative dementia. Neurol Neuroimmunol Neuroinflamm. 2023;10(5):e200137. Published 2023 Jun 13. doi:10.1212/NXI.0000000000200137 | Indirect Immunofluorescence Assay: The patient's sample is tested by a standardized immunofluorescence assay that uses a composite frozen section of mouse cerebellum, kidney, and gut tissues. After incubation with sample and washing, fluorescein-conjugated goat-antihuman IgG is applied. Neuron-specific autoantibodies are identified by their characteristic fluorescence staining patterns. Samples that are scored positive for any neuronal nuclear or cytoplasmic autoantibody are titrated to an endpoint. Interference by coexisting non-neuron-specific autoantibodies can usually be eliminated by serologic absorption.(Honorat JA, Komorowski L, Josephs KA, et al. IgLON5 antibody: neurological accompaniments and outcomes in 20 patients. Neurol Neuroimmunol Neuroinflamm. 2017;4(5):e385. doi:10.1212/NXI.0000000000000385) Radioimmunoassay: (125)I-labeled recombinant human antigens or labeled receptors are incubated with patient specimen. After incubation, anti-human IgG is added to form an immunoprecipitate. The amount of (125)I-labeled antigen in the immunoprecipitate is measured using a gamma-counter. The amount of gamma emission in the precipitate is proportional to the amount of antigen-specific IgG in the specimen. Results are reported as units of precipitated antigen (nmol) per liter of patient sample.(Griesmann GE, Kryzer TJ, Lennon VA. Autoantibody profiles of myasthenia gravis and Lambert-Eaton myasthenic syndrome. In: Rose NR, Hamilton RG, eds. Manual of Clinical and Laboratory Immunology. 6th ed. ASM Press; 2002:1005-1012; Walikonis JE, Lennon VA. Radioimmunoassay for glutamic acid decarboxylase [GAD65] autoantibodies as a diagnostic aid for stiff-man syndrome and a correlate of susceptibility to type 1 diabetes mellitus. Mayo Clin Proc. 1998;73[12]:1161-1166; Jones AL, Flanagan EP, Pittock SJ, et al. Responses to and outcomes of treatment of autoimmune cerebellar ataxia in adults.JAMA Neurol. 2015;72[11]:1304-1312. doi:10.1001/jamaneurol.2015.2378) Western Blot: Neuronal antigens extracted aqueously from adult rat cerebellum, full-length recombinant human collapsin response-mediator protein-5 (CRMP-5), or full-length recombinant human amphiphysin protein is denatured, reduced, and separated by electrophoresis on 10% polyacrylamide gel. IgG is detected autoradiographically by enhanced chemiluminescence.(Yu Z, Kryzer TJ, Griesmann GE, et al. CRMP-5 neuronal autoantibody: marker of lung cancer and thymoma-related autoimmunity. Ann Neurol. 2001;49[2]:146-154; Dubey D, Jitprapaikulsan J, Bi H, et al. Amphiphysin-IgG autoimmune neuropathy: A recognizable clinicopathologic syndrome. Neurology. 2019;93[20]:e1873-e1880. doi:10.1212/WNL.0000000000008472) Immunoblot: All steps are performed at room temperature (18-28 degrees C) utilizing the EUROBlot One instrument. Diluted patient specimen (1:12.5) is added to test strips (strips containing recombinant antigen manufactured and purified using biochemical methods) in individual channels and incubated for 30 minutes. Positive specimens will bind to the purified recombinant antigen and negative specimens will not bind. Strips are washed to remove unbound antibodies and then incubated with anti-human IgG antibodies (alkaline phosphatase-labelled) for 30 minutes. The strips are again washed to remove unbound anti-human IgG antibodies and nitroblue tetrazolium chloride/5-bromo-4-chloro-3-indolylphosphate (NBT/BCIP) substrate is added. Alkaline phosphatase enzyme converts the soluble substrate into a colored insoluble product on the membrane to produces a black band. Strips are digitized via picture capture on the EUROBlot One instrument and evaluated with the EUROLineScan software.(O'ConnorK, Waters P, Komorowski L, et al. GABAA receptor autoimmunity: A multicenter experience. Neurol Neuroimmunol Neuroinflamm. 2019;6[3]:e552. doi:10.1212/NXI.0000000000000552) Cell Binding Assay: Patient specimen is applied to a composite slide containing transfected and nontransfected HEK-293 cells. After incubation and washing, fluorescein-conjugated goat-antihuman IgG is applied to detect the presence of patient IgG binding.(Package insert: IIFT: Neurology Mosaics, Instructions for the indirect immunofluorescence test. EUROIMMUN; FA_112d-1_A_UK_C13, 02/2019) | 8 to 12 days | 28 days | This test was developed and its performance characteristics determined by Mayo Clinic in a manner consistent with CLIA requirements. It has not been cleared or approved by the US Food and Drug Administration. | 86255 x 218634184182-AGNBC (if appropriate)86256 AGNTC (if appropriate)86255-AINCC (if appropriate)86256-AMPIC (if appropriate)84182-AMIBC (if appropriate)84182-AN1BC (if appropriate)86256 AN1TC (if appropriate)84182-AN2BC (if appropriate)86256 AN2TC (if appropriate)86256 AN3TC (if appropriate)86256 APHTC (if appropriate)86256 CRMTC (if appropriate)84182-CRMWC (if appropriate)86256-DPPTC (if appropriate)86256-GABIC (if appropriate)86255-GFACC (if appropriate)86256-GFATC (if appropriate)86256-IG5TC (if appropriate)86255 NCDCC (if appropriate)86256 NCDTC (if appropriate)86255-GL1CC (if appropriate)86256-GL1TC (if appropriate)86255-NFHCC (if appropriate)86256-NIFTC (if appropriate)86255-NFLCC (if appropriate)86256-NMDIC (if appropriate)86256 PC2TC (if appropriate)84182-PCTBC (if appropriate)86256 PCTTC (if appropriate)86256 PDETC (if appropriate)86255 T46CC (if appropriate)86256 T46TC (if appropriate) | Dementia, Autoimm/Paraneo, CSF | 94707-7 | 616446 | TRIM46 Ab IFA, CSF | 103843-9
DCME | Dendritic Cell and Monocyte Enumeration, Blood | Aiding in the diagnosisof patients suspected of defects in innate immunity, particularly those involving monocyte and dendritic cell development This test hasnotbeen validated for the diagnosis of hematologic malignancies. | Flow Cytometry | Yes | DC and Monocyte Enumeration, B | WB Sodium Heparin | Container/Tube:Green top (sodium heparin) Specimen Volume:3 mL Collection Instructions:Send whole blood specimen in original tube.Do not open tube.Do not aliquot. | 1 mL | Dendritic cells (DC) play a critical role in both innate and adaptive immune responses. DC include 2 major subsets: myeloid (or conventional) dendritic cells and plasmacytoid dendritic cells. Myeloid DC can capture and present antigens to CD4+ T cells and cross-present them to CD8+ T cells. They are also a source of inflammatory cytokines. Plasmacytoid DC take part in priming of antiviral T cells and are the major source of type I interferons; as such they act as a primary defense against viremia. Monocytes are the archetypal myeloid mononuclear cells. Although human monocytes do have phenotypic heterogeneity, the majority are CD14+ and are classified as classical or inflammatory monocytes. The list of conditions where this test can be used as part of the assessment include, but are not limited to, GATA-binding protein 2 deficiency, IKZF1 deficiency, IRF8 deficiency, STAT3 gain-of-function disease, HYOU1 deficiency, reticular dysgenesis due toAK2variants, WHIM syndrome (warts, hypogammaglobulinemia, infections, and myelokathexis), dedicator of cytokinesis 8 (DOCK8) deficiency, IRF7 deficiency, and Hermansky-Pudlak syndrome type II. In addition, unexplained monocytopenia can be a relevant clue in detecting DC deficiency. | The appropriate reference values will be provided on the report. | Interpretive comments will be provided, where applicable, to complement the reportedplasmacytoid dendritic cells,myeloid (or conventional) dendritic cells,and monocyte counts, and their respective reference ranges. | Plasmacytoid dendritic cells, myeloid (or conventional) dendritic cells, and monocyte counts should be interpreted in the context of the patient's clinical presentation and in conjunction with other laboratory findings. The full range of immune defects caused by dendritic cell (DC) deficiency is not yet established. Therefore, not all instances of decreased dendritic cell count can be attributed to an already defined condition. Reports of a decrease in DC or monocyte counts in patients with a particular deficiency do not necessarily extend to every individual with that deficiency. This can be due to variable expressivity among patients, with no apparent genotype-phenotype correlation, as in the case of GATA-binding protein 2 deficiency, or because the prevalence of these findings and their potential association with specific variants in a particular gene have not been determined, for example indedicator of cytokinesis 8 (DOCK8) and IRF8 deficiency. | 1. Bigley V, Cytlak U, Collin M. Human dendritic cell immunodeficiencies. Semin Cell Dev Biol. 2019;86:50-61 2. Ciancanelli MJ, Huang SX, Luthra P, et al. Infectious disease. Life-threatening influenza and impaired interferon amplification in human IRF7 deficiency. Science. 2015;348(6233):448-453 3. Cytlak U, Resteu A, Bogaert D, et al. Ikaros family zinc finger 1 regulates dendritic cell development and function in humans. Nat Commun. 2018;9(1):1239 4. Dickinson RE, Griffin H, Bigley V, et al. Exome sequencing identifies GATA-2 mutation as the cause of dendritic cell, monocyte, B and NK lymphoid deficiency. Blood. 2011;118(10):2656-2658 5. Haapaniemi EM, Fogarty CL, Keskitalo S, et al. Combined immunodeficiency and hypoglycemia associated with mutations in hypoxia upregulated 1. J Allergy Clin Immunol. 2017;139(4):1391-1393 6. Haapaniemi EM, Kaustio M, Rajala HL, et al. Autoimmunity, hypogammaglobulinemia, lymphoproliferation, and mycobacterial disease in patients with activating mutations in STAT3. Blood. 2015;125(4):639-648 7. Hambleton S, Salem S, Bustamante J, et al. IRF8 mutations and human dendritic-cell immunodeficiency. N Engl J Med. 2011;365(2):127-138 8. Keles S, Jabara HH, Reisli I, et al. Plasmacytoid dendritic cell depletion in DOCK8 deficiency: rescue of severe herpetic infections with IFN-alpha 2b therapy. J Allergy Clin Immunol. 2014;133(6):1753-1755 9. Pannicke U, Honig M, Hess I, et al. Reticular dysgenesis (aleukocytosis) is caused by mutations in the gene encoding mitochondrial adenylate kinase 2. Nat Genet. 2009;41(1):101-105 10. Prandini A, Salvi V, Colombo F, et al. Impairment of dendritic cell functions in patients with adaptor protein-3 complex deficiency. Blood. 2016;127(26):3382-3386 11. Reizis B. Plasmacytoid dendritic cells: Development, regulation, and function. Immunity. 2019;50(1):37-50 12. Tassone L, Moratto D, Vermi W, et al. Defect of plasmacytoid dendritic cells in warts, hypogammaglobulinemia, infections, myelokathexis (WHIM) syndrome patients. Blood. 2010;116(23):4870-4873 13. Vuckovic S, Gardiner D, Field K, et al. Monitoring dendritic cells in clinical practice using a new whole blood single-platform TruCOUNT assay. J Immunol Methods. 2004;284(1-2):73-87 | The method consists of a whole blood lyse/no wash assay with a lab-developed polychromatic monoclonal antibody panel. Addition of flow count beads allows single-platform cellular quantitation reported as cells per microliter of blood. In this panel, plasmacytoid dendritic cells are defined as CD45(+), Lin2(neg), HLA-DR(+), CD123(hi); myeloid dendritic cellsas CD45(+), Lin2(neg), HLA-DR(+), CD11c(+); and monocytes as CD45(+)/CD14(+-low). Lineage 2 (Lin2) includes CD3, CD14, CD19, CD20, CD56. Isotype controls to HLA-DR, CD11c, and CD123 are included in this 4-tube test.(Unpublished Mayo method) | 2 to 4 days | 4 days | This test was developed using an analyte specific reagent. Its performance characteristics were determined by Mayo Clinic in a manner consistent with CLIA requirements. This test has not been cleared or approved by the US Food and Drug Administration. | 86356 x 3 | DC and Monocyte Enumeration, B | 104547-5 | 610371 | DCME Comment | 48767-8
DENGM | Dengue Virus Antibody, IgG and IgM, Serum | Aiding in the diagnosis of dengue virus infection | Enzyme-Linked Immunosorbent Assay (ELISA) | Yes | Dengue Virus Ab, IgG and IgM, S | For information see: | Collection Container/Tube: Preferred:Serum gel Acceptable:Red top Submission Container/Tube:Plastic vial Specimen Volume:0.5 mL Collection Instructions:Centrifuge and aliquot serum into plastic vial. | 0.4 mL | Dengue virus (DV) is a globally distributed flavivirus with 4 distinct serotypes (DV-1, -2, -3, -4). It is primarily transmitted by theAedes aegyptimosquito, which is found throughout the tropical and subtropical regions of over 100 countries. DV poses a significant worldwide public health threat with approximately 2.5 to 3 billion people residing in DV endemic areas, among whom 100 to 200 million individuals will be infected, and approximately 30,000 patients will succumb to the disease, annually. Following dengue infection, the incubation period varies from 3 to 7 days, and while some infections remain asymptomatic, the majority of individuals will develop classic dengue fever. Symptomatic patients become acutely febrile and present with severe musculoskeletal pain, headache, retro-orbital pain, and a transient macular rash, most often observed in children. Fever defervescence signals disease resolution in most individuals. However, children and young adults remain at increased risk for progression to dengue hemorrhagic fever and dengue shock syndrome, particularly during repeat infection with a new DV serotype. Detection of dengue-specific IgM and IgG-class antibodies remains the most commonly utilized diagnostic method. Seroconversion occurs approximately 3 to 7 days following exposure, and therefore, testing of acute and convalescent sera may be necessary to make the diagnosis. As an adjunct to serologic testing, identification of early DV infection may be made by detection of the DV nonstructural protein 1 (NS1) antigen. NS1 antigenemia is detectable within 24 hours of infection and up to 9 days following symptom onset. The DV NS1 antigen can be detected by ordering DNSAG / Dengue Virus NS1 Antigen, Serum. | IgG: negative IgM: negative Reference values apply to all ages. | The presence of IgG-class antibodies to dengue virus (DV) is consistent with exposure to this virus sometime in the past. By 3 weeks following exposure, nearly all immunocompetent individuals should have developed IgG antibodies to DV. The presence of IgM-class antibodies to DV is consistent with acute-phase infection. IgM antibodies become detectable 3 to 7 days following infection and may remain detectable for up to 6 months or longer following disease resolution. The absence of IgM-class antibodies to DV is consistent with lack of infection. However, specimens collected too soon following exposure may be negative for IgM antibodies to DV. If DV remains suspected, a second specimen collected approximately 10 to 12 days following exposure should be tested. | Test results should be used in conjunction with clinical evaluation, including exposure history and clinical presentation. False-positive results, particularly with the dengue virus IgG enzyme-linked immunosorbent assay, may occur in persons infected with other flaviviruses, including Zika virus, West Nile virus, and St. Louis encephalitis virus. Obtaining a detailed exposure history and additional laboratory testing may be necessary to determine the infecting virus. Positive test results may not be valid in persons who have received blood transfusions or other blood products within the last several months. The significance of a negative result in an immunosuppressed patient is unclear. | 1. Bhatt S, Gething PW, Brady OJ, et al: The global distribution and burden of dengue. Nature. 2013 Apr 25;496(7446):504-507. doi: 10.1038/nature12060 2. Dengue--an infectious disease of staggering proportions. Lancet. 2013 Jun 22;381(9884):2136.doi: 10.1016/S0140-6736(13)61423-3 3. Rigau-Perez JG, Clark GG, Gubler DJ, Reiter P, Sanders EJ, Vorndam AV: Dengue and dengue haemorrhagic fever. Lancet. 1998 Sep 19;352(9132):971-977 4. Tang KF, Ooi EE: Diagnosis of dengue: an update. Expert Rev Anti Infect Ther. 2012 Aug;10(8):895-907. doi: 10.1586/eri.12.76 5. Guzman MG, Kouri G: Dengue diagnosis, advances and challenges. Int J Infect Dis. 2004 Mar;8:69-80 | Dengue virus IgM: In this enzyme-linked immunosorbent assay (ELISA), samples and controls are diluted in sample dilution buffer and incubated in microtiter wells coated with antihuman IgM antibodies. This incubation is followed by incubation with dengue-derived recombinant antigens (DENRA) and normal cell antigen separately. After incubation and washing, the wells are treated with a DEN-specific monoclonal antibody labeled with horseradish peroxidase (HRP). After a second incubation and washing step, the wells are incubated with tetramethylbenzidine (TMB) substrate. Acid stop is added, and absorbance at 450 nm is read. The ratio of absorbencies of the DENRA and the control antigen wells determines whether the result is positive or negative.(Package insert: InBiOS DENV Detect IgM CAPTURE ELISA. InBios International, Inc; Revision 10/1/2019) Dengue virus IgG: In this ELISA assay, controls and diluted samples are incubated in microtiter wells coated with monoclonal antibody bound to DENRA. After incubation and washing, wells are treated with IgG antibody labeled with HRP. After a second incubation and washing, wells are incubated with TMB substrate. Acid stop is added, and absorbance at 450 nm is measured. The ratio of the absorbencies of the DENRA and the control wells determines whether a result is positive or negative.(Unpublished Mayo method) | Same day/1 to 7 days | 14 days | This test was developed and its performance characteristics determined by Mayo Clinic in a manner consistent with CLIA requirements. It has not been cleared or approved by the US Food and Drug Administration. | IgM-86790IgG-86790 | Dengue Virus Ab, IgG and IgM, S | 87546-8 | DNABI | Dengue Ab Interpretation | 69048-7
DENVP | Dengue Virus Antibody/Antigen Panel, Serum | Aiding in the diagnosis of dengue virus infection by detection of IgM and IgG antibodies and the nonstructural protein 1 (NS1) | Enzyme-Linked Immunosorbent Assay (ELISA) | Yes | Dengue Virus Ab/Ag Panel, S | SeeMosquito-borne Disease Laboratory Testing. | Collection Container/Tube: Preferred:Serum gel Acceptable:Red top Submission Container/Tube:Plastic vial Specimen Volume:1 mL Collection Instructions:Centrifuge and aliquot serum into plastic vial. | 0.8 mL | Dengue virus (DV) is a globally distributed flavivirus with 4 distinct serotypes (DV-1, -2, -3, -4). It is primarily transmitted by theAedes aegyptimosquito, which is found throughout the tropical and subtropical regions of over 100 countries. DV poses a significant worldwide public health threat with approximately 2.5 to 3 billion people residing in DV endemic areas, among whom 100 to 200 million individuals will be infected, and approximately 30,000 patients will succumb to the disease, annually. Following dengue infection, the incubation period varies from 3 to 7 days, and while some infections remain asymptomatic, the majority of individuals will develop classic dengue fever. Symptomatic patients become acutely febrile and present with severe musculoskeletal pain, headache, retro-orbital pain, and a transient macular rash, most often observed in children. Fever defervescence signals disease resolution in most individuals. However, children and young adults remain at increased risk for progression to dengue hemorrhagic fever and dengue shock syndrome, particularly during repeat infection with a new DV serotype. Detection of dengue-specific IgM and IgG-class antibodies remains the most commonly utilized diagnostic method. Seroconversion occurs approximately 3 to 7 days following exposure, and therefore, testing of acute and convalescent sera may be necessary to make the diagnosis. Detection of the DV nonstructural protein 1 (NS1) has emerged as an alternative biomarker to both serologic- and molecular-based techniques for diagnosis of acute DV infection. NS1 antigenemia is detectable within 24 hours and up to 9 days following symptoms onset. This overlaps with the DV viremic phase, and NS1 is often detectable prior to IgM seroconversion. Concurrent evaluation (as performed in this profile) for the NS1 antigen alongside testing for IgM- and IgG-class antibodies to DV provides optimal diagnostic potential for both early and late dengue disease. | IgG: Negative IgM: Negative NS1: Negative Reference values apply to all ages. | The presence of IgG-class antibodies to dengue virus (DV) is consistent with exposure to this virus sometime in the past. By 3 weeks following exposure, nearly all immunocompetent individuals should have developed IgG antibodies to DV. The presence of IgM-class antibodies to DV is consistent with acute-phase infection. IgM antibodies become detectable 3 to 7 days following infection and may remain detectable for up to 6 months or longer following disease resolution. The absence of IgM-class antibodies to DV is consistent with lack of infection. However, specimens collected too soon following exposure may be negative for IgM antibodies to DV. If DV remains suspected, a second specimen, collected approximately 10 to 12 days following exposure should be tested. The presence of dengue nonstructural protein 1 (NS1) antigen is consistent with acute-phase infection with dengue virus. The NS1 antigen is typically detectable within 1 to 2 days following infection and up to 9 days following symptom onset. NS1 antigen may also be detectable during secondary dengue virus infection, but for a shorter duration of time (1-4 days following symptom onset). The absence of dengue NS1 antigen is consistent with the lack of acute-phase infection. The NS1 antigen may be negative is samples collected immediately following dengue virus infection (<24-48 hours) and is rarely detectable following 9 to 10 days of symptoms. | Test results should be used in conjunction with clinical evaluation, including exposure history and clinical presentation. False-positive results, particularly with the dengue virus (DV) IgG enzyme-linked immunosorbent assay, may occur in persons infected with other flaviviruses, including Zika virus, West Nile virus, and St. Louis encephalitis virus. Obtaining a detailed exposure history and additional laboratory testing may be necessary to determine the infecting virus. Positive test results may not be valid in persons who have received blood transfusions or other blood products within the last several months. The significance of a negative result in an immunosuppressed patient is unclear. Results should be used in conjunction with clinical presentation and exposure history. Though uncommon, false-positive nonstructural protein 1 (NS1) results may occur in individuals with active infection due to other flaviviruses, including West Nile virus and yellow fever virus. Negative NS1 antigen results may occur if the specimen was collected more than 7 days following symptom onset. Serologic testing for the presence of IgM and IgG antibodies to DV is recommended in such cases. | 1. Bhatt S, Gething PW, Brady OJ, et al: The global distribution and burden of dengue. Nature. 2013 Apr 25;496:504-507. doi: 10.1038/nature12060 2. Dengue--an infectious disease of staggering proportions. Lancet. 2013 Jun 22;381(9884):2136.doi: 10.1016/S0140-6736(13)61423-3 3. Rigau-Perez JG, Clark GG, Gubler DJ, Reiter P, Sanders EJ, Vorndam AV: Dengue and dengue haemorrhagic fever. Lancet. 1998 Sep 19;352(9132):971-977 4. Tang KF, Ooi EE: Diagnosis of dengue: an update. Expert Rev Anti Infect Ther. 2012 Aug;10(8):895-907. doi: 10.1586/eri.12.76 5. Guzman MG, Kouri G: Dengue diagnosis, advances and challenges. Int J Infect Dis. 2004 Mar;8(2):69-80 | Dengue virus IgM: In this enzyme-linked immunosorbent assay (ELISA), samples and controls are diluted in sample dilution buffer and incubated in microtiter wells coated with antihuman IgM antibodies. This incubation is followed by incubation with dengue-derived recombinant antigens (DENRA) and normal cell antigen (NCA) separately. After incubation and washing, the wells are treated with a DEN-specific monoclonal antibody labeled with horseradish peroxidase (HRP). After a second incubation and washing step, the wells are incubated with tetramethylbenzidine (TMB) substrate. Acid stop is added and absorbance at 450 nm is read. The ratio of absorbencies of the DENRA and the control antigen wells determine whether the result is positive or negative.(Package insert: InBiOS DENV Detect IgM CAPTURE ELISA. InBios International, Inc; Revision 10/01/2019) Dengue virus IgG: In this ELISA assay, controls and diluted samples are incubated in microtiter wells coated with monoclonal antibody bound to DENRA. After incubation and washing, wells are treated with IgG antibody labeled with HRP. After a second incubation and washing, wells are incubated with TMB substrate. Acid stop is added and absorbance at 450 nm is measured. The ratio of the absorbencies of the DENRA and the control wells determines whether a result is positive or negative.(Unpublished Mayo method) Nonstructural protein 1: The InBios nonstructural protein 1 (NS1) ELISA is a 2-step sandwich-format colorimetric immunoassay for qualitative detection of NS1 antigen in serum. Diluted patient samples and controls are incubated in wells coated with purified capture antibody, specific for the dengue NS1 antigen. Following incubation, wells are washed, incubated with HRP-conjugated polyclonal antibody specific to NS1 antigen and reincubated. Wells are subsequently washed and TMB substrate is added and incubated at room temperature in the dark. Stop solution is added next and the optical density (OD) of the reaction is measured at 450/620 nm. The immune status ratio for each sample is calculated from the ratio of the OD obtained with the test sample divided by the OD from the calculated cutoff value (determined by the cutoff control sample).(Package insert: InBios DENV Detect NS1 ELISA.InBios International, Inc; Revision 01/18/2019) | Same day/1 to 7 days | 14 days | This test was developed and its performance characteristics determined by Mayo Clinic in a manner consistent with CLIA requirements. It has not been cleared or approved by the US Food and Drug Administration. | 86790 x 3 | Dengue Virus Ab/Ag Panel, S | 104595-4 | INT69 | Dengue Interpretation | 69048-7
DNSAG | Dengue Virus NS1 Antigen, Serum | Aiding in the diagnosis of dengue virus infection | Enzyme-Linked Immunosorbent Assay (ELISA) | Yes | Dengue Virus NS1 Ag, S | For more information see: | Collection Container/Tube: Preferred:Serum gel Acceptable:Red top Submission Container/Tube:Plastic vial Specimen Volume:0.5 mL Collection Instructions:Centrifuge and aliquot serum into plastic vial. | 0.4 mL | Dengue virus (DV) is a globally distributed flavivirus with 4 distinct serotypes (DV-1, -2, -3, -4). It is primarily transmitted by theAedes aegyptimosquito, which is found throughout the tropical and subtropical regions of over 100 countries. DV poses a significant worldwide public health threat with approximately 2.5 to 3 billion people residing in DV endemic areas, among whom 100 to 200 million individuals will be infected, and approximately 30,000 patients will succumb to the disease, annually. Following dengue infection, the incubation period varies from 3 to 7 days, and while some infections remain asymptomatic, the majority of individuals will develop classic dengue fever. Symptomatic patients become acutely febrile and present with severe musculoskeletal pain, headache, retro-orbital pain, and a transient macular rash, most often observed in children. Fever defervescence signals disease resolution in most individuals. However, children and young adults remain at increased risk for progression to dengue hemorrhagic fever and dengue shock syndrome, particularly during repeat infection with a new DV serotype. Detection of the DV nonstructural protein 1 (NS1) has emerged as an alternative biomarker to both serologic and molecular based techniques for diagnosis of acute DV infection. NS1 antigenemia is detectable within 24 hours and up to 9 days following symptoms onset. This overlaps with the DV viremic phase, and NS1 is often detectable prior to IgM seroconversion. Concurrent evaluation for the NS1 antigen alongside testing for IgM- and IgG-class antibodies to DV (DENGM / Dengue Virus Antibody, IgG and IgM, Serum) provides optimal diagnostic potential for both early and late dengue disease. | Negative Reference values apply to all ages. | Positive: The presence of dengue nonstructural protein 1 (NS1) antigen is consistent with acute-phase infection with dengue virus. The NS1 antigen is typically detectable within 1 to 2 days following infection and up to 9 days following symptom onset. NS1 antigen may also be detectable during secondary dengue virus infection, but for a shorter duration of time (1-4 days following symptom onset). Negative: The absence of dengue NS1 antigen is consistent with the lack of acute-phase infection. The NS1 antigen may be negative if specimen is collected immediately following dengue virus infection (<24-48 hours) and is rarely detectable following 9 to 10 days of symptoms. | Results should be used in conjunction with clinical presentation and exposure history. Though uncommon, false-positive nonstructural protein 1 (NS1) results may occur in individuals with active infection due to other flaviviruses, including West Nile virus and yellow fever virus. Negative NS1 antigen results may occur if the specimen was collected greater than 7 days following symptom onset. Serologic testing for the presence of IgM and IgG antibodies to dengue virus is recommended in such cases. | 1. Bhatt S, Gething PW, Brady OJ, et al: The global distribution and burden of dengue. Nature. 2013 Apr 25;496(7446):504-507 2. Dengue--an infectious disease of staggering proportions. Lancet. 2013 Jun 22;381(9884):2136 3. Rigau-Perez JG, Clark GG, Gubler DJ, Reiter P, Sanders EJ, Vorndam AV: Dengue and dengue haemorrhagic fever. Lancet. 1998 Sep 19;352(9132):971-977 4. Tang KF, Ooi EE: Diagnosis of dengue: an update. Expert Rev Anti Infect Ther. 2012 Aug;10(8):895-907 5. Guzman MG, Kouri G: Dengue diagnosis, advances and challenges. Int J Infect Dis. 2004 Mar;8(2):69-80 | The InBios NS1 enzyme-linked immunosorbent assay (ELISA) is a 2-step sandwich-format colorimetric immunoassay for qualitative detection of nonstructural protein 1 (NS1) antigen in serum. Diluted patient samples and controls are incubated in wells coated with purified capture antibody, specific for the dengue NS1 antigen. Following incubation, wells are washed, incubated with a horseradish peroxidase-conjugated polyclonal antibody specific to NS1 antigen and re-incubated. Wells are subsequently washed and 3,3',5,5'-tetramethlbenzidine substrate is added and incubated at room temperature in the dark. Stop solution is added next and the optical density (OD) of the reaction is measured at 450/620 nm. The immune status ratio for each sample is calculated from the ratio of the OD obtained with the test sample divided by the OD from the calculated cutoff value (determined by the cutoff control sample).(Package insert: InBios DENV DetectTM NS1 ELISA. InBios International, Inc; Revision 01/18/2019) | Same day/1 to 7 days | 14 days | This test has been cleared, approved, or is exempt by the US Food and Drug Administration and is used per manufacturer's instructions. Performance characteristics were verified by Mayo Clinic in a manner consistent with CLIA requirements. | 86790 | Dengue Virus NS1 Ag, S | 75377-2 | DNAGI | Dengue Ag Interpretation | 69048-7
DENGS | Dengue Virus, Molecular Detection, PCR, Serum | Aiding in the diagnosis of acute infection caused by dengue virus | Real-Time Reverse Transcription Polymerase Chain Reaction (RT-PCR) | Yes | Dengue Virus, PCR, Serum | For more information see: | Collection Container/Tube: Preferred:Serum gel Acceptable:Red top Submission Container:Sterile container Specimen Volume:0.5 mL Collection Instructions: 1. Collect whole blood in a serum gel tube. 2. Centrifuge and aliquot the serum into a sterile container within 6 hours of collection. 3. Label specimen as serum. | 0.3 mL | Dengue virus (DV) is a globally distributed flavivirus with 4 distinct serotypes (DV-1, -2, -3, -4) primarily transmitted by theAedes aegyptimosquito, which is found throughout the tropical and subtropical regions of over 100 countries. DV poses a significant worldwide public health threat with approximately 2.5 to 3 billion people residing in DV endemic areas, among whom 100 to 200 million individuals will be infected and approximately 30,000 patients will succumb to the disease annually. Following dengue infection, the incubation period varies from 3 to 7 days. While some individuals remain asymptomatic, the majority will develop classic dengue fever. Symptomatic patients become acutely febrile and present with severe musculoskeletal pain, headache, retro-orbital pain, and a transient macular rash most often observed in children. Fever defervescence signals disease resolution in most individuals. However, children and young adults remain at increased risk for progression to dengue hemorrhagic fever and dengue shock syndrome, particularly during repeat infection with a new DV serotype. Detection of DV nucleic acid in serum is a marker of acute infection with this virus. Importantly, the period of time that the virus can be detected in serum is brief and, therefore, molecular testing should be performed within the first week following onset of symptoms. After this time, serologic testing is the preferred method for diagnosis of DV infection. | Negative Reference values apply to all ages. | Positive: The detection of dengue virus nucleic acid in serum is consistent with acute-phase infection. Dengue virus nucleic acid may be detectable during the first 1 to 7 days following the onset of symptoms. Negative: The absence of dengue nucleic acid in serum is consistent with the lack of acute-phase infection. Dengue virus nucleic acid may not be detected if the serum specimen is collected immediately following dengue virus infection (<24-48 hours) and is rarely detectable following 7 days of symptoms. | Results should be used in conjunction with clinical presentation and exposure history. Negative dengue virus (DV) polymerase chain reaction results may occur if the specimen was collected more than 7 days following symptom onset. Serologic testing for the presence of IgM and IgG antibodies to DV is recommended in such cases. | 1. Bhatt S, Gething PW, Brady OJ, et al. The global distribution and burden of dengue. Nature. 2013;496(7446):504-507 2. Dengue-an infectious disease of staggering proportions. Lancet. 2013;381(9884):2136 3. Rigau-Perez JG, Clark GG, Gubler DJ, et al. Dengue and dengue haemorrhagic fever. Lancet. 1998;352(9132):971-977 4. Tang KF, Ooi EE. Diagnosis of dengue: an update. Expert Rev Anti Infect Ther. 2012;10(8):895-907 5. Guzman MG, Kouri G. Dengue diagnosis, advances and challenges. Int J Infect Dis. 2004;8(2):69-80 | The Altona Real Star DENV is a qualitative, reverse transcription polymerase chain reaction (RT-PCR) assay targeting the 3' untranslated region (UTR) polyprotein gene. The assay includes a heterologous amplification system (internal control: IC) to identify possible RT-PCR inhibition and to confirm the integrity of the reagents of the kit. Specimens are run on the LightCycler 480 following nucleic acid extraction using the NucliSENS EasyMag (BioMerieux). RT-PCR technology utilizes a reverse-transcriptase reaction to convert RNA into complementary DNA, PCR for the amplification of specific target sequences, and target specific probes for the detection of the amplified DNA. The probes are labelled with fluorescent reporter and quencher dyes. Probes specific for DENV RNA are labelled with the fluorophore FAM. The probe specific for the IC is labeled with the fluorophore JOE. IC control in corresponding detector channels of the RT-PCR instrument.(Package insert: RealStar Dengue RT-PCR Kit 2.0. Altona Diagnostics; 01/2017) | Same day/1 to 5 days | 7 days | This test was developed and its performance characteristics determined by Mayo Clinic in a manner consistent with CLIA requirements. It has not been cleared or approved by the US Food and Drug Administration. | 87798 | Dengue Virus, PCR, Serum | 7855-0 | 606372 | Dengue Virus, PCR, Serum | 7855-0
DENGC | Dengue Virus, Molecular Detection, PCR, Spinal Fluid | Aiding in the diagnosis of central nervous system infection caused by dengue virus | Real-Time Reverse Transcription Polymerase Chain Reaction (RT-PCR) | Yes | Dengue Virus, PCR, CSF | For more information see: | Collection Container/Tube: Preferred:Vial number 2 Acceptable:Any vial number Submission Container/Tube:Sterile screw cap vial Specimen Volume:0.5 mL Collection Instructions:Do not centrifugeor heat inactivate. | 0.3 mL | Dengue virus (DV) is a globally distributed flavivirus with 4 distinct serotypes (DV-1, -2, -3, -4) primarily transmitted by theAedes aegyptimosquito, which is found throughout the tropical and subtropical regions of over 100 countries. DV poses a significant worldwide public health threat with approximately 2.5 to 3 billion people residing in DV endemic areas, among whom 100 to 200 million individuals will be infected and approximately 30,000 patients will succumb to the disease annually. Following dengue infection, the incubation period varies from 3 to 7 days. While some individuals remain asymptomatic, the majority will develop classic dengue fever. Symptomatic patients become acutely febrile and present with severe musculoskeletal pain, headache, retro-orbital pain, and a transient macular rash, most often observed in children. Fever defervescence signals disease resolution in most individuals. However, children and young adults remain at increased risk for progression to dengue hemorrhagic fever and dengue shock syndrome, particularly during repeat infection with a new DV serotype. Detection of DV nucleic acid in cerebrospinal fluid (CSF) is a marker for central nervous system infection caused by this virus. Importantly, the period of time that the virus can be detected in serum and CSF is brief and, therefore, molecular testing should be performed within the first week following onset of symptoms. After this time, serologic testing is the preferred method for diagnosis of DV infection. | Negative Reference values apply to all ages. | Positive: The detection of dengue virus nucleic acid in cerebrospinal fluid (CSF) is consistent with acute-phase infection of the central nervous system. Dengue virus nucleic acid may be detectable during the first 1 to 7 days following the onset of symptoms. Negative: The absence of dengue nucleic acid in CSF is consistent with the lack of acute-phase infection. Dengue virus nucleic acid may not be detected if the CSF specimen is collected immediately following dengue virus infection (<24-48 hours) and is rarely detectable following 7 days of symptoms. | Results should be used in conjunction with clinical presentation and exposure history. Negative dengue virus (DV) polymerase chain reaction results may occur if the specimen was collected more than 7 days following symptom onset. Serologic testing for the presence of IgM and IgG antibodies to DV is recommended in such cases. | 1. Bhatt S, Gething PW, Brady OJ, et al. The global distribution and burden of dengue. Nature. 2013;496(7446):504-507 2. Dengue--an infectious disease of staggering proportions. Lancet. 2013;381(9884):2136 3. Rigau-Perez JG, Clark GG, Gubler DJ, Reiter P, Sanders EJ, Vorndam AV. Dengue and dengue haemorrhagic fever. Lancet. 1998;352(9132):971-977 4. Tang KF, Ooi EE. Diagnosis of dengue: an update. Expert Rev Anti Infect Ther. 2012;10(8):895-907 5. Guzman MG, Kouri G. Dengue diagnosis, advances and challenges. Int J Infect Dis. 2004;8(2):69-80 | The Altona Real Star DENV is a qualitative, reverse transcription-polymerase chain reaction (RT-PCR) assay targeting the 3' untranslated region polyprotein gene. The assay includes a heterologous amplification system (internal control: IC) to identify possible RT-PCR inhibition and to confirm the integrity of the reagents of the kit. Specimens are run on the LightCycler 480 following nucleic acid extraction using the NucliSENS EasyMag (BioMerieux). Real-time RT-PCR technology utilizes a reverse-transcriptase reaction to convert RNA into complementary DNA, PCR for the amplification of specific target sequences, and target specific probes for the detection of the amplified DNA. The probes are labelled with fluorescent reporter and quencher dyes. Probes specific for DENV RNA are labelled with the fluorophore FAM. The probe specific for the IC is labeled with the fluorophore JOE. Using probes linked to distinguishable dyes enables the parallel detection of DENV specific RNA and the IC in corresponding detector channels of the real-time PCR instrument.(Package insert: RealStar Dengue RT-PCR Kit 2.0. Altona Diagnostics; 01/2017) | Same day/1 to 5 days | 7 days | This test was developed and its performance characteristics determined by Mayo Clinic in a manner consistent with CLIA requirements. It has not been cleared or approved by the US Food and Drug Administration. | 87798 | Dengue Virus, PCR, CSF | 77958-7 | 606371 | Dengue Virus, PCR, CSF | 77958-7
DRPL | Dentatorubral-Pallidoluysian Atrophy (DRPLA) Gene Analysis, Varies | Confirming the diagnosis of dentatorubral-pallidoluysian atrophy (DRPLA) for symptomatic patients Predictive testing for individuals with a family history of DRPLA and a documented expansion in theATN1gene in an affected family member | Polymerase Chain Reaction (PCR) | Yes | DRPLA Gene Analysis | Varies | Specimen Type:Whole blood Patient Preparation:A previous bone marrow transplant from an allogenic donor will interfere with testing. Call 800-533-1710 for instructions for testing patients who have received a bone marrow transplant. Container/Tube: Preferred:Lavender top (EDTA) or yellow top (ACD) Acceptable:Any anticoagulant Specimen Volume:3 mL Collection Instructions: 1. Invert several times to mix blood. 2. Send whole blood specimen in original tube.Do not aliquot. |  | Dentatorubral-pallidoluysian atrophy (DRPLA) is a rare autosomal dominant neurodegenerative disorder characterized by ataxia, choreoathetosis, dementia, and psychiatric disturbance in adults and ataxia, myoclonus, seizures, and progressive intellectual deterioration in children. Characteristic neuropathologic observations include degeneration of the dentatorubral and pallidoluysian systems of the central nervous system. The prevalence of DRPLA depends on the geographic and ethnic origin of the population being studied. DRPLA was first described in a European individual without a family history; however, it is predominantly found as an inherited condition and is most prevalent in Japan (0.2-0.7 per 100,000). Although rare, DRPLA has been identified in other populations, including Europe and North America. DRPLA is caused by an expansion of the CAG trinucleotide repeat in theATN1(DRPLA) gene. This trinucleotide repeat is polymorphic in the general population, with the number of repeats ranging from 7 to 35. In affected individuals, the CAG expansion ranges from 48 to 93 repeats. As with other trinucleotide repeat disorders, anticipation is frequently observed, and larger CAG expansions are associated with earlier onset and a more severe and rapid clinical course. In DRPLA, the observed anticipation appears to be significantly greater in paternal transmissions. | Normal alleles: 7-35 CAG repeats Abnormal alleles: 49-93 CAG repeats An interpretive report will be provided. | An interpretive report will be provided. | For predictive testing, it is important to first document the presence of CAG-repeat amplification in theATN1gene in an affected family member to confirm that molecular expansion is the underlying mechanism of disease in the family. It is strongly recommended that patients undergoing predictive testing receive genetic counseling both prior to testing and after results are available. Predictive testing of an asymptomatic child is not recommended. Test results should be interpreted in the context of clinical findings, family history, and other laboratory data. Errors in the interpretation of results may occur if information given is inaccurate or incomplete. The absence of an expansion in theATN1gene does not eliminate the diagnosis of other inherited neurodegenerative disorders that have overlapping clinical features with DRPLA, such as Huntington disease or spinocerebellar ataxias. | 1. Ikeuchi T, Onodera O, Oyake M, Koide R, Tanaka H, Tsuji S: Dentatorubral-pallidoluysian atrophy (DRPLA): close correlation of CAG repeat expansions with the wide spectrum of clinical presentations and prominent anticipation. Semin Cell Biol. 1995 Feb;6(1):37-44 2. Tsuji S:Dentatorubral-pallidoluysian atrophy: clinical aspects and molecular genetics.Ad Neurol. 2002;89:231-239 3.Oyanagi S:Hereditary dentatorubral-pallidoluysian atrophy.Neuropathology. 2000 Sep;20 Suppl:S42-S46 | A polymerase chain reaction-based assay is used to amplify across the region of theATN1(DRPLA)gene containing the CAG repeats. Assay products are separated by capillary electrophoresis and are sized by comparison with an internal size standard.(Dorschner MO, Barden D, Stephens K: Diagnosis of five spinocerebellar ataxia disorders by multiplex amplification and capillary electrophoresis. J Mol Diag. 2002 May;4(2):108-113) | 14 to 21 days |  | This test was developed and its performance characteristics determined by Mayo Clinic in a manner consistent with CLIA requirements. It has not been cleared or approved by the US Food and Drug Administration. | 81177-ATN1 (ataxin 2) (eg, denatatorubral-pallidolyuysian atrophy) gene analysis, evaluation to detect abnormal (eg, expanded) alleles | DRPLA Gene Analysis | In Process | 53239 | Released By | 18771-6
FDCU | Deoxypyridinoline Crosslinks, Urine |  | Quantitative Enzyme Immunoassay | Yes | Deoxypyridinoline Crosslinks, Urine | Urine | Transfer 3.5 mL aliquot from well-mixed first morning urine collection, no preservatives, shipped frozen. | 0.5 mL |  | Deoxypyridinoline Urine-ratio to CRTAdult Male: 2.3 – 8.7 nmol/mmol Premenopausal Adult Female: 3.1 – 8.7 nmol/mmol Creatinine, Urine – per volumeNo reference interval The target value for treated post-menopausal adult females is the same as the Premenopausal reference interval. |  |  |  |  | 1 to 12 days |  |  | 82523 | Deoxypyridinoline Crosslinks, Urine | 25095-1 | Z4281 | Deoxypyridinoline, Urine-ratio to CRT | 25095-1
DEXT | Dermatopathology Consultation, Wet Tissue | Histologic diagnosis and differential diagnosis of cutaneous diseases | Formalin-fixed tissues: Process/Embed Serial sections: Hematoxylin and Eosin Stain/Light Microscopy | Yes | Dermatopathology Consult | When this test is ordered, 1 of the 3 reflex tests will be performed at an additional charge. Appropriate additional stains and other ancillary testing may also be performed, at an additional charge, to determine a diagnosis. | Supplies:Dermatopathology Media (T101) Sources:Skin or oral mucosa Container/Tube:Screw-capped container or vial containing 10% formalin Specimen Volume:Entire specimen Collection Instructions: For scalp biopsies: when the differential diagnosis includes a scarring alopecia, 2 separate 4-mm punch biopsies are recommended(1 for vertical and 1 for horizontal sections). If a single scalp biopsy is received with the clinical diagnosis of a scarring alopecia, the specimen will be processed with horizontal sections. Additional Information: STAT requests are not accepted for this test. | Size needed depends on diagnosis and size of lesion. | Dermatopathology involves histologic examination of skin biopsy and oral mucosal specimens. | Diagnosis and description of microscopic findings | Histologic diagnosis is based primarily on interpretation of hematoxylin and eosin-stained sections. Special histochemical stains, such as alcian blue, Giemsa, or periodic acid-Schiff, may be necessary in some cases. Interpretation is based on evaluation of patterns including architectural and cytologic details, which are included in a microscopic description. | Specific diagnosis may require correlation with clinical information. | 1. Lever WF, Schaumburg-Lever G. Histopathology of the Skin. 7th ed. JB Lippincott; 1990 2. Elder D, Elenitsas R, Ioffreda M, et al, eds. Atlas of Dermatopathology: Synopsis and Atlas of Lever's Histopathology of the Skin. 4th ed. Lippincott Williams and Wilkins; 2020 | Formalin-fixed, paraffin-embedded skin biopsy sections are stained and interpreted utilizing a bright-field microscope.(Elder DE, Elenitsas R, Rosenbach M, Murphy GF, Ruben AL, Xu X, eds. Lever's Histopathology of the Skin. 11th ed. Lippincott Williams and Wilkins; 2019) | 3 to 5 days: Cases requiring additional material or ancillary testing may require additional time. | Indefinitely | Not Applicable | 88302 (if appropriate)88304 (if appropriate)88305 (if appropriate) | Dermatopathology Consult | 60570-9 | 71854 | Case Number | 80398-1
DMIC | Dermatophagoides microceras, IgE, Serum | Establishing a diagnosis of an allergy toDermatophagoides microceras Defining the allergen responsible for eliciting signs and symptoms Identifying allergens: -Responsible for allergic response and/or anaphylactic episode -To confirm sensitization prior to beginning immunotherapy -To investigate the specificity of allergic reactions to insect venom allergens, drugs, or chemical allergens | Fluorescence Enzyme Immunoassay (FEIA) | Yes | D. Microceras, IgE | Serum | Collection Container/Tube: Preferred:Serum gel Acceptable:Red top Submission Container/Tube:Plastic vial Specimen Volume:0.5 mL for every 5 allergens requested Collection Instructions:Centrifuge and aliquot serum into a plastic vial. | For 1 allergen: 0.3 mL For more than 1 allergen: (0.05 mL x number of allergens) + 0.25 mL deadspace | Clinical manifestations of immediate hypersensitivity (allergic) diseases are caused by the release of proinflammatory mediators (histamine, leukotrienes, and prostaglandins) from IgE-sensitized effector cells (mast cells and basophils) when cell-bound IgE antibodies interact with an allergen. In vitro serum testing for IgE antibodies provides an indication of the immune response to allergens that may be associated with allergic disease. The allergens chosen for testing often depend upon the age of the patient, history of allergen exposure, season of the year, and clinical manifestations. In individuals predisposed to develop allergic disease, the sequence of sensitization and clinical manifestations proceed as follows: eczema and respiratory disease (rhinitis and bronchospasm) in infants and children less than 5 years due to food sensitivity (milk, egg, soy, and wheat proteins) followed by respiratory disease (rhinitis and asthma) in older children and adults due to sensitivity to inhalant allergens (dust mite, mold, and pollen inhalants). | Class,IgE kU/L,Interpretation, 0,<0.10,Negative, 0/1,0.10-0.34,Borderline/equivocal, 1,0.35-0.69,Equivocal, 2,0.70-3.49,Positive, 3,3.50-17.4,Positive, 4,17.5-49.9,Strongly positive, 5,50.0-99.9,Strongly positive, 6,> or =100,Strongly positive, | Detection of IgE antibodies in serum (class 1 or greater) indicates an increased likelihood of allergic disease as opposed to other etiologies and defines the allergens that may be responsible for eliciting signs and symptoms. The level of IgE antibodies in serum varies directly with the concentration of IgE antibodies expressed as a class score or kU/L. | Testing for IgE antibodies is not useful in patients previously treated with immunotherapy to determine if residual clinical sensitivity exists or in patients in whom the medical management does not depend upon identification of allergen specificity. Some individuals with clinically insignificant sensitivity to allergens may have measurable levels of IgE antibodies in serum, and test results must be interpreted in the clinical context. False-positive results for IgE antibodies may occur in patients with markedly elevated serum IgE (>2500 kU/L) due to nonspecific binding to allergen solid phases. | Homburger HA, Hamilton RG: Allergic diseases. In: McPherson RA, Pincus MR, eds. Henry's Clinical Diagnosis and Management by Laboratory Methods. 23rd ed.Elsevier; 2017:1057-1070 | Specific IgE from the patient's serum reacts with the allergen of interest, which is covalently coupled to an ImmunoCAP. After washing away nonspecific IgE, enzyme-labeled anti-IgE antibody is added to form a complex. After incubation, unbound anti-IgE is washed away, and the bound complex incubated with a developing agent. After stopping the reaction, the fluorescence of the eluate is measured. Fluorescence is proportional to the amount of specific IgE present in the patient's sample (ie, the higher the fluorescence value, the more IgE antibody is present).(Package insert: ImmunoCAP System Specific IgE FEIA. Phadia; Rev 06/2020) | Same day/1 to 3 days | 14 days | This test has been cleared, approved, or is exempt by the US Food and Drug Administration and is used per manufacturer's instructions. Performance characteristics were verified by Mayo Clinic in a manner consistent with CLIA requirements. | 86003 | D. Microceras, IgE | 14036-8 | DMIC | D. Microceras, IgE | 14036-8
DCP | Des-Gamma-Carboxy Prothrombin, Serum | Risk assessment of patients with chronic liver disease for development of hepatocellular carcinoma (HCC) Aiding in the monitoring ofHCC patients post therapy if thedes-gamma-carboxy prothrombinlevel was elevated prior to therapy | Isotachophoresis with Laser-Induced Fluorescence | Yes | Des-Gamma-Carboxy Prothrombin, S | Serum | Collection Container/Tube: Preferred:Serum gel Acceptable:Red top Submission Container/Tube:Plastic vial Specimen Volume:0.5 mL Collection Instructions:Centrifuge and aliquot serum into a plastic vial. | 0.2 mL | Des-gamma-carboxy prothrombin (DCP), also known as the protein induced by vitamin K absence or antagonist II (PIVKA-II), is an abnormal form of the coagulation protein, prothrombin. DCP is a nonfunctional prothrombin resulting from a lack of carboxylation of 10 glutamic acid residues in the N-terminal portion of the molecule. In normal liver, prothrombin undergoes post-translational carboxylation before release into the peripheral blood. The carboxylation converts specific amino-terminal glutamic acid residues to gamma-carboxyglutamic acid. The vitamin K dependent carboxylase responsible for the carboxylation is absent in many hepatocellular carcinoma (HCC) cells, and an abnormal prothrombin with all or some unconverted glutamic acid is secreted. Therefore, this non-carboxylated form (DCP) has been used as an HCC biomarker. DCP is considered a complementary biomarker to alpha fetoprotein (AFP) and third electrophoretic form of lentil lectin-reactive AFP% (AFP-L3%) for assessing the risk of developing HCC. The elevation of both AFP-L3 and DCP indicate progression of HCC, albeit reflecting different features of the progression. In a prospective study of patients in the United States with an established diagnosis of HCC, the sensitivities for AFP, AFP-L3%, and DCP were 68%, 62%, and 73%, respectively. When the 3 markers were combined, the sensitivity was 86%. In another study, DCP levels were shown to correlate with tumor size and metastatic HCC. In this study, compared to AFP and AFP-L3%, DCP had the highest sensitivity (87%) and the highest positive predictive value (87%) in patients with HCC due to chronic hepatitis B and C infections. A number of studies have shown that elevated serum DCP is significantly related to portal vein invasion and/or intrahepatic metastasis, which significantly affect prognosis for patients with HCC. DCP can be elevated in other conditions besides HCC. Conditions such as obstructive jaundice, intrahepatic cholestasis causing chronic decrease in vitamin K, and ingestion of drugs such as warfarin or wide-spectrum antibiotics can result in high concentrations of DCP. In addition, 25% to 50% of patients with HCC will have a DCP value within the reference range. Because of this, a normal DCP value does not rule out HCC. | <7.5 ng/mL | In patients with an elevated des-gamma-carboxy prothrombin (DCP) result (> or =7.5 ng/mL), the risk of developing hepatocellular carcinoma (HCC) is 36.5% (95% CI: 23.5%-49.6%). The risk of developing HCC with a negative DCP result (<7.5 ng/mL) is 7.6% (95% CI: 4.4%-10.8%). For patients with HCC and an elevated DCP level prior to therapy, an elevated DCP level posttherapy is associated with an increased risk of HCC recurring. | In rare cases, some individuals can develop antibodies to mouse or other animal antibodies (often referred to as human anti-mouse antibodies [HAMA] or heterophile antibodies), which may cause interference in some immunoassays. Caution should be used in interpretation of results, and the laboratory should be alerted if the result does not correlate with the clinical presentation. Serum markers are not specific for malignancy, and values may vary by method. Do not interpret des-gamma-carboxy prothrombin (DCP) levels as absolute evidence of the presence or absence of malignant disease. Results should be used in conjunction with information from the clinical evaluation of the patient, cytology, and imaging procedures. DCP producing tumors other than hepatocellular carcinoma can show elevated DCP values. Liver disease caused by other etiologies such as alcohol liver disease, hematochromatosis, Wilson disease, autoimmune hepatitis, and steatohepatitis have not been studied with this assay. Medication containing vitamin K preparations may cause a negative bias with DCP values. Medication containing vitamin K antagonist or antibiotic may cause a positive bias with DCP values. | 1. Lai Q, Iesari S, Levi Sandri GB, Lerut J. Des-gamma-carboxy prothrombin in hepatocellular cancer patients waiting for liver transplant: a systematic review and meta-analysis. Int J Biol Markers. 2017;32(4):e370-e374. doi:10.5301/ijbm.5000276 2. Zhu R, Yang J, Xu L, et al. Diagnostic performance of des-gamma-carboxy prothrombin for hepatocellular carcinoma: A meta-analysis. Gastroenterol Res Pract. 2014;2014:529314. doi:10.1155/2014/529314 3. De J, Shen Y, Qin J, Feng L, Wang Y, Yang L. A systematic review of des-gamma-carboxy prothrombin for the diagnosis of primary hepatocellular carcinoma. Medicine (Baltimore). 2016;95(17):e3448. doi:10.1097/MD.0000000000003448 | Testing is performed using the uTASWako i30 instrument and the uTASWako DCP Immunological Test System and reagents. Sample is added to the reagent well with the fluorescent dye labeled anti-human prothrombin antibody (mouse monoclonal) to form the primary immunocomplex. The second labeled antibody solution, anion-conjugated anti-human des-gamma-carboxy prothrombin (DCP) antibody (mouse monoclonal), is concentrated by isotachophoresis when voltage is applied. The concentrated anion-conjugated antibody then reacts with the primary immunocomplex to form the secondary immunocomplex. This secondary complex is further concentrated during isotachophoresis and is separated from unbound fluorescent dye-labeled antibody by capillary gel electrophoresis. The remaining dye labeled DCP is measured by laser-induced fluorescence. The concentration of DCP in the specimen is directly proportional to the amount of fluorescence.(Package insert: uTASWako i30 DCP. Wako Diagnostics; version 23.02.17K16, 02/2023) | 1 to 4 days | 2 weeks | This test has been cleared, approved, or is exempt by the US Food and Drug Administration and is used per manufacturer's instructions. Performance characteristics were verified by Mayo Clinic in a manner consistent with CLIA requirements. | 83951 | Des-Gamma-Carboxy Prothrombin, S | 34444-0 | DCP | Des-Gamma-Carboxy Prothrombin, S | 34444-0
DESPR | Desipramine, Serum | Monitoring serum concentration of desipramine during therapy Evaluating potential desipramine toxicity May aid in evaluating patient compliance | Liquid Chromatography Tandem Mass Spectrometry (LC-MS/MS) | Yes | Desipramine, S | Serum Red | Supplies:Sarstedt Aliquot Tube, 5 mL (T914) Collection Container/Tube:Red top (Serum gel/SST arenot acceptable) Submission Container/Tube:Plastic vial Specimen Volume:1 mL Collection Instructions: 1. Collect specimen immediately before next scheduled dose (minimum 12 hours after last dose). 2. Centrifuge and aliquot serum into a plastic vial.Serum must be separated from cells within 2 hours of collection. | 0.25 mL | Desipramine is a tricyclic antidepressant and a metabolite of imipramine. These drugs have also been employed in the treatment of enuresis (involuntary urination) in childhood and severe obsessive-compulsive neurosis. Desipramine is the antidepressant of choice in patients where maximal stimulation is indicated. The therapeutic concentration of desipramine is 100 to 300 ng/mL. About 1 to 3 weeks of treatment are required before therapeutic effectiveness becomes apparent. The most frequent side effects are those attributable to anticholinergic effects: dry mouth, constipation, dizziness, tachycardia, palpitations, blurred vision, and urinary retention. These occur at blood concentrations more than 400 ng/mL, although they may occur at therapeutic concentrations in the early stage of therapy. Cardiac toxicity (first-degree heart block) is usually associated with blood concentrations more than 400 ng/mL. | Therapeutic concentration: 100-300 ng/mL Note:Therapeutic ranges are for specimens collected at trough (ie, immediately before next scheduled dose). Levels may be elevated in non-trough specimens. | Most individuals display optimal response to desipramine with serum levels of 100 to 300 ng/mL. Some individuals may respond well outside of this range or may display toxicity within the therapeutic range; thus, interpretation should include clinical evaluation. Risk of toxicity is increased with levels above 400 ng/mL. | This test cannot be performed on whole blood. Serum must be separated from cells within 2 hours of collection; if serum is not removed within this time, tricyclic antidepressant levels may be falsely elevated due to drug release from red blood cells. Specimens that are obtained from gel tubes are not acceptable, as the drug can absorb on the gel and lead to falsely decreased concentrations. | 1. Wille SM, Cooreman SG, Neels HM, Lambert WE. Relevant issues in the monitoring and toxicology of antidepressants. Crit Rev Clin Lab Sci. 2008;45(1):25-89 2. Thanacoody HK, Thomas SH. Antidepressant poisoning. Clin Med. 2003;3(2):114-118 3.Hiemke C, Bergemann N, Clement HW, et al. Consensus guidelines for therapeutic drug monitoring in neuropsychopharmacology: Update 2017. Pharmacopsychiatry. 2018;51(1-02):9-62 4. Milone MC, Shaw LM. Therapeutic drugs and their management. In: Rifai N, Chiu RWK, Young I, Burnham CAD, Wittwer CT, eds. Tietz Textbook of Laboratory Medicine. 7th ed. Elsevier; 2023:420-453. | The tricyclic antidepressants are extracted from serum usinga solvent crash to precipitate proteins. The supernatant is remove and analysis is byliquid chromatography tandem mass spectrometry (LC-MS/MS).(Unpublished Mayo method) | 3 to 5 days | 14 days | This test was developed and its performance characteristics determined by Mayo Clinic in a manner consistent with CLIA requirements. It has not been cleared or approved by the US Food and Drug Administration. | 80299 | Desipramine, S | 3531-1 | 37123 | Desipramine, S | 3531-1
DESMN | Desmin Immunostain, Technical Component Only | Identification of striated and smooth muscle cells and tumors derived from this cell type | Immunohistochemistry (IHC) | Yes | Desmin IHC, Tech Only | For the initial technical component only immunohistochemical (IHC) stain performed, the appropriate bill-only test ID will be reflexed and charged (IHTOI). For each additional technical component only IHC stain performed, an additional bill-only test ID will be reflexed and charged (IHTOA). | Supplies:Immunostain Technical Only Envelope (T693) Specimen Type:Tissue Container/Tube:Immunostain Technical Only Envelope Preferred:2 Unstained positively charged glass slide (25- x 75- x 1-mm) per test ordered; sections 4-microns thick Acceptable:Formalin-fixed, paraffin-embedded tissue block |  | Desmin is an intermediate filament protein in striated and smooth muscle cells. In neoplastic tissues, the antibody reacts with tumors of myogenic origin such as those arising from smooth muscle (leiomyosarcomas) and those derived from striated muscle (rhabdomyosarcomas). |  | This test does not include pathologist interpretation, only technical performance of the stain. If interpretation is required, order PATHC / Pathology Consultation for a full diagnostic evaluation or second opinion of the case. The positive and negative controls are verified as showing appropriate immunoreactivity. If a control tissue is not included on the slide, a scanned image of the relevant quality control tissue is available upon request; call 855-516-8404. Interpretation of this test should be performed in the context of the patient's clinical history and other diagnostic tests by a qualified pathologist. | Age of a cut paraffin section can affect immunoreactivity. Stability thresholds vary widely among published literature and are antigen dependent. Best practice is for paraffin sections to be cut within 6 weeks. | 1. Pawlak A, Rejmak-Kozicka E, Gil KE, Ziemba A, Kaczmarek L, Gil RJ. Patterns of desmin expression in idiopathic dilated cardiomyopathy are related to the desmin mRNA and ubiquitin expression. J Investig Med. 2019;67(1):11-19. doi:10.1136/jim-2017-000707 2. Bermudez-Jimenez FJ, Carriel V, Brodehl A, et al. Novel desmin mutation p.Glu401Asp impairs filament formation, disrupts cell membrane integrity, and causes severe arrhythmogenic left ventricular cardiomyopathy/dysplasia. Circulation. 2018;137(15):1595-1610. doi:10.1161/CIRCULATIONAHA.117.028719 3. Ekinci O, Ogut B, Celik B, Dursun A. Compared with elastin stains, h-caldesmon and desmin offer superior detection of vessel invasion in gastric, pancreatic, and colorectal adenocarcinomas. Int J Surg Pathol. 2018;26(4):318-326. doi:10.1177/1066896917752442 4. Magaki S, Hojat SA, Wei B, So A, Yong WH. An introduction to the performance of immunohistochemistry. Methods Mol Biol. 2019;1897:289-298. doi:10.1007/978-1-4939-8935-5_25 | Immunohistochemistry on sections of paraffin-embedded tissue.(Unpublished Mayo method | 1 to 3 days | Until staining is complete. | This test has been cleared, approved, or is exempt by the US Food and Drug Administration and is used per manufacturer's instructions. Performance characteristics were verified by Mayo Clinic in a manner consistent with CLIA requirements. | 88342-TC, primary88341-TC, if additional IHC | Desmin IHC, Tech Only | Order only;no result | 70734 | Desmin IHC, Tech Only | Bill only; no result
DSGAB | Desmoglein 1 (DSG1) and Desmoglein 3 (DSG3), IgG Antibodies, Serum | Preferred screening test for patients suspected to have an autoimmune blistering disorder of the skin or mucous membranes (pemphigus) Aiding in the diagnosis of pemphigus | Enzyme-Linked Immunosorbent Assay (ELISA) | Yes | Desmoglein 1 and 3, Serum | Serum | Collection Container/Tube: Preferred:Red top Acceptable:Serum gel Submission Container/Tube:Plastic vial Specimen Volume:1 mL Collection Instructions:Centrifuge and aliquot serum into a plastic vial. | 0.5 mL | Pemphigus includes a group of often fatal autoimmune blistering diseases characterized by intraepithelial lesions. Pemphigus vulgaris and its variants may present with oral or mucosal lesions alone or with mucosal plus skin lesions. Pemphigus foliaceous and variants present with skin lesions alone. Indirect immunofluorescence studies reveal that both forms of pemphigus are caused by autoantibodies to cell surface antigens of stratified epithelia or mucous membranes and skin. These antibodies bind to calcium-dependent adhesion molecules in cell surface desmosomes, notably desmoglein 1 (DSG1) in pemphigus foliaceus and desmoglein 3 (DSG3) and/or DSG1 in pemphigus vulgaris. Desmogleins are protein substances located in and on the surface of keratinocytes. These proteins have been shown to be a critical factor in cell-to-cell adhesion. Antibodies to desmogleins can result in loss of cell adhesion, the primary cause of blister formation in pemphigus. The diagnosis of pemphigus depends on biopsy and serum studies that characterize lesions and detect the autoantibodies that cause them. Originally, the serum studies were performed by IIF using primate esophagus and other tissue substrates. The identification of the reactive antigens as DSG1 and DSG3 has made it possible to develop highly specific and sensitive enzyme-linked immunosorbent assay methods. | DESMOGLEIN 1: <20 RU/mL (negative) > or =20 RU/mL (positive) DESMOGLEIN 3: <20 RU/mL (negative) > or =20 RU/mL (positive) | Antibodies to desmoglein 1 (DSG1) and desmoglein 3 (DSG3) have been shown to be present in patients with pemphigus. Many patients with pemphigus foliaceus, a superficial form of pemphigus have antibodies to DSG1. Patients with pemphigus vulgaris, a deeper form of pemphigus, have antibodies to DSG3 and sometimes DSG1 as well. Antibody titer correlates in a semiquantitative manner with disease activity in many patients. Patients with severe disease can usually be expected to have high titers of antibodies to DSG. Titers are expected to decrease with clinical improvement. Our experience demonstrates a very good correlation between DSG1 and DSG3 results and the presence of pemphigus. Adequate sensitivities and specificity for disease are documented. However, in those patients strongly suspected to have pemphigus either by clinical findings or by routine biopsy, and in whom the DSG assay is negative, indirect immunofluorescence testing is recommended. For more information see CIFS / Cutaneous Immunofluorescence Antibodies (IgG), Serum. | Recommend repeat testing of indeterminate specimens, either with a fresh specimen collected at a later time or the original specimen tested by another method. The desmoglein 1 (DSG1) and desmoglein 3 (DSG3) results serve only as an aid to diagnosis and should not be interpreted as diagnostic by themselves. The results should be interpreted in conjunction with clinical evaluation of the patient along with other diagnostic procedures. Performance of these assays in the pediatric population has not been established. The assay performance characteristics have not been established for matrices other than serum. A positive result indicates the presence of antibodies to recombinant DSG1 and DSG3 and does not specifically identify a certain type of pemphigus. A negative result does not rule out the presence of pemphigus. | 1. Amagai M, Tsunoda K, Zillikens D, Nagai T, Nishikawa T. The clinical phenotype of pemphigus is defined by the anti-desmoglein autoantibody profile. J Am Acad Dermatol. 1999;40(2 Pt 1):167-170 2. Amagai M, Komai A, Hashimoto T, et al. Usefulness of enzyme-linked immunoabsorbent assay using recombinant desmogleins 1 and 3 for sero-diagnosis of pemphigus. Brit J Dermatol. 1999;140(2):351-357 3. Harman KE, Gratian MJ, Bhogal BS, Challacombe SJ, Black M. The clinical significance of autoantibodies to desmoglein 1 in 78 cases of pemphigus vulgaris. J Invest Derm. 1999;112(4):568. Abstract 273 4. Harman KE, Gratian MJ, Seed PT, Bhogal BS, Challacombe SJ, Black MM. Diagnosis of pemphigus by ELISA: a critical evaluation of two ELISAs for the detection of antibodies to the major pemphigus antigens, desmoglein 1 and 3. Clin Exp Dermatol. 2000;25(3):236-240 5. Prussmann W, Prussmann J, Koga H, et al. Prevalence of pemphigus and pemphigoid autoantibodies in the general population. Orphanet J Rare Dis. 2015;10:63 6. Toosi S, Collins JW, Lohse CM, et al. Clinicopathologic features of IgG/IgA pemphigus in comparison with classic (IgG) and IgA pemphigus. Int J Dermatol. 2016;55(4):e184-e190 7. Montagnon CM, Tolkachjov SN, Murrell DF, Camilleri MJ, Lehman JS. Intraepithelial autoimmune blistering dermatoses: Clinical features and diagnosis. J Am Acad Dermatol. 2021;84(6):1507-1519 | This enzyme-linked immunosorbent assay (ELISA) method detects and measures serum levels of antibodies of certain pemphigus diseases. Calibrators and patient sera are added to microwells coated with desmoglein 1 (DSG1) and desmoglein 3 (DSG3) antigens, allowing antibodies to react with the immobilized antigens. After washing to remove any unbound serum proteins, horseradish peroxidase-conjugated IgG is added and incubated. Following another wash step, the peroxidase substrate is added and allowed to incubate for an additional period. Stop solution is then added to each well to cancel the enzyme reaction and to stabilize the color development. The assay can be quantified by measuring the reaction photometrically and plotting the results. The amount of antigen specific bound antibody is proportional to the color intensity.(Package inserts: Anti-Desmoglein 1 ELISA [IgG], Form EA_1495G_A_US_D04. EuroImmun; 07/08/2020; Anti-Desmoglein 3 ELISA [IgG], Form EA_1496G_A_US_D04. EuroImmun; 07/08/2020) | 1 to 10 days | 30 days | This test has been modified from the manufacturer's instructions. Its performance characteristics were determined by Mayo Clinic in a manner consistent with CLIA requirements. This test has not been cleared or approved by the US Food and Drug Administration. | 83516 x 2 | Desmoglein 1 and 3, Serum | 94335-7 | 606819 | DSG 3 | 94337-3
DESG3 | Desmoglein 3 (DSG3) Immunostain, Technical Component Only | Classification of squamous cell carcinomas | Immunohistochemistry (IHC) | Yes | Desmoglein 3 IHC, Tech Only | For the initial technical component only immunohistochemical (IHC) stain performed, the appropriate bill-only test ID will be reflexed and charged (IHTOI). For each additional technical component only IHC stain performed, an additional bill-only test ID will be reflexed and charged (IHTOA). | Supplies:Immunostain Technical Only Envelope (T693) Specimen Type:Tissue Container/Tube:Immunostain Technical Only Envelope Preferred:2 Unstained positively charged glass slide (25- x 75- x 1-mm) per test ordered; sections 4-microns thick Acceptable:Formalin-fixed, paraffin-embedded tissue block |  | Desmoglein 3 (DSG3) is a calcium-binding transmembrane glycoprotein component of desmosomes in vertebrate epithelial cells. Currently, three desmoglein subfamily members have been identified and all are members of the cadherin cell adhesion molecule superfamily. Positivity for DSG3 in a non-small cell lung carcinoma supports a diagnosis of squamous cell carcinoma. |  | This test does not include pathologist interpretation, only technical performance of the stain. If interpretation is required, order PATHC / Pathology Consultation for a full diagnostic evaluation or second opinion of the case. The positive and negative controls are verified as showing appropriate immunoreactivity. If a control tissue is not included on the slide, a scanned image of the relevant quality control tissue is available upon request; call 855-516-8404. Interpretation of this test should be performed in the context of the patient's clinical history and other diagnostic tests by a qualified pathologist. | Age of a cut paraffin section can affect immunoreactivity. Stability thresholds vary widely among published literature and are antigen-dependent. Best practice is for paraffin sections to be cut fresh. | 1. Funahashi SI, Kawai S, Fujii E, et al. Generation of an anti-desmoglein 3 antibody without pathogenic activity of pemphigus vulgaris for therapeutic application to squamous cell carcinoma. J Biochem. 2018;164(6):471-481. doi:10.1093/jb/mvy074 2. Xiao J, Lu X, Chen X, et al. Eight potential biomarkers for distinguishing between lung adenocarcinoma and squamous cell carcinoma. Oncotarget. 2017;8(42):71759-71771. doi:10.18632/oncotarget.17606 3. Brown L, Wan H. Desmoglein 3: a help or a hindrance in cancer progression?. Cancers (Basel). 2015;7(1):266-286. doi:10.3390/cancers7010266 4. Magaki S, Hojat SA, Wei B, So A, Yong WH. An introduction to the performance of immunohistochemistry. Methods Mol Biol. 2019;1897:289-298. doi:10.1007/978-1-4939-8935-5_25 | Immunohistochemistry on sections of paraffin-embedded tissue.(Unpublished Mayo method) | 1 to 3 days | Until staining is complete. | This test has been cleared, approved, or is exempt by the US Food and Drug Administration and is used per manufacturer's instructions. Performance characteristics were verified by Mayo Clinic in a manner consistent with CLIA requirements. | 88342-TC, primary88341-TC, if additional IHC | Desmoglein 3 IHC, Tech Only | Order only;no result | 70733 | Desmoglein 3 IHC, Tech Only | Bill only; no result
DEXA | Dexamethasone, Serum | Confirming the presence of dexamethasone in serum Confirming the cause of secondary adrenal insufficiency This test isnot usefulas the sole basis for a diagnosis or treatment decisions. | Liquid Chromatography Tandem Mass Spectrometry (LC-MS/MS) | Yes | Dexamethasone, S | Serum | Collection Container/Tube: Preferred:Red top Acceptable:Serum gel SubmissionContainer/Tube:Plastic vial Specimen Volume:2 mL Collection Instructions: 1. Draw blood between 7:30 a.m. and 9:00 a.m. the morning following an evening dose. 2. Centrifuge and aliquot serum into plastic vial within one hour of collection and freeze immediately. | 0.6 mL | Synthetic glucocorticoids are widely used and have an important clinical utility both as antiinflammatory and immunosuppressive agents. The medical use of these agents, as well as their surreptitious use, can sometimes lead to a confusing clinical presentation. Patients exposed to these steroids may present with clinical features of Cushing syndrome but with suppressed cortisol levels and evidence of hypothalamus-pituitary-adrenal axis suppression. | Baseline: <30 ng/dL 8:00 a.m. following 1 mg Dexamethasone, previous evening: >100 ng/dL 8:00 a.m. following 8 mg Dexamethasone, (4 x 2 mg doses) previous day: >800 ng/dL | This test will screen for, and quantitate if present, the synthetic glucocorticoid, dexamethasone. The presence of this synthetic glucocorticoid in serum indicates the current or recent use of this compound. | Lack of detection does not preclude use ofdexamethasonebecause adrenal suppression may persist for sometime after the exogenous steroid is discontinued. | 1. Genere N, Kaur RJ, Athimulam S, et al. Interpretation of abnormal dexamethasone suppression test is enhanced with use of synchronous free cortisol assessment. J Clin Endocrinol Metab. 2021;107(3):e1221-e1230 doi:10.1210/clinem/dgab724 2. Cave A, Arlett P, Lee E. Inhaled and nasal corticosteroids: factors affecting the risks of systemic adverse effects. Pharmacol Ther. 1999;83(3):153 3. Bijlsma JW, van Everdingen AA, Huisman M, et al. Glucocorticoids in rheumatoid arthritis: effects on erosions and bone. Ann N Y Acad Sci. 2002;966:82-90. doi:10.1111/j.1749-6632.2022.tb04205.x 4.Genere N, Kaur RJ, Athimulam S, et al. Interpretation of abnormal dexamethasone suppression test is enhanced with use of synchronous free cortisol assessment. J Clin Endocrinol Metab. 2022;107(3):e1221-e1230. doi:10.1210/clinem/dgab724 | Dexamethasone is extracted from serum and measured by liquid chromatography (high-resolution accurate-mass) mass spectrometry.(Unpublished Mayo method) | 2 to 6 days | 3 months | This test was developed and its performance characteristics determined by Mayo Clinic in a manner consistent with CLIA requirements. It has not been cleared or approved by the US Food and Drug Administration. | 80299 | Dexamethasone, S | 14062-4 | 609439 | Dexamethasone, S | 14062-4
FDXAP | Dexedrine (Dextroamphetamine) |  | Gas Chromatography/Mass Spectrometry (GC/MS) | Yes | Dextroamphetamine | Varies | Submit only 1 of the following specimens: Plasma Draw blood in a green-top (sodium heparin) tube(s), plasma gel tube is not acceptable. Spin down and send 5 mL sodium heparin plasma refrigerated in a plastic vial. SerumDraw blood in a plain red-top tube(s), serum gel tube is not acceptable. Spin down and send 5 mL of serum refrigerated in a plastic vial. | 2 mL |  | Reference Range:10 – 100 ng/mL |  |  |  |  | 5 to 9 days |  |  | 80324 | Dextroamphetamine | 9814-5 | Z3319 | Dextroamphetamine | 9814-5
FCDU8 | Dextro/Levo Methorphan, Umbilical Cord Tissue |  | Only orderable as part of a profile-see FCDSU. | Yes | Dextro/Levo Methorphan, UC | If appropriate, confirmation testing will be performed at no additional charge. | Only orderable as part of a profile-see FCDSU. |  |  | Reporting limit determined each analysis. Units: ng/g Only orderable as part of a profile-see FCDSU. | [8 empty] | Dextro/Levo Methorphan, UC | 97588-8 | Z6181 | Dextro/Levo Methorphan | 97588-8
FDM | Dextromethorphan (DM), Serum |  | Liquid Chromatography/Tandem Mass Spectrometry (LC/MS/MS) | Yes | Dextromethorphan (DM) | Varies | Submit only 1 of the following specimens: Plasma Draw blood in a green-top (sodium heparin) tube(s), plasma gel tube is not acceptable. Spin down and send 2 mL sodium heparin refrigerated in a plastic vial. Serum Draw blood in a plain red-top tube(s), serum gel tube is not acceptable. Spin down and send 2 mL of serum refrigerated in a plastic vial. | 0.25 mL |  | ReferenceRange:2.0 - 6.0 ng/mL |  |  |  |  | 5 to 11 days | 2 weeks |  | 80362 | Dextromethorphan (DM) | 13623-4 | Z1148 | Dextromethorphan (DM) | 13623-4
DBS1 | Diabetes Mellitus Type 1 Evaluation, Serum | Distinguishing type 1 from type 2 diabetes mellitus Identifying individuals at risk of type 1 diabetes (including high-risk relatives of patients with diabetes) Predicting future insulin requirement treatment in patients with adult-onset diabetes | GD65S, INAB, IA2: Radioimmunoassay (RIA) EZNT8: Enzyme-Linked Immunosorbent Assay (ELISA) DMEI: Interpretive Comments | Yes | Diabetes Mellitus Type 1 Evaluation | Serum | Collection Container/Tube: Preferred:Red top Acceptable:Serum gel Submission Container/Tube:Plastic vial Specimen Volume:4 mL Collection Instructions:Centrifuge and aliquot serum into a plastic vial. | 2 mL | Islet cell autoantibodies have been known to be associated with type 1 diabetes mellitus since the 1970s. Since 1988, several autoantigens, against which islet antibodies are directed, have been identified. These include the insulinoma-associated protein 2 (IA-2), glutamic acid decarboxylase 65 (GAD65), insulin and, most recently, the zinc transporter ZnT8.(1) Only 4% to 7% of patients with type 1 diabetes are autoantibody negative, fewer than 10% have only 1 marker, and around 70% have 3 or 4 markers. These findings have been confirmed in multiple specialty laboratories internationally. One or more of these autoantibodies are detected in 93% to 96% of patients with type 1 diabetes, both adults and children. These antibodies are also detectable in relatives of type 1 diabetic patients at risk for developing diabetes, before clinical onset.(2) Some patients with type 1 diabetes are initially diagnosed as having type 2 diabetes because of symptom-onset in adulthood, societal obesity, and initial insulin-independence. These patients with either "latent autoimmune diabetes in adulthood" or type 1 diabetes mellitus may be distinguished from those patients with type 2 diabetes by detection of 1 or more islet autoantibodies (including ZnT8 antibody). Patients with gestational diabetes can also be stratified for future diabetes risk by detection of 1 or more islet autoantibodies. | GLUTAMIC ACID DECARBOXYLASE (GAD65) ANTIBODY < or =0.02 nmol/L Reference values apply to all ages. INSULIN ANTIBODIES < or =0.02 nmol/L Reference values apply to all ages. ISLET ANTIGEN 2 (IA-2) ANTIBODY < or =0.02 nmol/L Reference values apply to all ages. ZINC TRANSPORTER 8 (ZnT8) ANTIBODY < 15.0 U/mL Reference values apply to all ages. | Seropositivity for 1 or more islet cell autoantibodies is supportive of: -A diagnosis of type 1 diabetes. Only 2% to 4% of patients with type 1 diabetes are antibody negative; 90% have more than 1 antibody marker, and 70% have 3 or 4 markers.(1) Patients with gestational diabetes who are antibody seropositive are at high risk for diabetes postpartum. Rarely, diabetic children test seronegative, which may indicate a diagnosis of maturity-onset diabetes of the young in clinically suspicious cases. -A high risk for future development of diabetes. Among 44 first-degree relatives of patients with type 1 diabetes, those with 3 antibodies had a 70% risk of developing type 1 diabetes within 5 years.(2) -A current or future need for insulin therapy in patients with diabetes. In the UK Prospective Diabetes Study, 84% of those classified clinically as having type 2 diabetes and seropositive for glutamic acid decarboxylase 65 (GAD65) required insulin within 6 years, compared to 14% that were antibody negative.(3) | Negative results do not exclude the diagnosis of or future risk for type 1 diabetes mellitus. The risk of developing type 1 diabetes may be stratified further by testing for human leukocyte antigen genetic markers. Careful monitoring of hyperglycemia is the mainstay for determining the requirement for insulin therapy. | 1. Bingley PJ. Clinical applications of diabetes antibody testing. J Clin Endocrinol Metab. 2010;95(1):25-33 2. Bingley PJ, Gale EA. Progression to type 1 diabetes in islet cell antibody-positive relatives in the European Nicotinamide Diabetes Intervention Trial: the role of additional immune, genetic and metabolic markers of risk. Diabetologia. 2006;49(5):881-890 3. Turner R, Stratton I, Horton V, et al. UKPDS 25: autoantibodies to islet-cell cytoplasm and glutamic acid decarboxylase for prediction of insulin requirement in type 2 diabetes. UK Prospective Diabetes Study Group. Lancet. 1997;350(9087):1288-1293 4. Thomas NJ, Jones AG. The challenges of identifying and studying type 1 diabetes in adults [published online ahead of print, 2023 Sep 20]. Diabetologia. 2023;10.1007/s00125-023-06004-4. doi:10.1007/s00125-023-06004-4 | Radioimmunoassay: (125)I-labeled recombinant human antigen is incubated with patient sample. Anti-human IgG is then added to form an immunoprecipitate. After washing the immunoprecipitate, the amount of (125)I-labeled antigen in the immunoprecipitate is measured using a gamma-counter. The amount of gamma emission in the precipitate is proportional to the amount of antigen-specific IgG in the sample. Results are reported as units of precipitated antigen (nMol) per L of patient sample.(Masuda M, Powell M, Chen S, et al. Autoantibodies to IA-2 in insulin-dependent diabetes mellitus. Measurements with a new immunoprecipitation assay. Clin Chim Acta. 2000;291(1):53-66; Walikonis JE, Lennon VA. Radioimmunoassay for glutamic acid decarboxylase [GAD65] autoantibodies as a diagnostic aid for stiff-man syndrome and a correlate of susceptibility to type 1 diabetes mellitus. Mayo Clin Proc. 1998;73[12]:1161-1166;Horta ES, Lennon VA, Lachance DH, et al. Neural autoantibody clusters aid diagnosis of cancer. Clin Cancer Res. 2014;20[14]:3862-9386) Enzyme-Linked Immunosorbent Assay Zinc transporter 8 (ZnT8) antibodies are principally directed against the C terminal domain of ZnT8. The ZnT8 autoantibody enzyme-linked immunosorbent assay is based on the bridging principle that employs the ability of divalent ZnT8 autoantibodies to bind to ZnT8 coated on to the plate well with one arm, and to liquid ZnT8-biotin with the other arm. Calibrators or undiluted samples in duplicate are added to ZnT8 coated plate wells and incubated overnight. ZnT8-biotin is added to each well and plates. After further incubation, aspiration, and wash, streptavidin-peroxidase is added to each well. After further incubation, aspiration, and wash, peroxidase substrate is added. After further incubation, 0.5 mol/L sulfuric acid stop solution is added to each well. Absorbance is measured at 450nm, blanked against wells containing peroxidase substrate and sulfuric acid only.(Petruzelkova L, Ananieva-Jordanova R, Vcelakova J, et al. The dynamic changes of zinc transporter 8 autoantibodies in Czech children from the onset of Type 1 diabetes mellitus. Diabet Med. 2014;31(2):165-171) | 7 to 10 days | 28 days | See Individual Test IDs | 8633786341 x3 | Diabetes Mellitus Type 1 Evaluation | 104673-9 | 64926 | ZnT8 Ab, S | 76651-9
DIA | Diazepam and Nordiazepam, Serum | Assessing compliance Monitoring for appropriate therapeutic level Assessing diazepam toxicity | Liquid Chromatography Tandem Mass Spectrometry (LC-MS/MS) | Yes | Diazepam and Nordiazepam, S | Serum Red | Collection Container/Tube:Red top (Serum gel/SST arenot acceptable) Submission Container/Tube:Plastic vial Specimen Volume:0.5 mL Collection Instructions:Centrifuge and aliquot serum into plastic vial. | 0.3 mL | Diazepam, a benzodiazepine derivative, is an anxiolytic agent that reduces neuronal depolarization resulting in decreased action potentials. It enhances the action of gamma-aminobutyric acid (GABA) by tightly binding to A-type GABA receptors, thus opening the membrane channels, and allowing the entry of chloride ions. It is also used as a muscle relaxant, procedural sedation agent, and sedative-hypnotic agent to treat withdrawal states (ie, ethanol), along with other conditions (seizures). Diazepam is metabolized to several metabolites in the liver, including temazepam, oxazepam, and nordiazepam (desmethyldiazepam), and the clearance of the drug is reduced considerably in older individuals and in patients with hepatic disease. Therapeutic assessment typically includes measurement of both the parent drug (diazepam) and the active metabolite (nordiazepam). | Therapeutic concentrations Diazepam and Nordiazepam: 200-2,500 ng/mL | For seizures: Serum concentrations are not usually monitored during early therapy because response to the drug can be monitored clinically as seizure control. If seizures resume despite adequate therapy, another anticonvulsant must be considered. Toxicity is commonly seen when diazepam plus nordiazepam concentrations exceed 3000 ng/mL. Adverse effects of benzodiazepines in therapeutic doses usually reflect the drug's pharmacology and include sedation, slurred speech, and ataxia. Respiratory depression/arrest may occur with large overdoses or following rapid intravenous injection with short-acting benzodiazepines. | No significant cautionary statements | 1. Langman LJ, Bechtel LK, Meier BM, Holstege C. Clinical toxicology. In: Rifai N, Horvath AR, Wittwer CT, eds. Tietz Textbook of Clinical Chemistry and Molecular Diagnostics. 6th ed. Elsevier; 2018:832-887 2. Burtis CA, Ashwood ER, Bruns DE, eds. Tietz Textbook of Clinical Chemistry and Molecular Diagnostics. WB Saunders Company; 2011:Table 60.2 | The internal standard mixture containing chlordiazepoxide-d5, diazepam-d4, and nordiazepam-d5 is added to serum samples. The serum samples are treated with phosphate buffer and extracted via liquid/liquid extraction. The organic layer from the extraction is dried under nitrogen, reconstituted, and injected on a liquid chromatography tandem mass spectrometer.(Unpublished Mayo method) | 3 to 7 days | 14 days | This test was developed and its performance characteristics determined by Mayo Clinic in a manner consistent with CLIA requirements. It has not been cleared or approved by the US Food and Drug Administration. | 80299 | Diazepam and Nordiazepam, S | 49044-1 | 2459 | Diazepam and Nordiazepam | 16757-7
DICET | DICER1 Mutation Analysis, Next-Generation Sequencing, Tumor | Identifying specific mutations within theDICER1gene to assist in tumor diagnosis/classification | Sequence Capture Next-Generation Sequencing (NGS) | Yes | DICER1 Mutation Analysis, Tumor | When this test is ordered, slide review will always be performed at an additional charge. | This assay requires at least 20% tumor nuclei. -Preferred amount of tumor area with sufficient percent tumor nuclei: tissue 216 mm(2) -Minimum amount of tumor area: tissue 36 mm(2) -These amounts are cumulative over up to 10 unstained slides and must have adequate percent tumor nuclei. -Tissue fixation: 10% neutral buffered formalin, not decalcified -For specimen preparation guidance, seeTissue Requirement for Solid Tumor Next-Generation Sequencing. In this document, the sizes are given as 4 mm x 4 mm x 10 slides as preferred: approximate/equivalent to 144 mm(2) and the minimum as 3 mm x 1 mm x 10 slides: approximate/equivalent to 36 mm(2). Preferred: Specimen Type:Tissue block Collection Instructions: Submit a formalin-fixed, paraffin-embedded tissue block with acceptable amount of tumor tissue. Acceptable: Specimen Type:Tissue slide Slides: 1 Stained and 10 unstained Collection Instructions: Submit 1 slide stained with hematoxylin and eosin and 10 unstained, nonbaked slides with 5-micron thick sections of the tumor tissue. Note:The total amount of required tumor nuclei can be obtained by scraping up to 10 slides from the same block. Additional Information: Unused unstained slides will not be returned. Specimen Type:Cytology slide (direct smears or ThinPrep) Slides:1 to 3 Slides Collection Instructions:Submit 1 to 3 slides stained and coverslipped with a preferred total of 5000 nucleated cells, or a minimum of at least 3000 nucleated cells. Note:Glass coverslips are preferred; plastic coverslips are acceptable but will result in longer turnaround times. Additional Information: Cytology slides will not be returned. | See Specimen Required | This test uses formalin-fixed paraffin-embedded tissue or cytology slides to assess for somatic mutations involving theDICER1gene known to be associated with multiple tumor types.DICER1mutations are a diagnostic marker of embryonal rhabdomyosarcoma and Sertoli-Leydig cell tumors.(1) In central nervous system (CNS) tumors,DICER1mutations are a diagnostic molecular biomarker for primary intracranial sarcoma,DICER1-mutant, embryonal tumor with multilayered rosettes and pituitary blastoma.(2)DICER1mutations also occur in a subset of pineoblastoma, typically in the context ofDICER1tumor-predisposition syndrome. DICER1tumor-predisposition syndrome is an inheritedpredisposition to pleuropulmonary blastoma, cystic nephroma, Wilms' Tumor, anaplastic sarcoma of the kidney, ovarian Sertoli-Leydig cell tumor, and cervical embryonal rhabdomyosarcoma. | An interpretive report will be provided. | The interpretation of molecular biomarker analysis includes an overview of the results and the associated diagnostic, prognostic, and therapeutic implications. | This test cannot differentiate between somatic and germline alterations. Additional testing may be necessary to clarify the significance of results if there is a potential hereditary risk. DNA variants of uncertain significance may be identified. A negative result does not rule out the presence of a variant that may be present below the limits of detection of this assay. In a specimen with 20% or more tumor content, the analytical sensitivity of this assay for sequence reportable alterations is 5% mutant allele frequency with a minimum coverage of 500X. Point mutations and small deletion-insertion mutations will be detected in theDICER1gene only. This test may detect single exon deletions but does not detect multi-exon deletions, duplications, or genomic copy number variants. Variant allele frequency (VAF) is the percentage of sequencing reads supporting a specific variant divided by the total sequencing reads at that position. In somatic testing, VAF should be interpreted in the context of several factors, including, but not limited to, tumor purity/heterogeneity/copy number status (ploidy, gains/losses, loss of heterozygosity) and sequencing artifact/misalignment.(3,4) Rare alterations (ie, polymorphisms) may be present that could lead to false-negative or false-positive results. Test results should be interpreted in the context of clinical, tumor sampling, histopathological, and other laboratory data. If results obtained do not match other clinical or laboratory findings, contact the laboratory for discussion. Misinterpretation of results may occur if the information provided is inaccurate or incomplete. Reliable results are dependent on adequate specimen collection and processing. This test has been validated on cytology slides and formalin-fixed, paraffin-embedded tissues; other types of fixatives are discouraged. Improper treatment of tissues, such as decalcification, may causepolymerasechainreaction failure. | 1. WHO Classification of Tumours Editorial Board. Female genital tumours. 5th ed. World Health Organization; 2020. WHO Classification of Tumours. Vol 4 2. WHO Classification of Tumours Editorial Board: Central nervous system tumours. 5th ed. World Health Organization; 2021. WHO Classification of Tumours. Vol 6 3. Strom SP. Current practices and guidelines for clinical next-generation sequencing oncology testing. Cancer Biol Med. 2016;13(1):3-11. doi:10.28092/j.issn.2095-3941.2016.0004 4. Spurr L, Li M, Alomran N, et al. Systematic pan-cancer analysis of somatic allele frequency. Sci Rep. 2018;8(1):7735. Published 2018 May 16. doi:10.1038/s41598-018-25462-0 5. Caroleo AM, De loris MA, Boccuto L, et al: DICER1 syndrome and cancer predisposition: From a rare pediatric tumor to lifetime risk. Front Oncol. 2021 Jan 21;10:614541 6. Li BK, Vasiljevic A, Dufour C, et al: Pineoblastoma segregates into molecular sub-groups with distinct clinico-pathologic features: a rare brain tumor consortium registry study. Acta Neuropathol. 2020 Feb;139(2):223-241 7. Koelsche C, Mynarek M, Schrimpf D, et al: Primary intracranial spindle cell sarcoma with rhabdomyosarcoma-like features share a highly distinct methylation profile and DICER1 mutations. Acta Neuropathol. 2018 Aug;136(2):327-337 8. de Kock L, Yoon JY, Apellaniz-Ruiz M, et al: Significantly greater prevalence of DICER1 alterations in uterine embryonal rhabdomyosarcoma compared to adenosarcoma. Mod Pathol. 2020 Jun;33:1207-1219 9. McCluggage WG, Apellaniz-Ruiz M, Chong AL, et al: Embryonal rhabdomyosarcoma of the ovary and fallopian tube: Rare neoplasms associated with germline and somatic DICER1 mutations. Am J Surg Pathol. 2020 Jun;44:738-747 10. de Kock L, Terzic T, McCluggage WG, et al: DICER1 mutations are consistently present in moderately and poorly differentiated sertoli-leydig cell tumors. Am J Surg Pathol. 2017 Sep;41:1178-1187 | Next-generation sequencing is performed to evaluate the presence of a mutation in all coding regions of theDICER1gene. SeeTargetedGenesandMethodologyDetails forDICER1Mutation Analysisfor details regarding the targeted gene regions identified by this test.(Unpublished Mayo method) A pathology review and macro dissection to enrich for tumor cells is performed prior to slide scraping. | 12 to 20 days | FFPE tissue block: Unused portions of blocks will be returned 10 to14 days after testing is complete; FFPE tissue/cytology slides: Unused slides are stored indefinitely; Digital images are obtained and stored for all slides used in testing. | This test was developed and its performance characteristics determined by Mayo Clinic in a manner consistent with CLIA requirements. It has not been cleared or approved by the US Food and Drug Administration. | 88381-Microdissection, manual81479 | DICER1 Mutation Analysis, Tumor | 105585-4 | 619675 | Released By | 18771-6
FDGTX | Digitoxin, Serum |  | Immunoassay (IA) | Yes | Digitoxin | Serum Red | ***Must submit one specimen per order. Specimens cannot be shared between multiple orders.*** Specimen Type:Serum Collection Container/Tube:Red top Submission Container/Tube:Plastic vial Specimen Volume:1 mL Collection Instructions: 1. Draw blood in a plain, red-top tube(s).Serum gel tube is not acceptable. 2. Centrifuge and send 1 mL of serum refrigerated in a plastic, preservative-free vial. | 0.4 mL |  | Reporting limit determined each analysis. None Detected ng/mL Therapeutic Range:10 - 30 ng/mL |  |  |  |  | 9 to 11 days |  |  | 80299 | Digitoxin | 3559-2 | FDGTX | Digitoxin | 3559-2
FRDIG | Digoxin, Free, Serum | Evaluating recrudescent (breakthrough) digoxin toxicity in renal-failure patients Assessing the need for more antidigoxin Fab to be administered Deciding when to reintroduce digoxin therapy Monitoring patients with possible digoxin-like immunoreactive factors (DLIFs) | Ultrafiltration followed by Electrochemiluminescent Immunoassay | Yes | Digoxin, Free, S | Serum | Patient Preparation: For 12 hours before specimen collection do nottake multivitamins or dietary supplements containing biotin (vitamin B7), which is commonly found in hair, skin, and nail supplements and multivitamins. Collection Container/Tube: Preferred:Serum gel Acceptable:Red top Submission Container/Tube:Plastic vial Specimen Volume:1 mL Collection Instructions: 1. Draw blood 6 to 8 hours after last dose of digoxin. 2. Serum gel tubes should be centrifuged within 2 hours of collection. 3. Red-top tubes should be centrifuged, and the serum aliquoted into a plastic vial within 2 hours of collection. | 0.6 mL | Digoxin, a widely prescribed cardiac drug, has a narrow therapeutic window (a very small difference exists between therapeutic and toxic tissue concentrations). While excess digoxin can have serious side effects (eg, cardiac dysrhythmias, heart failure, seizures, death), it is one of the few therapeutic drugs for which antidotal therapy is available.(1) In toxic situations, antibody fragment therapy, which involves the administration of antibodies to digoxin (eg, Digibind, Digoxin Immune Fab), is indicated. In manufacturing of Digibind, papain cleaves digoxin-specific IgG antibody into 2 antigen binding-site fragments (Fab fragments). These fragments bind to digoxin, block the active site of the digoxin molecule, and make it unavailable to its receptor molecule and biologically inactive. The Fab fragment-digoxin complex is then excreted by the kidney. Total digoxin concentration in blood increases approximately 10 to 30 fold after administration of Fab fragments. On the other hand, the unbound (free) fraction, which is responsible for its pharmacological activity, decreases. Traditional digoxin assays performed by immunoassay (eg, DIG / Digoxin, Serum) measure both Fab fragment-bound (inactive) digoxin and free (active) digoxin (ie, total digoxin), and are unsuitable for managing patients when digoxin-specific Fab fragment therapy has been administered. Assays for measurement of free digoxin levels only are necessary in such situations. The kidneys provide the main route of Fab fragment elimination from the body. In patients with normal renal function, digoxin-specific Fab fragments are excreted in the urine with a biological half-life of 15 to 20 hours. Ordinarily, improvement in signs or symptoms of digoxin intoxication begins within a half hour or less after initiation of Fab fragment therapy. Clearance may be delayed in patients with renal failure. In such patients, toxicity may recur if previously bound drug is released from the Fab fragments, resulting in increased levels of free digoxin. Digoxin-like immunoreactive factors (DLIFs) are endogenous substances that can cross-react with testing antibodies used in some digoxin immunoassays, causing erroneous results. DLIFs may be seen in certain volume-expanded patients such as neonates, patients with renal or liver disease, and in women in the third trimester of pregnancy being treated with digoxin.(2) DLIFs are strongly bound to proteins and, in this assay, are removed prior to testing. The following ordering guidelines are offered: -When creatinine clearance is less than 30 mL/min/surface area: order free digoxin levels daily for 12 days (or until dismissal) -When creatinine clearance is equal to or above 30 mL/min/surface area (and the patient is not on renal-replacement therapy): order free levels daily for 72 hours, as long as the last level is not supratherapeutic (these patients are expected to have good clearance and a lower risk for reintoxication) -Also order total digoxin levels every other day during the time periods above, with a goal of determining whether there is correlation between changes in free and total levels. | <16 years: Therapeutic ranges have not been established for patients who are under 16 years of age. In adults, the suggested serum free digoxin therapeutic range is 0.4-0.9 ng/mL. Toxic concentration: > or =3.0 > or =16 years: 0.4-0.9 ng/mL Toxic concentration: > or =3.0 ng/ mL | The target therapeutic level is 0.4 to 0.9 ng/mL. Toxicity may be seen when free digoxin concentrations are 3.0 ng/mL or higher. Pediatric patients may tolerate higher concentrations. Therapeutic concentrations for free digoxin are 25% lower than therapeutic values for total digoxin due to the separation of protein-bound digoxin in the assay. | Patients vary in their responsiveness to digoxin. Renal dysfunction alters the metabolism of digoxin and antibody-bound digoxin. It takes 6 to 8 hours after digoxin administration for equilibration between serum and tissue; results obtained from specimens collected less than 6 to 8 hours after the last dose of digoxin should be interpreted with caution. Digibind (Glaxo Wellcome, Research Triangle Park, NC) is the most common brand of antidigoxin Fab fragments used; other brands are available and may be monitored by this assay. | 1.Jortani SA, Pinar A, Johnson NA, Valdes R Jr: Validity of unbound digoxin measurements by immunoassays in presence of antidote (Digibind). Clin Chim Acta. 1999;283:159-169 2.DIGIBIND Digoxin Immune FAB (Ovine). Package insert. GlaxoSmithKline; 2003 3.Moyer TP, Boeckx RL, eds: Applied Therapeutic Drug Monitoring. Vol 2. American Association for Clinical Chemistry Press; 1984 4. Jortani SA, Voldes R Jr: Digoxin and its related endogenous factors.Crit Rev Clin Lab Sci. 1997;34:225-274 5. Datta P, Hinz V, Klee G: Comparison four digoxin immunoassays with respect to interference from digoxin-like immunoreactive factors. Clin Biochem. 1996;29(6):541-547 6.Soldin SJ: Free drug measurements. When and why? An overview. Arch Pathol Lab Med. 1999;123:822-823 7. Dickstein K, Cohen-Solal A, Filippatos G, et al: ESC guidelines for the diagnosis and treatment of acute and chronic heart failure 2008: the Task Force for the diagnosis and treatment of acute and chronic heart failure 2008 of the European Society of Cardiology. Eur Heart J. 2008;29:2388-2442 8.Milone MC, Shaw LM: Therapeutic drugs and their management. In: Rifai N, Horvath AR, Wittwer CT, eds. Tietz Textbook of Clinical Chemistry and Molecular Diagnostics 6th ed. Elsevier; 2018800-831 | Free digoxin not bound to the digoxin-specificantibody fragments and not bound to protein is separated from bound digoxinby a 30-kD centrifugal filter device. Free digoxin passes through the filter; bound digoxin is retained in the filter. The filtrate is analyzed for digoxin usinga competitive electrochemiluminescence immunoassay that employs a monoclonal antibody directed against digoxin. Digoxin in the specimen competes with the added digoxin derivative labeled with biotin for the binding sites on the ruthenylated antibody-complex. Streptavidin-coated microparticles are added and the mixture is aspirated into the measuring cell where the microparticles are magnetically captured onto the surface of the electrode. Application of voltage to the electrode induces the chemiluminescent emission, which is then measured.(Package insert: Elecsys Digoxin, Roche Diagnostics; V3.0, 11/2019) | Same day/1 day | 7 days | This test has been modified from the manufacturer's instructions. Its performance characteristics were determined by Mayo Clinic in a manner consistent with CLIA requirements. This test has not been cleared or approved by the US Food and Drug Administration. | 80163 | Digoxin, Free, S | 3562-6 | FRDIG | Digoxin, Free, S | 3562-6
DIG | Digoxin, Serum | Monitoring digoxin therapy | Electrochemiluminescent Immunoassay | Yes | Digoxin, S | Serum | Patient Preparation: For 12 hours before specimen collection do nottake multivitamins or dietary supplements containing biotin (vitamin B7), which is commonly found in hair, skin, and nail supplements and multivitamins. Collection Container/Tube: Preferred:Serum gel Acceptable:Red top Submission Container/Tube:Plastic vial Specimen Volume:1 mL Collection Instructions: 1. Draw blood 6 to 8 hours after the last dose of digoxin. 2. Serum gel tubes should be centrifuged within 2 hours of collection. 3. Red-top tubes should be centrifuged, and the serum aliquoted into a plastic vial within 2 hours of collection. | 0.5 mL | Compounds in the digitalis family of glycosides consist of a steroid nucleus, a lactone ring, and a sugar. Digoxin is widely prescribed for the treatment of congestive heart failure and various disturbances of cardiac rhythm. Digoxin improves the strength of myocardial contraction, and results in the beneficial effects of increased cardiac output, decreased heart size, decreased venous pressure, and decreased blood volume. Digoxin therapy also results in stabilized and slowed ventricular pulse rate. These therapeutic effects are produced through a network of direct and indirect interactions upon the myocardium, blood vessels, and the autonomic nervous system. Digoxin is well absorbed after oral administration and is widely distributed to tissues, especially the heart, kidney, and liver. A number of factors can alter normal absorption, distribution, and bioavailability of the drug, including naturally occurring enteric bacteria in the bowel, presence of food in the gut, strenuous physical activity, ingestion of quinine or quinidine, and concomitant use of a wide range of drugs. Children generally require higher concentrations of digoxin. After oral administration, there is an early rise in serum concentration. Equilibration of serum and tissue levels occurs at approximately 6 to 8 hours. For this reason, blood specimens for digoxin analysis should be drawn at least 6 to 8 hours after drug administration. Digoxin is excreted primarily in the urine. The average elimination half-life is 36 to 40 hours but may be considerably prolonged in those with renal disease, causing digoxin accumulation and toxicity. Symptoms of digoxin toxicity often mimic the cardiac arrhythmia's for which the drug was originally prescribed (eg, heart block and heart failure). Other typical symptoms of toxicity include gastrointestinal effects, such as anorexia, nausea, vomiting, abdominal pain and diarrhea, and neuropsychologic symptoms, such as fatigue, malaise, dizziness, clouded or blurred vision, visual and auditory hallucination, paranoid ideation, and depression. Toxicity of digoxin may reflect several factors: the drug has a narrow therapeutic window (a very small difference exists between therapeutic and toxic tissue levels); individuals vary in their ability to metabolize and respond to digoxin; absorption of various oral forms of digoxin may vary over a 2-fold range; susceptibility to digitalis toxicity apparently increases with age. | <16 years: Therapeutic ranges have not been established for patients who are less than 16 years of age. > or =16 years: Therapeutic range: 0.6-1.2 ng/mL Toxic concentration: > or =4.0 ng/mL | The therapeutic range is 0.6 to 1.2 ng/mL. Levels of 4.0 ng/mL and above may be potentially life-threatening. | Patients vary in their responsiveness to the drug, and renal dysfunction permits accumulation of digoxin in the serum. This assay measures both bound and free digoxin, so high values will be found in patients undergoing treatment with digibind (antibody fragment therapy). "Digoxin-like" immunoreactive factors may cause falsely-elevated values in some neonates and patients with advanced liver or renal disease.(1) In patients undergoing therapy with high biotin doses (>5 mg/day), do not draw specimens until at least 8 hours have elapsed since the last biotin administration. | 1. Datta P, Hinz V, Klee G: Comparison four digoxin immunoassays with respect to interference from digoxin-like immunoreactive factors. Clin Biochem. 1996;29(6):541-547 2. Moyer TP, Boeckx RL, eds: Applied Therapeutic Drug Monitoring. Vol 2.American Association for Clinical Chemistry; 1984 3. Jortani SA, Voldew R Jr: Digoxin and its related endogenous factors. Crit Rev Clin Lab Sci. 1997;34:225-274 4. Dickstein K, Cohen-Solal A, Filippatos G, et al: ESC guidelines for the diagnosis and treatment of acute and chronic heart failure 2008: the Task Force for the diagnosis and treatment of acute and chronic heart failure 2008 of the European Society of Cardiology. Eur Heart J. 2008;29:2388-2442 5.Milone MC, Shaw LM: Therapeutic drugs and their management. In: Rifai N, Horvath AR, Wittwer CT, eds. Tietz Textbook of Clinical Chemistry and Molecular Diagnostics. 6th ed. Elsevier; 2018:800-831 | The cobas digoxin method is a competitive electrochemiluminescence immunoassay that employs a monoclonal antibody, directed against digoxin. Digoxin in the specimen competes with the added digoxin derivative labeled with biotin for the binding sites on the ruthenylated antibody-complex. Streptavidin-coated microparticles are added and the mixture is aspirated into the measuring cell where the microparticles are magnetically captured onto the surface of the electrode. Application of voltage to the electrode induces the chemiluminescent emission, which is then measured.(Package insert: DIGOXIN. Roche Diagnostics;04/2020) | Same day/1 to 2 days | 7 days | This test has been cleared, approved, or is exempt by the US Food and Drug Administration and is used per manufacturer's instructions. Performance characteristics were verified by Mayo Clinic in a manner consistent with CLIA requirements. | 80162 | Digoxin, S | 83093-5 | DIG | Digoxin, S | 83093-5
DPYDQ | Dihydropyrimidine Dehydrogenase Genotype, Varies | Identifying individuals with genetic variants inDPYDwho are at increased risk of toxicity when prescribed 5-fluorouracil (5-FU) or capecitabine chemotherapy treatment | Real-Time Polymerase Chain Reaction (PCR) with Allelic Discrimination Analysis | Yes | DPYD Genotype, V | Varies | Multiple genotype tests can be performed on a single specimen after a single extraction. SeeMultiple Genotype Test Listfor a list of tests that can be ordered together. Submit only 1 of the following specimens: Specimen Type:Whole blood Container/Tube:Lavender top (EDTA) Specimen Volume:3 mL Collection Instructions: 1. Invert several times to mix blood. 2. Send whole blood specimen in original tube.Do not aliquot. Specimen Stability Information:Ambient (preferred) 9 days/Refrigerated 30 days Specimen Type:Saliva Patient Preparation:Patient should not eat, drink, smoke, or chew gum 30 minutes prior to collection. Supplies:Saliva Swab Collection Kit (T786) Specimen Volume:1 Swab Collection Instructions:Collect and send specimen per kit instructions. Specimen Stability Information:Ambient 30 days Specimen Type:Extracted DNA Container/Tube:2-mL Screw top tube Specimen Volume:100 mcL (microliters) Collection Instructions: 1. The preferred volume is 100 mcL at a concentration of 50 ng/mcL. 2. Provide concentration of DNA and volume on tube. Specimen Stability Information: Frozen (preferred)/Ambient/Refrigerated | Blood: 0.4 mL; Saliva, extracted DNA: see Specimen Required | 5-Fluorouracil (5-FU) and its orally administered prodrug, capecitabine, are fluoropyrimidine-based chemotherapeutic agents that are widely used for the treatment of colorectal cancer and other solid tumors. The dihydropyrimidine dehydrogenase (DPYD) gene encodes the rate-limiting enzyme for fluoropyrimidine catabolism and eliminates over 80% of administered 5-FU. Dihydropyrimidine dehydrogenase (DPYD) activity is subject to wide variability, mainly due to genetic variation. This results in a broad range of enzymatic deficiency from partial (3%-5% of population) to complete loss (0.2% of population) of enzyme activity.(2-5) Patients who are deficient in DPYD are at an increased risk for side effects and toxicity when undergoing 5-FU treatment.(6) In addition, pathogenic homozygous or compound heterozygous variants withinDPYDare associated with dihydropyrimidine dehydrogenase (DPD) deficiency. DPD deficiency shows large phenotypic variability, ranging from no symptoms to a convulsive disorder with motor and intellectual disabilities. The following table displays theDPYDvariants detected by this assay, the corresponding star allele, and the effect on DPYD enzyme activity. Other or novel variations, besides those listed here, may also impact fluoropyrimidine-related side effects and tumor response. Table. Enzyme Activity of Individual Star Alleles DPYDallele cDNA nucleotide change Effect on enzyme activity *1 None (wild type) Normal activity *2A 1905+1G>A No activity *7 299_302delTCAT No activity *8 703C>T No activity *10 2983G>T No activity *13 1679T>G No activity rs67376798 2846A>T Decreased activity rs75017182 1129-5923C>G Decreased activity rs115232898 557A>G Decreased activity | DPYD Phenotype: Normal metabolizer DPYD Activity Score: 2.00 DPYD Genotype: No variants were detected in the DPYD gene. An interpretive report will be provided. | An interpretive report will be provided. For additional information regarding pharmacogenomic genes and their associated drugs, seePharmacogenomic Associations Tables. This resource also includes information regarding enzyme inhibitors and inducers, as well as potential alternate drug choices. | Rare genetic variants may be present that could lead to false-negative or false-positive results. Other variants in the primer binding regions can affect the testing, and ultimately, the genotype assessment made. Specimens may contain donor DNA if obtained from patients who received heterologous blood transfusions or allogeneic blood or marrow transplantation. Results from specimens obtained under these circumstances may not accurately reflect the recipient's genotype. For individuals who have received blood transfusions, the genotype usually reverts to that of the recipient within 6 weeks. For individuals who have received allogeneic blood or marrow transplantation, a pretransplant DNA specimen is recommended for testing. Dihydropyrimidine dehydrogenase (DPYD) genetic test results in patients who have undergone liver transplantation may not accurately reflect the patient's DPYD status. Test results should be interpreted in the context of clinical findings, family history, and other laboratory data. Large deletions or rearrangements are not detected by this assay, and these may affect DPYD protein expression and their impact on fluoropyrimidine-related side effects and tumor response. This test is not designed to provide specific dosing or drug selection recommendations and is to be used as an aid to clinical decision making only. Drug-label guidance should be used when dosing patients with medications regardless of the predicted phenotype. | 1. OMIM: Dihydropyrimidine dehydrogenase; DPYD. 2009. Updated December 13, 2023. Accessed February 22, 2024. Available at www.omim.org/entry/612779 2. Amstutz U, Henricks LM, Offer SM, et al. Clinical Pharmacogenetics Implementation Consortium (CPIC) Guideline for Dihydropyrimidine Dehydrogenase Genotype and Fluoropyrimidine Dosing: 2017 Update. Clin Pharmacol Ther. 2018;103(2):210-216. doi:10.1002/cpt.911 3. Lunenburg CATC, van der Wouden CH, Nijenhuis M, et al. Dutch Pharmacogenetics Working Group (DPWG) guideline for the gene-drug interaction of DPYD and fluoropyrimidines. Eur J Hum Genet. 2020;28(4):508-517. doi:10.1038/s41431-019-0540-0 4. Morel A, Boisdron-Celle M, Fey L, et al. Clinical relevance of different dihydropyrimidine dehydrogenase gene single nucleotide polymorphisms on 5-fluorouracil tolerance. Mol Cancer Ther. 2006;5(11):2895-2904. doi:10.1158/1535-7163.MCT-06-0327 5. Offer SM, Fossum CC, Wegner NJ, Stuflesser AJ, Butterfield GL, Diasio RB. Comparative functional analysis of DPYD variants of potential clinical relevance to dihydropyrimidine dehydrogenase activity. Cancer Res. 2014;74(9):2545-2554. doi:10.1158/0008-5472.CAN-13-24826 6. U.S. Food and Drug Administration: Table of Pharmacogenomic Biomarkers in Drug Labeling. FDA; Updated February 2, 2024. Accessed February 22, 2024. Available at www.fda.gov/drugs/scienceresearch/researchareas/pharmacogenetics/ucm083378.htm | Genomic DNA is extracted from whole blood or saliva. Genotyping forDPYDalleles is performed using a polymerase chain reaction (PCR)-based 5'-nuclease assay. Fluorescently labeled detection probes anneal to the target DNA. PCR is used to amplify the section of DNA that contains the variant. If the detection probe is an exact match to the target DNA, the 5'-nuclease polymerase degrades the probe, the reporter dye is released from the effects of the quencher dye, and a fluorescent signal is detected. Genotypes are assigned based on the allele-specific fluorescent signals that are detected.(Unpublished Mayo method) | 3 to 10 days | Whole blood/saliva: 2 weeks; Extracted DNA: 2 months | This test was developed and its performance characteristics determined by Mayo Clinic in a manner consistent with CLIA requirements. It has not been cleared or approved by the US Food and Drug Administration. | 81232 | DPYD Genotype, V | 93199-8 | 610144 | Reviewed by | 18771-6
DPYDZ | Dihydropyrimidine Dehydrogenase, DPYD Full Gene Sequencing, Varies | Identifying individuals at increased risk of toxicity when considering 5-fluorouracil and capecitabine chemotherapy treatment Identifying common and rare variants associated with decreased or absent dihydropyrimidine dehydrogenase (DPD) enzyme activity in individuals with suspected DPD deficiency | Polymerase Chain Reaction (PCR) followed by DNA Sequence Analysis | Yes | DPYD Full Gene Sequencing, V | Varies | Submit only 1 of the following specimens: Specimen Type:Whole blood Container/Tube:Lavender top (EDTA) Specimen Volume:3 mL Collection Instructions: 1. Invert several times to mix blood. 2. Send whole blood specimen in original tube.Do not aliquot. Specimen Stability Information:Ambient (preferred) 9 days/Refrigerated 30 days Additional Information: To ensure minimum volume and concentration of DNA is met, the preferred volume of blood must be submitted. Testing may be canceled if DNA requirements are inadequate. Specimen Type:Saliva Patient Preparation:Patient should not eat, drink, smoke, or chew gum 30 minutes prior to collection. Supplies:Saliva Swab Collection Kit (T786) Specimen Volume:1 Swab Collection Instructions:Collect and send specimen per kit instructions. Specimen Stability Information:Ambient 30 days Additional Information:Due to lower quantity/quality of DNA yielded from saliva, some aspects of the test may not perform as well as DNA extracted from a whole blood sample. When applicable, specific gene regions that were unable to be interrogated will be noted in the report. Alternatively, additional specimen may be required to complete testing. | Blood: 0.45 mL; Saliva: See Specimen Required | 5-Fluorouracil (5-FU) and its orally administered prodrug, capecitabine, are fluoropyrimidine-based chemotherapeutic agents that are widely used for the treatment of colorectal cancer and other solid tumors. TheDPYDgene encodes dihydropyrimidine dehydrogenase (DPD), the rate-limiting enzyme for fluoropyrimidine catabolism, which eliminates over 80% of administered 5-FU. Genetic variation inDYPDis the main cause for variability in DPD activity and can lead to partial or complete enzymatic deficiency (3-5% or 0.2% of the population, respectively).(2,3) Patients who are deficient in DPD are at an increased risk for adverse effects and toxicity when undergoing 5-FU treatment.(4) In addition, disease-causing homozygous or compound heterozygous variants withinDPYDare associated with DPD deficiency. DPD deficiency shows a wide range of severity, from asymptomatic (albeit at risk for drug toxicity) to neurological problems, including seizures and intellectual disability, delayed motor development, and microcephaly. DPYDvariants impacting the metabolic pathway of fluoropyrimidines have been shown to contribute to the differences in clinical outcomes, including toxicity and tumor response. CommonDPYDvariants that result in no activity include c.1905+1G>A (*2A), c.299_302del (*7), c.703C>T (*8), c.2983G>T (*10), and c.1679T>G (*13). CommonDPYDvariants resulting in reduced activity include c.2846A>T (rs67376798), c.1129-5923C>G (rs75017182, also part of the HapB3 haplotype), and c.557A>G (rs115232898). In addition to these common variants, this sequencing test may also detect rare variants that impact DPD activity. | DPYD Total Activity Score: 2 DPYD Phenotype: Normal metabolizer An interpretive report will be provided. | Evaluation and categorization of variants is performed using the most recent publishedAmerican College of Medical Genetics and Genomicsrecommendations as a guideline.(5) Variants are classified based on known, predicted, or possible pathogenicity and reported with interpretive comments detailing their potential or known significance. Additionally variant functional status and activity score are assigned using the most recent published Clinical Pharmacogenetics Implementation Consortium (CPIC) recommendations as a guideline.(2) For additional information regarding pharmacogenomic genes and their associated drugs, see thePharmacogenomic Association Tables. This resource also includes information regarding enzyme inhibitors and inducers, as well as potential alternate drug choices. | Samples may contain donor DNA if obtained from patients who received non-leukocyte reduced blood transfusions or allogeneic hematopoietic stem cell transplantation. Results from samples obtained under these circumstances may not accurately reflect the recipient's genotype. For individuals who have received blood transfusions, the genotype usually reverts to that of the recipient within 6 weeks. For individuals who have received allogeneic hematopoietic stem cell transplantation, a pretransplant DNA specimen is recommended for testing. DPYDgenetic test results in patients who have undergone liver transplantation may not accurately reflect the patient's dihydropyrimidine dehydrogenase (DPD) status. Rare genetic variants in the primer binding regions can affect the testing, and ultimately, the genotype assessment made, including false-negative or false-positive results. Test results should be interpreted in the context of clinical findings, family history, and other laboratory data. Large deletions or rearrangements are not detected by this assay, and these may affect DPD protein expression and fluoropyrimidine-related adverse effects or tumor response. Sometimes a genetic alteration of unknown significance may be identified. In this case, testing of appropriate family members may be useful to determine pathogenicity of the alteration. This test is not designed to provide specific dosing or drug selection recommendations and is to be used as an aid to clinical decision making only. Drug-label guidance should be used when dosing patients with medications regardless of the predicted phenotype. | 1. OMIM. 274270 Dihydropyrimidine dehydrogenase deficiency. Johns Hopkins University; 1986. Updated October 4, 2023. Accessed June 4, 2024. Available from www.omim.org/entry/274270 2. Amstutz U, Henricks LM, Offer SM, et al. Clinical Pharmacogenetics Implementation Consortium (CPIC) Guideline for Dihydropyrimidine Dehydrogenase Genotype and Fluoropyrimidine Dosing: 2017 Update. Clin Pharmacol Ther. 2018;103(2):210-216 3. Morel A, Boisdron-Celle M, Fey L, et al. Clinical relevance of different dihydropyrimidine dehydrogenase gene single nucleotide polymorphisms on 5-fluorouracil tolerance. Mol Cancer Ther. 2006;5(11):2895-2904 4. U.S. Food and Drug Administration (FDA). Table of Pharmacogenomic Biomarkers in Drug Labeling. FDA; Updated February 2, 2024. Accessed June 4, 2024. Available at:www.fda.gov/drugs/scienceresearch/researchareas/pharmacogenetics/ucm083378.htm 5. Richards S, Aziz N, Bale S, et al. Standards and guidelines for the interpretation of sequence variants: a joint consensus recommendation of the American College of Medical Genetics and Genomics and the Association for Molecular Pathology. Genet Med. 2015;17(5):405-424 6. Offer SM, Fossum CC, Wegner NJ, et al. Comparative functional analysis of DPYD variants of potential clinical relevance to dihydropyrimidine dehydrogenase activity. Cancer Res. 2014;74(9):2545-2554 | Genomic DNA is extracted from whole blood or saliva. TheDPYD(NM_000110.3) gene is amplified bypolymerase chain reaction (PCR). The PCR products are then purified and sequenced in both directions using fluorescent dye-terminator chemistry. Sequencing products are separated on an automated sequencer and trace files analyzed for variations in all exons and intron/exon boundaries, plus the deeply intronic variant c.1129-5923C>G (rs75017182), using mutation detection software and visual inspection.(Unpublished Mayo method) | 5 to 10 days | Whole blood/Saliva: 2 weeks; Extracted DNA: 3 months | This test was developed and its performance characteristics determined by Mayo Clinic in a manner consistent with CLIA requirements. It has not been cleared or approved by the US Food and Drug Administration. | 81232 | DPYD Full Gene Sequencing, V | 94198-9 | 618607 | Reviewed by | 18771-6
DHRF | Dihydrorhodamine Flow Cytometric N-Formyl-Methionyl-Leucyl-Phenylalanine Test, Blood | Evaluation of RAC2 deficiency and RAC2 gain of function | Flow Cytometry | Yes | DHR Flow fMLP, B | WB Sodium Heparin | Two whole blood sodium heparin specimens are required, one from the testing patient and the other from an unrelated healthy donor as a control. Supplies:Ambient Shipping Box-Critical Specimens Only (T668) Patient: Container/Tube:Green top (sodium heparin) Specimen Volume:5 mL Collection Instructions:Send whole blood specimen in original tube.Do not aliquot. Normal Control: Container/Tube:Green top (sodium heparin) Specimen Volume:5 mL Collection Instructions: 1. Collect a control specimen from the unrelated healthy donor within an hour of the patient's specimen collection time. 2. Label clearly withNormal Controland the corresponding patient information. 3. Send the whole blood specimen in the original tube.Do not aliquot. | 1 mL | This assay can be used for the diagnostic evaluation of RAC2 deficiency, which is a neutrophil defect that causes profound neutrophil dysfunction with decreased chemotaxis, polarization, superoxide anion production, azurophilic granule secretion. This disease is caused by inhibitory variants in theRAC2gene, which encodes a Rho family GTPase essential to neutrophil activation and nicotinamide adenine dinucleotide phosphate (NADPH) oxidase function.(1) Patients with RAC2 deficiency have been shown to have normal neutrophil oxidative burst when stimulated withphorbol myristate acetate (PMA), indicating normal NADPH oxidase activity, but abnormal neutrophil responses to N-formyl-methionyl-leucyl-phenylalanine (fMLP), which is a physiological activator of neutrophils. The defective oxidative burst to fMLP, but not to PMA, is consistent with RAC2 deficiency.(2) By contrast, gain of function variants in RAC2 would lead to a an exaggerated response to fMLP.(3) | Result name,Unit,Cutoff for defining normal, % fMLP ox-DHR+,%,> or =10%, MFI fMLP ox-DHR+,MFI,> or =2, Control % fMLP ox-DHR+,%,> or =10%, Control MFI fMLP ox-DHR+,MFI,> or =2, | An interpretive report will be provided, in addition to the quantitative values. Interpretation of the results of the quantitative dihydrorhodamine (DHR) flow cytometric assay has to include both the proportion of positive neutrophils for DHR after N-formyl-methionyl-leucyl-phenylalanine stimulation, and the mean fluorescence intensity. | Specimens are optimally tested within 24 hours of blood draw, though the stability of the assay is within 48 hours of collection. Specimens should be collected in sodium heparin and transported under strict ambient conditions. Use of the Ambient Mailer-Critical Specimens Only box (T668) is encouraged to ensure appropriate transportation of the specimen. Hemolyzed specimens may give high background. Specimens with an absolute neutrophil count below 200 will not be accepted for this assay. Complete myeloperoxidase deficiency can yield a false-positive result. | 1. Ambruso DR, Knall C, Abell AN, et al. Human neutrophil immunodeficiency syndrome is associated with an inhibitory Rac2 mutation. Proc Natl Acad Sci U S A. 2000;97(9):4654-4659 2. Accetta D, Syverson G, Bonacci B, et al. Human phagocyte defect caused by a RAC2 mutation detected by means of neonatal screening for T cell lymphopenia. J Allergy Clin Immunol. 2011;127(2):535-538 3. Hsu AP, Donko A, Arrington ME, et al. Dominant activating RAC2 mutation with lymphopenia, immunodeficiency, and cytoskeletal defects. Blood. 2019;133(18):1977-1988 | A sodium heparin whole blood specimen is incubated at 37 degrees C in the presence of DHR123. N-formyl-methionyl-leucyl-phenylalanine (fMLP) stimulant is added and mixed with the whole blood specimen for additional incubation at 37 degrees C. The sample is then centrifuged, and cell pellet is subsequently lysed with ammonium chloride at room temperature. Lysed samples are then washed with azide-free phosphate buffered saline prior to staining with LIVE/DEAD viability marker and CD15 at ambient temperature. Finally, cells are washed, centrifuged, and resuspended in 1% paraformaldehyde prior to analysis. Viable neutrophils are identified by the use of the viability dye and further confirmed by the presence of CD15. Approximately 20,000 viable neutrophil events in the unstimulated sample are used to set the limits for number of events collected for flow cytometry. The results are derived as delta % DHR+ neutrophils after fMLP stimulation and mean fluorescence intensity.(O'Gorman MR, Corrochano V. Rapid whole-blood flow cytometry assay for diagnosis of chronic granulomatous disease. Clin Diagn Lab Immunol. 1995;2[2]:227-232; Kuhns DB. Diagnostic testing for chronic granulomatous disease. Methods Mol Biol. 2019;1982:543-571) | 3 to 4 days | 4 days | This test was developed using an analyte specific reagent. Its performance characteristics were determined by Mayo Clinic in a manner consistent with CLIA requirements. This test has not been cleared or approved by the US Food and Drug Administration. | 86352 | DHR Flow fMLP, B | 98123-3 | DHRFI | Interpretation | 69052-9
DHRP | Dihydrorhodamine Flow Cytometric Phorbol Myristate Acetate Test, Blood | Evaluating chronic granulomatous disease (CGD), X-linked and autosomal recessive forms, complete myeloperoxidase deficiency Monitoring chimerism and nicotinamide adenine dinucleotide phosphate (NADPH) oxidase function post-hematopoietic cell transplantation Assessing residual NADPH oxidase activity pretransplant Identifying female carriers for X-linked CGD Assessing changes in lyonization with age in female carriers | Flow Cytometry | Yes | DHR Flow PMA, B | WB Sodium Heparin | Two whole blood sodium heparin specimens are required, one from the testing patient and the other from an unrelated healthy donor as a control. Supplies:Ambient Shipping Box-Critical Specimens Only (T668) Patient: Container/Tube:Green top (sodium heparin) Specimen Volume:5 mL Collection Instructions:Send whole blood specimen in original tube.Do not aliquot. Normal Control: Container/Tube:Green top (sodium heparin) Specimen Volume:5 mL Collection Instructions: 1.Collect a control specimen from the unrelated healthy donor within an hour of the patient's specimen collection time. 2. Label clearly withNormal Controland the corresponding patient information. 3. Send the whole blood specimen in the original tube.Do not aliquot. | 1 mL | Chronic granulomatous disease (CGD) is caused by genetic alterations in the gene components that encode the nicotinamide adenine dinucleotide phosphate (NADPH) oxidase enzyme complex. These alterations result in an inability to produce superoxide anions required for killing of bacterial and fungal organisms. Other clinical features include a predisposition to systemic granulomatous complications and autoimmunity.(1) There are 6 known genes associated with the clinical phenotype of CGD.(2) The gene defects include disease-causing variants in theCYBBgene, encoding the gp91phox protein, which is X-linked and accounts for approximately 70% of CGD cases. Other genetic causes are autosomal recessive in inheritance and occur in one of the following genes:NCF1(p47phox),NCF2(p67phox),CYBA(p22phox),NCF4(p40phox) andCYBC1.(3) Typically, patients with X-linked CGD have the most severe disease, while patients with p47phox defects tend to have the best outcomes. Disease-causing variants inNCF4andCYBC1have been the most recently described rare causes of disease.(3,4) There is significant clinical variability even among individuals with similar variants, in terms of NADPH oxidase function, indicating that there can be several modulating factors including the genetic alteration, infection history, and granulomatous and autoimmune complications. There appears to be a correlation between very low NADPH superoxide production and worse outcomes. CGD can be treated with hematopoietic cell transplantation, which can be effective for the inflammatory and autoimmune manifestations. It has been shown that survival of patients with CGD was strongly associated with residual reactive oxygen intermediate (ROI) production, independent of the specific gene alteration.(5) Measurement of NADPH oxidase activity through the dihydrorhodamine (DHR) flow cytometry assay contributed to the assessment of ROI. The diagnostic laboratory assessment for CGD includes evaluation of NADPH oxidase function in neutrophils, using historically the nitroblue tetrazolium test or currently the more analytically sensitive DHR test, as described here. Activation of neutrophils with phorbol myristate acetate (PMA) results in oxidation of DHR to a fluorescent compound, rhodamine 123, which can be measured by flow cytometry. Flow cytometry can distinguish between the some genetic forms of CGD.(6,7) DHR test may be normal or mildly impaired in NCF4 (p40phox) deficient patients.(4) Complete myeloperoxidase (MPO) deficiency can cause a false-positive result for CGD in the DHR flow cytometric assay;(8) however, there is a difference between the percent DHR+ neutrophils and the mean fluorescence intensity after PMA stimulation that allows discrimination between true X-linked CGD and complete MPO deficiency. Further, the addition of recombinant human MPO enhances the DHR signal in MPO-deficient neutrophils but not in CGD neutrophils.(8) It is important to have quantitative measures in the DHR flow cytometry assay to effectively use the test for diagnosis of the different forms of CGD as well as for monitoring chimerism and NADPH oxidase activity post-hematopoietic cell transplantation. These quantitative measures include assessment of the relative proportion (%) of neutrophils that are positive for DHR fluorescence after PMA stimulation and the relative fluorescence intensity of DHR on neutrophils after activation. Female carriers of X-linked CGD can become symptomatic for CGD due to skewed lyonization (X chromosome inactivation).(9) Age-related acquired skewing of lyonization can also cause increased susceptibility to infections in carriers of X-linked CGD.(10) While inherited disease-causing variants are more common in CGD, there have been reports ofde novo, variants in theCYBBgene, causing X-linked CGD in male patients whose mothers are not carriers for the affected allele. Additionally, somatic mosaicism has been reported in patients with X-linked CGD who have small populations of normal cells.(11) There are also reports of triple somatic mosaicism in female carriers (12,13) as well as late-onset disease in an adult female who was a somatic mosaic for a novel variant in theCYBBgene.(14) Therefore, the clinical, genetic, and age spectrum of CGD is varied and laboratory assessment of NADPH oxidase activity after neutrophil stimulation, coupled with appropriate interpretation, is critical to achieving an accurate diagnosis or for monitoring patients posttransplant. | Result Name,Unit,Cutoff for defining normal, % PMA ox-DHR+,%,> or =95%, MFI PMA ox-DHR+,MFI,> or =60, Control % PMA ox-DHR+,%,> or =95%, Control MFI PMA ox-DHR+,MFI,> or =60, | An interpretive report will be provided, in addition to the quantitative values. Interpretation of the results of the quantitative dihydrorhodamine (DHR) flow cytometric assay has to include both the proportion of positive neutrophils for DHR after phorbol myristate acetate stimulation, and the mean fluorescence intensity. Additionally, visual assessment of the pattern of DHR fluorescence is helpful in discriminating between the various genetic defects associated with chronic granulomatous disease and complete myeloperoxidase deficiency. | Specimens are optimally tested within 24 hours of blood draw, though the stability of the assay is within 48 hours of collection. Specimens should be collected in sodium heparin and transported under strict ambient conditions. Use of the Ambient Shipping Box-Critical Specimens Only (T668) is encouraged to ensure appropriate transportation of the specimen. Some disease-causing variants inNCF4cause only a mild atypical form of chronic granulomatous disease (CGD) and may not be detected by this assay.The DHR test may be normal or mildly impaired in NCF4 (p40phox) deficient patients. Severe glucose-6-phosphate dehydrogenase deficiency can be a phenocopy of CGD both in cellular and clinical terms and can be the underlying reason for an abnormal DHR response.(15) Hemolyzed specimens may give high background. Specimens with an absolute neutrophil count less than 200 will not be accepted for this assay. Complete myeloperoxidase deficiency can yield a false-positive result. | 1. Kang EM, Marciano BE, DeRavin SS, et al. Chronic granulomatous disease: overview and hematopoietic stem cell transplantation. J Allergy Clin Immunol. 2011 Jun;127(6):1319-1326 2. Segal BH, DeCarlo ES, Kwon-Chung KJ, et al. Aspergillus nidulans infection in chronic granulomatous disease. Medicine. 1998 Sep;77(5):345-354 3. Arnadottir GA, Norddahl GL, Gudmundsdottir S, et al. A homozygous loss-of-function mutation leading to CYBC1 deficiency causes chronic granulomatous disease. Nat Commun. 2018 Oct 25;9(1):4447 4. van de Geer A, Nieto-Patlan A, Kuhns DB, et al. Inherited p40phox deficiency differs from classic chronic granulomatous disease. J Clin Invest. 2018;128(9):3957-3975. doi:10.1172/JCI97116 5. Kuhns DB, Alvord WG, Heller T, et al. Residual NADPH oxidase and survival in chronic granulomatous disease. N Engl J Med. 2010;363:2600-2610 6. Vowells SJ, Fleisher TA, Sekhsaria S, et al. Genotype-dependent variability in flow cytometric evaluation of reduced NADPH oxidase function in patients with chronic granulomatous disease. J Pediatr. 1996 Jan;128:104(1)-107 7. Vowells SJ, Sekhsaria S, Malech H, et al. Flow cytometric analysis of the granulocyte respiratory burst: a comparison study of fluorescent probes. J Immunol Methods. 1995 Jan 13;178(1):89-97 8. Mauch L, Lun A, O'Gorman MRG, et al. Chronic granulomatous disease (CGD) and complete myeloperoxidase deficiency both yield strongly reduced DHR 123 test signals but can be easily discerned in routine testing for CGD. Clin Chem. 2007 May;53(5):890-896 9. Roesler J. Carriers of X-linked chronic granulomatous disease at risk. Clin Immunol. 2009 Feb;130(2):233; author reply 234. doi: 10.1016/j.clim.2008.09.013 10. Rosen-Wolff A, Soldan W, Heyne K, et al. Increased susceptibility of a carrier of X-linked chronic granulomatous disease (CGD) to Aspergillus fumigatus infection associated with age-related skewing of lyonization. Ann Hematol. 2001 Feb;80(2):113-115 11. Yamada M, Okura Y, Suzuki Y, et al. Somatic mosaicism in two unrelated patients with X-linked chronic granulomatous disease characterized by the presence of a small population of normal cells. Gene. 2012 Apr 10;497(1):110-115 12. de Boer M, Bakker E, Van Lierde S, Roos D. Somatic triple mosaicism in a carrier of X-linked chronic granulomatous disease. Blood. 1998 Jan;91(1):252-257 13. Noack D, Heyworth PG, Kyono W, et al. A second case of somatic triple mosaicism in the CYBB gene causing chronic granulomatous disease. Hum Genet. 2001 Aug;109(2):234-238 14. Wolach B, Scharf Y, Gavrieli R, et al. Unusual late presentation of X-linked chronic granulomatous disease in an adult female with a somatic mosaic for a novel mutation in CYBB. Blood. 2005 Jan 1;105(1):61-66 15. Siler U, Romao S, Tejera E, et al. Severe glucose-6-phosphate dehydrogenase deficiency leads to susceptibility to infection and absent NETosis. J Allergy Clin Immunol. 2017;139(1):212-219.e3 16. Kuhns DB. Diagnostic testing for chronic granulomatous disease. Methods Mol Biol. 2019;1982:543-571 17. Delmonte OM, Fleisher TA. Flow cytometry: Surface markers and beyond. J Allergy Clin Immunol. 2019;143(2):528-537 18. Knight V, Heimall JR, Chong H, et al. A toolkit and framework for optimal laboratory evaluation of individuals with suspected primary immunodeficiency. J Allergy Clin Immunol Pract. 2021;9(9):3293-3307.e6 | A sodium heparin whole blood specimen is incubated at 37 degrees C in the presence of DHR123. Phorbol myristate acetate (PMA) stimulant is added and mixed with the whole blood specimen for additional incubation at 37 degrees C. The sample is then centrifuged, and the cell pellet is subsequently lysed with ammonium chloride at room temperature. Lysed samples are then washed with azide-free phosphate buffered saline prior to staining with LIVE/DEAD viability marker and CD15 at room temperature. Finally, cells are washed, centrifuged, and resuspended in 1% paraformaldehyde prior to analysis. Viable neutrophils are identified by the use of the viability dye and further confirmed by the presence of CD15. Approximately 20,000 viable neutrophil events in the unstimulated sample are used to set the limits for number of events collected for flow cytometry. The results are derived as delta % DHR+ neutrophils after PMA stimulation and mean fluorescence intensity.(O'Gorman MR, Corrochano V. Rapid whole-blood flow cytometry assay for diagnosis of chronic granulomatous disease. Clin Diagn Lab Immunol. 1995;2[2]:227-232; Kuhns DB: Diagnostic testing for chronic granulomatous disease. Methods Mol Biol. 2019;1982:543-571) | 3 to 4 days | 4 days | This test was developed using an analyte specific reagent. Its performance characteristics were determined by Mayo Clinic in a manner consistent with CLIA requirements. This test has not been cleared or approved by the US Food and Drug Administration. | 86352 | DHR Flow PMA, B | 98124-1 | DHRPI | Interpretation | 69052-9
DHR | Dihydrorhodamine Flow Cytometric Test, Blood | Evaluation of chronic granulomatous disease (CGD), X-linked and autosomal recessive forms, RAC2 deficiency, complete myeloperoxidase deficiency Monitoring chimerism and nicotinamide adenine dinucleotide phosphate (NADPH) oxidase function post-hematopoietic cell transplantation Assessing residual NADPH oxidase activity pretransplant Identifying female carriers for X-linked CGD Assessing changes in lyonization with age in female carriers | Flow Cytometry | Yes | DHR Flow, B | WB Sodium Heparin | Two whole-blood sodium heparin specimens are required, one from the testing patient and the other from an unrelated healthy donor as a control. Supplies:Ambient Shipping Box-Critical Specimens Only (T668) Patient: Container/Tube:Green top (sodium heparin) Specimen Volume:5 mL Collection Instructions:Send whole blood specimen in original tube.Do not aliquot. Normal Control: Container/Tube:Green top (sodium heparin) Specimen Volume:5 mL Collection Instructions: 1. Collect a control specimen from the unrelated healthy donor within an hour of the patient's specimen collection time. 2. Label clearly withNormal Controland the corresponding patient information. 3. Send the whole blood specimen in the original tube.Do not aliquot. | 1 mL | Chronic granulomatous disease (CGD) is caused by genetic alterations in the gene components that encode the nicotinamide adenine dinucleotide phosphate (NADPH) oxidase enzyme complex. These alterations result in an inability to produce superoxide anions required for killing bacterial and fungal organisms. Other clinical features include a predisposition to systemic granulomatous complications and autoimmunity.(1) There are 6 known genes associated with the clinical phenotype of CGD.(2) The gene defects include disease-causing variants in theCYBBgene, encoding the gp91phox protein, which is X-linked and accounts for approximately 70% of CGD cases. Other genetic causes are autosomal recessive in inheritance and occur in one of the following genes:NCF1(p47phox),NCF2(p67phox),CYBA(p22phox),NCF4(p40phox) andCYBC1.(3) Typically, patients with X-linked CGD have the most severe disease, while patients with p47phox defects tend to have the best outcomes. Disease-causing variants s inNCF4andCYBC1have been the most recently described rare causes of disease.(3,4) There is significant clinical variability even among individuals with similar variants, in terms of NADPH oxidase function, indicating that there can be several modulating factors including the genetic alteration, infection history, and granulomatous and autoimmune complications. There appears to be a correlation between very low NADPH superoxide production and worse outcomes. CGD can be treated with hematopoietic cell transplantation, which can be effective for the inflammatory and autoimmune manifestations. It has been shown that survival of patients with CGD was strongly associated with residual reactive oxygen intermediate (ROI) production, independent of the specific gene alteration.(5) Measurement of NADPH oxidase activity through the dihydrorhodamine (DHR) flow cytometry assay contributed to the assessment of ROI. The diagnostic laboratory assessment for CGD includes evaluation of NADPH oxidase function in neutrophils, using historically the nitroblue tetrazolium test or currently the more analytically sensitive DHR test, as described here. Activation of neutrophils with phorbol myristate acetate (PMA) results in oxidation of DHR to a fluorescent compound, rhodamine 123, which can be measured by flow cytometry. Flow cytometry can distinguish between the some genetic forms of CGD.(6,7) DHR test may be normal or mildly impaired in NCF4 (p40phox) deficient patients.(4) Complete myeloperoxidase (MPO) deficiency can cause a false-positive result for CGD in the DHR flow cytometric assay (8); however, there is a difference between the percent DHR+ neutrophils and the mean fluorescence intensity after PMA stimulation that allows discrimination between true X-linked CGD and complete MPO deficiency. Further, the addition of recombinant human MPO enhances the DHR signal in MPO-deficient neutrophils but not in CGD neutrophils.(8) It is important to have quantitative measures in the DHR flow cytometry assay to effectively use the test for diagnosis of the different forms of CGD as well as for monitoring chimerism and NADPH oxidase activity post- hematopoietic cell transplantation. These quantitative measures include assessment of the relative proportion (%) of neutrophils that are positive for DHR fluorescence after PMA stimulation and the relative fluorescence intensity of DHRon neutrophils after activation. This assay can also be used for the diagnostic evaluation of RAC2 deficiency, which is a neutrophil defect that causes profound neutrophil dysfunction with decreased chemotaxis, polarization, superoxide anion production, azurophilic granule secretion. This disease is caused by inhibitory variants in theRAC2gene, which encodes a Rho family GTPase essential to neutrophil activation and NADPH oxidase function.(9) Patients with RAC2 deficiency have been shown to have normal neutrophil oxidative burst when stimulated with PMA, indicating normal NADPH oxidase activity, but abnormal neutrophil responses to N-formyl-methionyl-leucyl-phenylalanine (fMLP), which is a physiological activator of neutrophils. The defective oxidative burst to fMLP, but not to PMA, is consistent with RAC2 deficiency.(10) By contrast, gain of function variants in RAC2 would lead to a an exaggerated response to fMLP.(11) Female carriers of X-linked CGD can become symptomatic for CGD due to skewed lyonization (X chromosome inactivation).(12) Age-related acquired skewing of lyonization can also cause increased susceptibility to infections in carriers of X-linked CGD.(13) While inherited pathogenic variants are more common in CGD, there have been reports ofde novovariants in theCYBBgene, causing X-linked CGD in male patients whose mothers are not carriers for the affected allele. Additionally, somatic mosaicism has been reported in patients with X-linked CGD who have small populations of normal cells.(14) There are also reports of triple somatic mosaicism in female carriers (15,16) as well as late-onset disease in an adult female who was a somatic mosaic for a novel variant in theCYBBgene.(17) Therefore, the clinical, genetic, and age spectrum of CGD is varied and laboratory assessment of NADPH oxidase activity after neutrophil stimulation, coupled with appropriate interpretation, is critical to achieving an accurate diagnosis or for monitoring patients posttransplant. | Result name,Unit,Cutoff for defining normal, % PMA ox-DHR+,%,> or =95%, MFI PMA ox-DHR+,MFI,> or =60, % fMLP ox-DHR+,%,> or =10%, MFI fMLP ox-DHR+,MFI,> or =2, Control % PMA ox-DHR+,%,> or =95%, Control MFI PMA ox-DHR+,MFI,> or =60, Control % fMLP ox-DHR+,%,> or =10%, Control MFI fMLP ox-DHR+,MFI,> or =2, | An interpretive report will be provided, in addition to the quantitative values. Interpretation of the results of the quantitative dihydrorhodamine (DHR) flow cytometric assay has to include both the proportion of positive neutrophils for DHR after phorbol myristate acetate and/or N-formyl-methionyl-leucyl-phenylalanine stimulation, and the mean fluorescence intensity .Additionally, visual assessment of the pattern of DHR fluorescence is helpful in discriminating between the various genetic defects associated with chronic granulomatous disease and complete myeloperoxidase deficiency. | Specimens are optimally tested within 24 hours of blood draw, though the stability of the assay is within 48 hours of collection. Specimens should be collected in sodium heparin and transported under strict ambient conditions. Use of the Ambient Mailer-Critical Specimens Only box (T668) is encouraged to ensure appropriate transportation of the specimen. Some disease-causing variants inNCF4cause only a mild atypical form of chronic granulomatous disease (CGD) and may not be detected by this assay. The DHR test may be normal or mildly impaired in NCF4 (p40phox) deficient patients. Severe glucose-6-phosphate dehydrogenase deficiency can be a phenocopy of CGD both in cellular and clinical terms and can be the underlying reason for an abnormal DHR response.(18) Hemolyzed specimens may give high background. Specimens with an absolute neutrophil count less than 200 will not be accepted for this assay. Complete myeloperoxidase deficiency can yield a false-positive result. | 1. Kang EM, Marciano BE, DeRavin SS, et al. Chronic granulomatous disease: Overview and hematopoietic stem cell transplantation. J Allergy Clin Immunol. 2011;127(6):1319-1326 2. Segal BH, DeCarlo ES, Kwon-Chung KJ, et al. Aspergillus nidulans infection in chronic granulomatous disease. Medicine. 1998;77(5):345-354 3. Arnadottir GA, Norddahl GL, Gudmundsdottir S, et al. A homozygous loss-of-function mutation leading to CYBC1 deficiency causes chronic granulomatous disease. Nat Commun. 2018;9(1):4447 4. van de Geer A, Nieto-Patlan A, Kuhns DB, et al. Inherited p40phox deficiency differs from classic chronic granulomatous disease. J Clin Invest. 2018;128(9):3957-3975. doi:10.1172/JCI97116 5. Kuhns DB, Alvord WG, Heller T, et al. Residual NADPH oxidase and survival in chronic granulomatous disease. N Engl J Med. 2010;363(27):2600-2610 6. Vowells SJ, Fleisher TA, Sekhsaria S, et al. Genotype-dependent variability in flow cytometric evaluation of reduced NADPH oxidase function in patients with chronic granulomatous disease. J Pediatr. 1996;128(1):104-107 7. Vowells SJ, Sekhsaria S, Malech H, et al. Flow cytometric analysis of the granulocyte respiratory burst: a comparison study of fluorescent probes. J Immunol Methods. 1995;178(1):89-97 8. Mauch L, Lun A, O'Gorman MRG, et al. Chronic granulomatous disease (CGD)and complete myeloperoxidase deficiency both yield strongly reduced DHR 123 test signals but can be easily discerned in routine testing for CGD. Clin Chem. 2007;53(5):890-896 9. Ambruso DR, Knall C, Abell AN, et al. Human neutrophil immunodeficiency syndrome is associated with an inhibitory Rac2 mutation. Proc Natl Acad Sci U S A 2000;97(9):4654-4659 10. Accetta D, Syverson G, Bonacci B, et al. Human phagocyte defect caused by a RAC2 mutation detected by means of neonatal screening for T cell lymphopenia. J Allergy Clin Immunol. 2011;127(2):535-538 11. Hsu AP, Donko A, Arrington ME, et al. Dominant activating RAC2 mutation with lymphopenia, immunodeficiency, and cytoskeletal defects. Blood. 2019;133(18):1977-1988 12. Roesler J. Carriers of X-linked chronic granulomatous disease at risk. Clin Immunol. 2009;130(2):233. doi:10.1016/j.clim.2008.09.013 13. Rosen-Wolff A, Soldan W, Heyne K, et al. Increased susceptibility of a carrier of X-linked chronic granulomatous disease (CGD) to Aspergillus fumigatus infection associated with age-related skewing of lyonization. Ann Hematol. 2001;80(2):113-115 14. Yamada M, Okura Y, Suzuki Y, et al. Somatic mosaicism in two unrelated patients with X-linked chronic granulomatous disease characterized by the presence of a small population of normal cells. Gene. 2012;:497(1):110-115 15. de Boer M, Bakker E, Van Lierde S, et al. Somatic triple mosaicism in a carrier of X-linked chronic granulomatous disease. Blood. 1998;91(1):252-257 16. Noack D, Heyworth PG, Kyono W, Cross AR. A second case of somatic triple mosaicism in the CYBB gene causing chronic granulomatous disease. Hum Genet. 2001;109(2):234-238 17. Wolach B, Scharf Y, Gavrieli R, et al. Unusual late presentation of X-linked chronic granulomatous disease in an adult female with a somatic mosaic for a novel mutation in CYBB. Blood. 2005;105:61-66 18. Siler U, Romao S, Tejera E, et al.Severe glucose-6-phosphate dehydrogenase deficiency leads to susceptibility to infection and absent NETosis.J Allergy Clin Immunol. 2017;139(1):212-219 19. Kuhns DB. Diagnostic testing for chronic granulomatous disease. Methods Mol Biol. 2019;1982:543-571 20. Delmonte OM, Fleisher TA. Flow cytometry: Surface markers and beyond. J Allergy Clin Immunol. 2019;143(2):528-537 21. Knight V, Heimall JR, Chong H, et al. A toolkit and framework for optimal laboratory evaluation of individuals with suspected primary immunodeficiency. J Allergy Clin Immunol Pract. 2021;9(9):3293-3307.e6 | A sodium heparin whole blood specimen is incubated at 37 degrees C in the presence of DHR123. Phorbol myristate acetate (PMA) or N-formyl-methionyl-leucyl-phenylalanine (fMLP) stimulant is added and mixed with the whole blood specimen for additional incubation at 37 degrees C. The specimen is then centrifuged, and the cell pellet is subsequently lysed with ammonium chloride at ambient temperature. Lysed specimens are then washed with azide-free phosphate buffered saline prior to staining with LIVE/DEAD viability marker and CD15 at ambient temperature. Finally, cells are washed, centrifuged, and resuspended in 1% paraformaldehyde prior to analysis. Viable neutrophils are identified by the use of the viability dye and further confirmed by the presence of CD15. Approximately 20,000 viable neutrophil events in the unstimulated specimen are used to set the limits for number of events collected for flow cytometry. The results are derived as delta % DHR-positive neutrophils after PMA or fMLP stimulation and mean fluorescence intensity for each stimulant for DHR flow cytometry.(O'Gorman MR, Corrochano V. Rapid whole-blood flow cytometry assay for diagnosis of chronic granulomatous disease. Clin Diagn Lab Immunol. 1995;2[2]:227-232; Kuhns DB. Diagnostic testing for chronic granulomatous disease. Methods Mol Biol. 2019;1982:543-571) | 3 to 4 days | 4 days | This test was developed using an analyte specific reagent. Its performance characteristics were determined by Mayo Clinic in a manner consistent with CLIA requirements. This test has not been cleared or approved by the US Food and Drug Administration. | 86352 x2 | DHR Flow, B | 98122-5 | DHRI | Interpretation | 69052-9
DHTS | Dihydrotestosterone, Serum | Monitoring patients receiving 5-alpha reductase inhibitor therapy or chemotherapy Evaluating patients with possible 5-alpha reductase deficiency | Liquid Chromatography Tandem Mass Spectrometry (LC-MS/MS) Portions of this test are covered by patents held by Quest Diagnostics | Yes | Dihydrotestosterone, S | For more information seeSteroid Pathways. | Supplies:Sarstedt Aliquot Tube, 5 mL (T914) Collection Container/Tube: Preferred:Red top Acceptable:Serum gel Submission Container/Tube:Plastic vial Specimen Volume:1 mL Collection Instructions:Centrifuge and aliquot serum into a plastic vial. | 0.6 mL | The principal prostatic androgen is dihydrotestosterone (DHT). Levels of DHT remain normal with aging, despite a decrease in the plasma testosterone, and are not elevated in benign prostatic hyperplasia.(1) DHT is generated by reduction of testosterone by 5-alpha reductase. Two isoenzymes of 5-alpha reductase have been discovered. Type 1 is present in most tissues in the body where 5-alpha reductase is expressed and is the dominant form in sebaceous glands. Type 2 is the dominant isoenzyme in genital tissues, including the prostate. Androgenetic alopecia (AGA; male-pattern baldness) is a hereditary and androgen-dependent progressive thinning of the scalp hair that follows a defined pattern.(2) While the genetic involvement is pronounced, but poorly understood, major advances have been achieved in understanding the principal elements of androgen metabolism that are involved. DHT may be related to baldness. High concentrations of 5-alpha reductase have been found in frontal scalp and genital skin and androgen-dependent processes are predominantly due to the binding of DHT to the androgen receptor. Since the clinical success of treatment of AGA with modulators of androgen metabolism or hair growth promoters is limited, sustained microscopic follicular inflammation with connective tissue remodeling, eventually resulting in permanent hair loss, is considered a possible cofactor in the complex etiology of AGA. Currently available AGA treatment modalities with proven efficacy are oral finasteride, a competitive inhibitor of 5-alpha reductase type 2, and topical minoxidil, an adenosine triphosphate-sensitive potassium channel opener that has been reported to stimulate the production of vascular endothelial growth factor in cultured dermal papilla cells. Currently, many patients with prostate disease receive treatment with a 5-alpha reductase inhibitor such as finasteride (Proscar) to diminish conversion of DHT from testosterone. For more information seeSteroid Pathways. | Mean,Age,Reference range (pg/mL), Stage I (>6 months and prepubertal),7.1 years,< or =50, Stage II,12.1 years,< or =200, Stage III,13.6 years,80-330, Stage IV,15.1 years,220-520, Stage V,18 years,240-650, Mean,Age,Reference range (pg/mL), Stage I (>6 months and prepubertal),7.1 years,< or =50, Stage II,10.5 years,< or =300, Stage III,11.6 years,< or =300, Stage IV,12.3 years,< or =300, Stage V,14.5 years,< or =300, | Patients taking 5-alpha reductase inhibitor have decreased dihydrotestosterone (DHT) serum levels. Patients with genetic 5-alpha reductase deficiency (a rare disease) also have reduced DHT serum levels. DHT should serve as the primary marker of peripheral androgen production. However, because it is metabolized rapidly and has a very high affinity for sex hormone-binding globulin, DHT does not reflect peripheral androgen action. Instead, its distal metabolite, 3-alpha, 17-beta-androstanediol glucuronide, serves as a better marker of peripheral androgen action. For more information seeSteroid Pathways. | Patients with benign prostatic hyperplasia or prostatic cancer may not have elevated dihydrotestosterone (DHT) levels even though growth of the prostate gland may be stimulated by DHT. | 1. Bartsch G, Rittmaster RS, Klocker H. Dihydrotestosterone and the concept of 5alpha-reductase inhibition in human benign prostatic hyperplasia. World J Urol. 2002;19(6):413-425 2. Trueb RM. Molecular mechanisms of androgenetic alopecia. Exp Gerontol. 2002;37(8-9):981-990 3. Singh SM, Gauthier S, Labrie F. Androgen receptor antagonists (antiandrogens): structure-activity relationships. Curr Med Chem. 2000;7(2):211-247 4. Rhodes L, Harper J, Uno H, et al. The effects of finasteride (Proscar) on hair growth, hair cycle stage, and serum testosterone and dihydrotestosterone in adult male and female stumptail macaques (Macaca arctoides). J Clin Endocrinol Metab. 1994;79(4):991-996 5. Gustafsson O, Norming U, Gustafsson S, Eneroth P, Astrom G, Nyman CR. Dihydrotestosterone and testosterone levels in men screened for prostate cancer: a study of a randomized population. Br J Urol. 1996;77(3):433-440 6. van der Veen A, van Faassen M, de Jong WHA, van Beek AP, Dijck-Brouwer DAJ, Kema IP. Development and validation of a LC-MS/MS method for the establishment of reference intervals and biological variation for five plasma steroid hormones. Clin Biochem. 2019;68:15-23. doi:10.1016/j.clinbiochem.2019.03.013 | High Performance Liquid Chromatography with Triple Quad Tandem Mass Spectrometer Deuterated stable isotope of dihydrotestosterone (13C3-DHT) is added to a 0.5 mL serum sample as internal standard. The DHT and internal standard are extracted from the sample by liquid/liquid extraction. This is followed by high performance liquid chromatography on a Cohesive LX4 System and analysis on a tandem mass spectrometer equipped with an electrospray ion source.(Unpublished Mayo Method) | 2 to 8 days | 2 weeks | This test was developed and its performance characteristics determined by Mayo Clinic in a manner consistent with CLIA requirements. It has not been cleared or approved by the US Food and Drug Administration. | 82642 | Dihydrotestosterone, S | 1848-1 | 81479 | Dihydrotestosterone, S | 1848-1
DCLNG | Dilated Cardiomyopathy and Left Ventricular Noncompaction Cardiomyopathy Gene Panel, Varies | Providing a genetic evaluation for patients with a personal or family history suggestive of a hereditary form of dilated cardiomyopathy or left ventricular noncompaction Establishing a diagnosis of a hereditary form dilated cardiomyopathy or left ventricular noncompaction | Sequence Capture and Targeted Next-Generation Sequencing followed by Polymerase Chain Reaction (PCR) and Sanger Sequencing. | Yes | Dilated Cardiomyopathy/LVNC Panel | Varies | Patient Preparation:A previous bone marrow transplant from an allogenic donor will interfere with testing. Call 800-533-1710 for instructions for testing patients who have received a bone marrow transplant. Specimen Type:Whole blood Container/Tube: Preferred:Lavender top (EDTA) or yellow top (ACD) Acceptable:Any anticoagulant Specimen Volume:3 mL Collection Instructions: 1. Invert several times to mix blood. 2. Send whole blood specimen in original tube.Do not aliquot. Specimen Stability Information:Ambient (preferred)/Refrigerated | 1 mL | The cardiomyopathies are a group of disorders characterized by disease of the heart muscle. Cardiomyopathy can be caused by inherited, genetic factors or by nongenetic (acquired) causes such as infection and inflammation.(1) When the presence or severity of the cardiomyopathy observed in a patient cannot be explained by acquired causes, genetic testing for the inherited forms of cardiomyopathy may be considered. Hereditary forms of dilated cardiomyopathy (DCM) are characterized by ventricular dilation with reduced cardiac performance in the absence of other cardiac or systemic causes that may cause dilation of the heart muscle, such as hypertension and ischemic heart disease. The incidence of DCM in the general population is approximately 1 in 2500 (1), and it is estimated that approximately 50% of cases can be attributed to a genetic etiology.(1) Hereditary forms of DCM are most often caused by genes encoding proteins of the cardiac cytoskeleton and sarcomere. Left ventricular noncompaction (LVNC) is characterized by prominent trabeculations of the left ventricle with trabecular recesses extending into the ventricular cavity. The incidence of LVNC in the general population is estimated to be 1 in 5000.(2) It is currently unclear if LVNC represents a genetically distinct form of cardiomyopathy, as many familial cases of LVNC have been linked to the same genes associated with other forms of hereditary cardiomyopathies, and many affected individuals also meet diagnostic criteria for DCM or hypertrophic cardiomyopathy.(2,3) The clinical presentation of DCM and LVNC can be variable, even within the same family. DCM and LVNC can be apparently asymptomatic in some individuals but can cause sudden, life-threatening arrhythmias, increasing the risk of sudden cardiac death. In addition, some patients with primary hypertrophic cardiomyopathy or arrhythmogenic cardiomyopathy may eventually develop dilated ventricles, resembling DCM in later stages of disease progression.(1) DCM may also be a feature of an underlying systemic disorder such as amyloidoses and musculoskeletal conditions.(1) Hereditary forms of DCM and LVNC can follow an autosomal dominant, autosomal recessive, and X-linked patterns of inheritance. Mitochondrial inheritance is also possible, however, genes associated with mitochondrial inheritance of DCM and LNVC are not assessed on this panel. | An interpretive report will be provided. | All detected variants are evaluated according to American College of Medical Genetics and Genomics recommendations.(4) Variants are classified based on known, predicted, or possible pathogenicity and reported with interpretive comments detailing their potential or known significance. | Clinical Correlations: Test results should be interpreted in the context of clinical findings, family history, and other laboratory data. Misinterpretation of results may occur if the information provided is inaccurate or incomplete. If testing was performed because of a clinically significant family history, it is often useful to first test an affected family member. Detection of a reportable variant in an affected family member would allow for more informative testing of at-risk individuals. To discuss the availability of additional testing options or for assistance in the interpretation of these results, contact the Mayo Clinic Laboratories genetic counselors at 800-533-1710. Technical Limitations: Next-generation sequencing may not detect all types of genomic variants. In rare cases, false-negative or false-positive results may occur. The depth of coverage may be variable for some target regions; assay performance below the minimum acceptable criteria or for failed regions will be noted. Given these limitations, negative results do not rule out the diagnosis of a genetic disorder. If a specific clinical disorder is suspected, evaluation by alternative methods can be considered. There may be regions of genes that cannot be effectively evaluated by sequencing or deletion and duplication analysis as a result of technical limitations of the assay, including regions of homology, high guanine-cytosine (GC) content, and repetitive sequences. Confirmation of select reportable variants will be performed by alternate methodologies based on internal laboratory criteria. This test is validated to detect 95% of deletions up to 75 base pairs (bp) and insertions up to 47 bp. Deletions-insertions (delins) of 40 or more bp, including mobile element insertions, may be less reliably detected than smaller delins. Deletion/Duplication Analysis: This analysis targets single and multi-exon deletions/duplications; however, in some instances single exon resolution cannot be achieved due to isolated reduction in sequence coverage or inherent genomic complexity. Balanced structural rearrangements (such as translocations and inversions) may not be detected. This test is not designed to detect low levels of mosaicism or to differentiate between somatic and germline variants. If there is a possibility that any detected variant is somatic, additional testing may be necessary to clarify the significance of results. Genes may be added or removed based on updated clinical relevance.Refer to theTargeted Genes and Methodology Details for Dilated Cardiomyopathy and Left Ventricular Noncompaction Cardiomyopathy Gene Panelfor the most up to date list of genes included in this test.For detailed information regarding gene specific performance and technical limitations, see Method Description or contact a laboratory genetic counselor. If the patient has had an allogeneic hematopoietic stem cell transplant or a recent blood transfusion, results may be inaccurate due to the presence of donor DNA. Call Mayo Clinic Laboratories for instructions for testing patients who have received a bone marrow transplant. Reclassification of Variants: At this time, it is not standard practice for the laboratory to systematically review previously classified variants on a regular basis. The laboratory encourages healthcare providers to contact the laboratory at any time to learn how the classification of a particular variant may have changed over time. Variant Evaluation: Evaluation and categorization of variants are performed using published American College of Medical Genetics and Genomics and the Association for Molecular Pathology recommendations as a guideline.(4) Other gene-specific guidelines may also be considered. Variants are classified based on known, predicted, or possible pathogenicity and reported with interpretive comments detailing their potential or known significance. Variants classified as benign or likely benign are not reported. Multiple in silico evaluation tools may be used to assist in the interpretation of these results. The accuracy of predictions made by in silico evaluation tools is highly dependent upon the data available for a given gene, and periodic updates to these tools may cause predictions to change over time. Results from in silico evaluation tools should be interpreted with caution and professional clinical judgment. Rarely, incidental or secondary findings may implicate another predisposition or presence of active disease. Incidental findings may include, but are not limited to, results related to the sex chromosomes. These findings will be carefully reviewed to determine whether they will be reported. | 1. Bozkurt B, Colvin M, Cook J, et al; American Heart Association Committee on Heart Failure and Transplantation of the Council on Clinical Cardiology; Council on Cardiovascular Disease in the Young; Council on Cardiovascular and Stroke Nursing; Council on Epidemiology and Prevention; and Council on Quality of Care and Outcomes Research: Current diagnostic and treatment strategies for specific dilated cardiomyopathies: A scientific statement from the American Heart AssociationCirculation. 2016 Dec 6;134(23):e579-e646. doi: 10.1161/CIR.0000000000000455. Erratum in: Circulation. 2016 Dec 6;134(23):e652 2. Ichida F: Left ventricular noncompaction-Risk stratification and genetic consideration. J Cardiol. 2020 Jan;75(1):1-9. doi: 10.1016/j.jjcc.2019.09.011 3. Aung N, Doimo S, Ricci F, et al: Prognostic significance of left ventricular noncompaction: Systematic review and meta-analysis of observational studies. Circ Cardiovasc Imaging. 2020 Jan;13(1):e009712. doi: 10.1161/CIRCIMAGING.119.009712 4. Richards S, Aziz N, Bale S, et al: Standards and guidelines for the interpretation of sequence variants: a joint consensus recommendation of the American College of Medical Genetics and Genomics and the Association for Molecular Pathology. Genet Med. 2015 May;17(5):405-424 | Next-generation sequencing (NGS) and/or Sanger sequencing is performed to test for the presence of variants in coding regions and intron/exon boundaries of the genes analyzed, as well as some other regions that have known disease-causing variants. The human genome reference GRCh37/hg19 build was used for sequence read alignment. At least 99% of the bases are covered at a read depth over 30X. Sensitivity is estimated at above 99% for single nucleotide variants, above 94% for deletions-insertions (delins) less than 40 base pairs (bp), above 95% for deletions up to 75 bp and insertions up to 47 bp. NGS and/or a polymerase chain reaction-based quantitative method is performed to test for the presence of deletions and duplications in the genes analyzed. There may be regions of genes that cannot be effectively evaluated by sequencing or deletion and duplication analysis as a result of technical limitations of the assay, including regions of homology, high guanine-cytosine (GC) content, and repetitive sequences. SeeTargeted Genes and Methodology Details for Dilated Cardiomyopathy and Left Ventricular Noncompaction Cardiomyopathy Gene Panelfor details regarding the targeted genes analyzed for each test and specific gene regions not routinely covered.(Unpublished Mayo method) Confirmation of select reportable variants may be performed by alternate methodologies based on internal laboratory criteria. Genes analyzed:ABCC9, ACAD9, ACADVL, ACTC1, ACTN2, ALMS1, ALPK3, BAG3, CDH2, CPT2, CRYAB, CSRP3, DES, DMD, DNAJC19, DOLK, DSC2, DSG2, DSP, EMD, FKRP, FKTN, FLNC, GAA, GLA, HCN4, JPH2, JUP, LAMP2, LMNA, MYBPC3, MYH7, MYLK3, MYPN, NEXN, NKX2-5, PCCA, PCCB, PKP2, PLN, PPA2, PPCS, PRDM16, RAF1, RBM20, RYR2, SCN5A, SGCD, SHOC2, SLC22A5, TAZ (TAFAZZIN), TBX20, TCAP, TMEM43, TMEM70, TNNC1, TNNI3, TNNI3K, TNNT2, TPM1, TTN, TTR,andVCL | 14 to 28 days | Whole blood: 2 weeks (if available); Extracted DNA: 3 months | This test was developed and its performance characteristics determined by Mayo Clinic in a manner consistent with CLIA requirements. It has not been cleared or approved by the US Food and Drug Administration. | 81439 | Dilated Cardiomyopathy/LVNC Panel | 51966-0 | 617252 | Released By | 18771-6
DILL | Dill, IgE, Serum | Establishing the diagnosis of an allergy to dill Defining the allergen responsible for eliciting signs and symptoms Identifying allergens: -Responsible for allergic response and/or anaphylactic episode -To confirm sensitization prior to beginning immunotherapy -To investigate the specificity of allergic reactions to insect venom allergens, drugs, or chemical allergens | Fluorescence Enzyme Immunoassay (FEIA) | Yes | Dill, IgE | Serum | Collection Container/Tube: Preferred:Serum gel Acceptable:Red top Submission Container/Tube:Plastic vial Specimen Volume:0.5 mL for every 5 allergens requested Collection Instructions:Centrifuge and aliquot serum into a plastic vial. | For 1 allergen: 0.3 mL More than 1 allergen: (0.05 mL x number of allergens) + 0.25 mL dead space | Clinical manifestations of immediate hypersensitivity (allergic) diseases are caused by the release of proinflammatory mediators (histamine, leukotrienes, and prostaglandins) from IgE-sensitized effector cells (mast cells and basophils) when cell-bound IgE antibodies interact with an allergen. In vitro serum testing for IgE antibodies provides an indication of the immune response to allergens that may be associated with allergic disease. The allergens chosen for testing often depend upon the age of the patient, history of allergen exposure, season of the year, and clinical manifestations. In individuals predisposed to develop allergic disease, the sequence of sensitization and clinical manifestations proceed as follows: eczema and respiratory disease (rhinitis and bronchospasm) in infants and children less than 5 years due to food sensitivity (milk, egg, soy, and wheat proteins) followed by respiratory disease (rhinitis and asthma) in older children and adults due to sensitivity to inhalant allergens (dust mite, mold, and pollen inhalants). | Class,IgE kU/L,Interpretation, 0,<0.10,Negative, 0/1,0.10-0.34,Borderline/equivocal, 1,0.35-0.69,Equivocal, 2,0.70-3.49,Positive, 3,3.50-17.4,Positive, 4,17.5-49.9,Strongly positive, 5,50.0-99.9,Strongly positive, 6,> or =100,Strongly positive, | Detection of IgE antibodies in serum (class 1 or greater) indicates an increased likelihood of allergic disease as opposed to other etiologies and defines the allergens that may be responsible for eliciting signs and symptoms. The level of IgE antibodies in serum varies directly with the concentration of IgE antibodies expressed as a class score or kU/L. | Testing for IgE antibodies is not useful in patients previously treated with immunotherapy to determine if residual clinical sensitivity exists or in patients in whom the medical management does not depend upon identification of allergen specificity. Some individuals with clinically insignificant sensitivity to allergens may have measurable levels of IgE antibodies in serum, and test results must be interpreted in the clinical context. False-positive results for IgE antibodies may occur in patients with markedly elevated serum IgE (>2500 kU/L) due to nonspecific binding to allergen solid phases. | Homburger HA, Hamilton RG: Allergic diseases. In: McPherson RA, Pincus MR, eds. Henry's Clinical Diagnosis and Management by Laboratory Methods. 23rd ed.Elsevier; 2017:1057-1070 | Specific IgE from the patient's serum reacts with the allergen of interest, which is covalently coupled to an ImmunoCAP. After washing away nonspecific IgE, enzyme-labeled anti-IgE antibody is added to form a complex. After incubation, unbound anti-IgE is washed away, and the bound complex incubated with a developing agent. After stopping the reaction, the fluorescence of the eluate is measured. Fluorescence is proportional to the amount of specific IgE present in the patient's sample (ie, the higher the fluorescence value, the more IgE antibody is present).(Package insert: ImmunoCAP System Specific IgE FEIA. Phadia; Rev 06/2020) | Same day/1 to 3 days | 14 days | This test was developed and its performance characteristics determined by Mayo Clinic in a manner consistent with CLIA requirements. It has not been cleared or approved by the US Food and Drug Administration. | 86003 | Dill, IgE | 7280-1 | DILL | Dill, IgE | 7280-1
FDILT | Diltiazem (Cardizem, Dilacor) |  | High Performance Liquid Chromatography with Ultraviolet Detection (HPLC-UV) | Yes | Diltiazem (Cardizem,Dilacor) | Varies | Submit only 1 of the following specimens: Plasma Draw blood in a green-top (sodium heparin) tube(s),plasma gel tubeis not acceptable.Spin down and send 3 mL sodium heparinplasma refrigerated in a plastic vial. Serum Draw blood in a plain, red-top tube(s),serum gel tube is notacceptable.Spin down and send 3 mL of serum refrigerated in a plastic vial. | 0.6 mL |  | ReferenceRange: 50 - 200 ng/mL |  |  |  |  | 3 to 7 days | 2 weeks |  | 80299 | Diltiazem (Cardizem,Dilacor) | 6898-1 | Z1188 | Diltiazem | 6898-1
DRVI3 | Dilute Russell's Viper Venom Time (DRVVT) Confirmation Ratio, Plasma | Confirming the presence or helping to exclude the presence of lupus anticoagulants (LA) Identifying LA that do not prolong the activated partial thromboplastin time (APTT) Evaluating unexplained prolongation of the APTT or prothrombin time clotting tests Distinguishing LA from a specific coagulation factor inhibitor or coagulation factor deficiencies | Only orderable as part of a reflex. For more information see DRVI1 / Dilute Russell's Viper Venom Time (DRVVT), with Reflex, Plasma. Optical Clot-Based | Yes | DRVVT Confirmation Ratio | Plasma Na Cit | Only orderable as part of a reflex. For more information see DRVI1 / Dilute Russell's Viper Venom Time (DRVVT), with Reflex, Plasma. Specimen Type:Platelet-poor plasma Collection Container/Tube:Light-blue top (3.2% sodium citrate) Submission Container/Tube:Plastic vial Specimen Volume:1 mL Collection Instructions: 1. For complete instructions, seeCoagulation Guidelines for Specimen Handling and Processing. 2. Centrifuge, remove plasma, and centrifuge plasma again. 3. Aliquot into a separate plastic vial, leaving 0.25 mL in the bottom of the centrifuged vial. 4. Freeze plasma immediately (no longer than 4 hours after collection) at -20 degrees C or, ideally, -40 degrees C or below. | 0.5 mL | Lupus anticoagulants (LA) are immunoglobulins (IgG, IgM, IgA, or a combination of these) of autoimmune type that are specifically directed against antigenic complexes of negatively charged phospholipids (such as phosphatidylserine or phosphatidylethanolamine) and coagulation-related proteins (such as beta-2-glycoprotein I) or clotting factors (including prothrombin [factor II] or factor X) and cause prolongation of phospholipid-dependent clotting time tests due to inhibition. LA are functionally and clinically distinct members of a broader group of antiphospholipid autoantibodies that includes immunologically-detectable anticardiolipin antibodies or antibodies against other phospholipid-protein complexes. LA interfere with specific coagulation factor-phospholipid interactions, typically causing prolongation of one or more phospholipid-dependent clotting time tests (eg, activated partial thromboplastin time [APTT], dilute Russell viper venom time [DRVVT]) due to inhibition. This characteristic in vitro inhibition can be overcome by addition of excess phospholipid. Because of the heterogeneous nature of LA antibodies, no single coagulation test can identify or exclude all LA. Currently, the International Society on Thrombosis and Haemostasis and the Clinical and Laboratory Standards Institute recommend testing for LA with at least 2 phospholipid-dependent clotting time assays based on different coagulation pathways and principles (eg, lupus-sensitive APTT and DRVVT). In addition, given the potential for false-positive results in patients on anticoagulants,a profile orpanelofcoagulationtestsisperformed,includingprothrombintime(PT),APTT, thrombin time (TT) and DRVVT. Ifthe PT, APTT, or DRVVT are prolonged,additional testing may includemixing tests with normalplasma (toevaluate forinhibition)and the use of excessphospholipidin appropriateassaysystems to evaluate for phospholipid-dependent inhibition. Additional reflexive testing helps determine presence or absence of anticoagulants and/or inhibitors to other factors. The diagnosis of LArequires performanceand interpretationof complexcoagulation testing, as well ascorrelation withavailableclinical information,includingevidence ofpersistenceof LA overtime(>or=12 weeks). The venom obtained from Russell's viper(Vipera russelli)contains enzymes that directly activate coagulation factors V and X, bypassing the activation of factors VII, VIII, IX, XI, and XII, and, therefore, the effect of deficiencies or inhibitors of these factors. Diluting the phospholipid necessary for the clotting factor interactions increases the sensitivity to LA and the likelihood of identifying a phospholipid-dependent inhibitor that may not be detected by other coagulation tests with higher phospholipid content (eg, LA-insensitive APTT reagents). The DRVVT screen ratio test is one of several available in vitro tests that may be used to screen and confirm for presence of LA or to help exclude LA. DRVVT testing is used in conjunction with other appropriate coagulation tests (reflexive testing panels) to assist in detection and confirmation of LA, or to help exclude their presence. The DRVVT may be abnormally prolonged (DRVVT screen ratio > or =1.20) by LA as well as coagulation factor deficiencies, anticoagulant effects, or other types of coagulation factor inhibitors. Specimens with abnormal results (DRVVT screen ratio > or =1.20) are subjected to reflexive testing. With the reflexive testing, the sensitivity of DRVVT testing for LA diagnosis is approximately 65% to 70%, and the specificity is 95% or higher. It is advisable to use the DRVVT screen, mix, and confirm ratio results in conjunction with other appropriate coagulation tests (reflexive testing panels) to diagnose or exclude LA. Although LA cause prolonged clotting times in vitro, there is a strong association with thrombosis risk. However, not all patients with persisting LA develop thrombosis. | Only orderable as part of a reflex. For more information see DRVI1 / Dilute Russell's Viper Venom Time (DRVVT), with Reflex, Plasma. <1.20 Normal ranges for children: not clearly established, but similar to normal ranges for adults, except for newborn infants whose results may not reach adult values until 3 to 6 months. | Dilute Russell's viper venom timescreen ratio (<1.20): A normal dilute Russell's viper venom time (DRVVT) screen ratio (<1.20) indicates thatlupus anticoagulant (LA) is not present or not detectable by this method (but might be detected with other methods). An abnormal DRVVT screen ratio (DRVVT screen ratio > or =1.20) may suggest presence of LA, however, other possibilities include: -Deficiencies or dysfunction of factors I (fibrinogen), II, V, or X, congenital or acquired -Inhibitors of factor V, or occasionally by inhibitors of factor VIII, or other specific or nonspecific inhibitors -Anticoagulation therapy effects (see Cautions) Further evaluation consists of performingmixing studies withanequal volumeofnormalpooledplasma(DRVVT1:1mix)to investigatethepossibility of coagulationfactor deficiency (suggestedby DRVVT mixratio <1.20)and to evaluate inhibition (suggestedby DRVVTmix ratio> or=1.20) and mixing patient plasma with DRVVT reagentenriched in phospholipid(DRVVT confirmatory reagent) (DRVVT mix and DRVVT confirmation ratios). Possible combinations of results include the following: -DRVVT screen ratio > or =1.20, DRVVT mix ratio <1.20, and DRVVT confirmation ratio <1.20: No evidence of LA. These data may reflect anticoagulation therapy effects or other (congenital or acquired) coagulopathy. -DRVVT screen ratio > or =1.20, DRVVT mix ratio > or =1.20, and DRVVT confirmation ratio <1.20: The prolonged and inhibited DRVVT (DRVVT screen and mix ratios) may reflect presence of a specific factor inhibitor (eg, factor V inhibitor), anticoagulation therapy effects or other nonspecific inhibitors as can be seen with monoclonal protein disorders, lymphoproliferative disease etc. Although LA cannot be conclusively excluded, the DRVVT confirmation ratio of < or =1.20 makes this less likely. -DRVVT screen ratio > or =1.20, DRVVT mix ratio <1.20, and DRVVT confirmation ratio > or =1.20: Although mixing study of the prolonged DRVVT screen and mix ratios provides no evidence of inhibition, additional phospholipid shortens the clotting time (DRVVT confirmation ratio), suggesting presence of LA. -DRVVT screen ratio > or =1.20, DRVVT mix ratio > or =1.20, and DRVVT confirmation ratio > or =1.20: The data are consistent with presence of LA, provided anticoagulant effect can be excluded (see Cautions) DRVVT assays ordered as a single, stand-alone test should be interpreted within patient clinical context and close attention to medication use by patient (see Cautions). | Residual platelets in frozen-thawed plasma can decrease sensitivity and specificity of lupus anticoagulants (LA) testing (false-negative results). Specimens that are to be frozen before testing must be centrifuged twice to remove as many of the platelets as possible before freezing. Anticoagulation therapy effects such as warfarin (especially when the effect is supratherapeutic), excess heparin, direct thrombin inhibitors (eg, dabigatran [Pradaxa]), argatroban [Ancova], bivalirudin [Angiomax]), direct factor Xa inhibitors (eg, rivaroxaban [Xarelto], apixaban [Eliquis], edoxaban [Savaysa]) may result in a false-positive assay performance for LA. Clinical correlation and repeat testing remote (>1 week) from anticoagulation therapy is suggested. Although the dilute Russell's viper venom time(DRVVT) reagents contain a heparin inhibitor (Polybrene) that is sufficient for neutralization of heparin (up to 1-2 U/mL), the results may not necessarily represent what would occur if no heparin were present in the specimen. Therefore, DRVVT results from heparinized plasma should be interpreted with caution. DRVVT assays, when performed in isolation, will not distinguish LA from heparin or inhibitors of factors V or VIII, which may cause false-positive results of LA testing. Excess heparin or inhibitors of factor V or VIII may cause false-positive results of LA testing, depending on the types of coagulation testing performed. LA diagnosis does not have definite predictive value for associated clinical complications such as thromboembolic problems or fetal loss. The DRVVT test will not detect all LAs. Some LAs may only be detectable by other tests such as the Staclot LA, activated partial thromboplastin time, and platelet neutralization procedure, or other methods. Persistence of LA over time (12 weeks or more between positive testing results) is a clinically important criterion for the antiphospholipid antibody syndrome diagnosis. | 1. Proven A, Bartlett RP, Moder KG, et al. Clinical importance of positive test results for lupus anticoagulant and anticardiolipin antibodies. Mayo Clin Proc. 2004;79(4):467-475 2. Gastineau DA, Kazmier FJ, Nichols WL, Bowie EJ. Lupus anticoagulant: an analysis of the clinical and laboratory features of 219 cases. Am J Hematol. 1985;19(3):265-275 3. Brandt JT, Triplett DA, Alving B, Sharrer I. Criteria for the diagnosis of lupus anticoagulant: an update. On behalf of the Subcommittee on Lupus Anticoagulant/Antiphospholipid Antibody of the Scientific and Standardization Committee of the ISTH. Thromb Haemost. 1995;74(4);1185-1190 4. Arnout J, Vermylen J. Current status and implications of autoimmune antiphospholipid antibodies in relation to thrombotic disease. J Thromb Haemost. 2003;1(5):931-942 5. Pengo V, Tripodi A, Reber G, Rand JH, et al. Update of the guidelines for lupus anticoagulant detection. Subcommittee on Lupus Anticoagulant/Antiphospholipid Antibody of the Scientific and Standardization Committee of the International Society on Thrombosis and Haemostasis. J Thromb Haemost. 2009;7:1737-1740. doi:10.1111/j.1538-7836.2009.03555.x 6. Clinical and Laboratory Standards Institute (CLSI). Laboratory Testing for Lupus Anticoagulant; Approved Guideline.CLSI document H60-A. CLSI; 2014 | The dilute Russell's viper venom time (DRVVT) Confirmation assay is performed on the Instrumentation Laboratory ACL TOP. The assay is performed by incubating patient plasma for a specified time, then combining it with a DRVVT confirm reagent containing Russell's viper venom, excess phospholipids, antiheparin agents, calcium, buffers, and stabilizers to trigger the coagulation process. The time to clot formation is measured optically using a wavelength of 671 nm.(Package insert: CRYOcheck LA SURE. Precision BioLogic Inc; 01/2023) | 2 days | 7 days | This test has been cleared, approved, or is exempt by the US Food and Drug Administration and is used per manufacturer's instructions. Performance characteristics were verified by Mayo Clinic in a manner consistent with CLIA requirements. | 85613 | DRVVT Confirmation Ratio | 50410-0 | RCRI3 | DRVVT Confirmation Ratio | 50410-0
DRV3 | Dilute Russell's Viper Venom Time (DRVVT) Confirmation, Plasma | Confirming the presence or absence of lupus anticoagulants (LA) Identifying LA that do not prolong the activated partial thromboplastin time (APTT) Evaluating unexplained prolongation of the APTT or prothrombin time clotting tests Distinguishing LA from a specific coagulation factor inhibitor or coagulation factor deficiencies | Only orderable as part of a reflex. For more information see: ALUPP / Lupus Anticoagulant Profile, Plasma ALBLD / Bleeding Diathesis Profile, Limited, Plasma AATHR / Thrombophilia Profile, Plasma and Whole Blood APROL / Prolonged Clot Time Profile, Plasma ADIC / Disseminated Intravascular Coagulation/Intravascular Coagulation and Fibrinolysis (DIC/ICF) Profile, Plasma Optical Clot-Based | Yes | DRVVT Confirmation | Dilute Russell's viper venom time (DRVVT) confirmation is only performed when the DRVVT screen is abnormally prolonged. Refer to DRV1 / Dilute Russell's Viper Venom Time (DRVVT), Plasma for interpretation of results. | Only orderable as part of areflex.For more information see: ALUPP / Lupus Anticoagulant Profile, Plasma ALBLD / Bleeding Diathesis Profile, Limited, Plasma AATHR / Thrombophilia Profile, Plasma and Whole Blood APROL / Prolonged Clot Time Profile, Plasma ADIC / Disseminated Intravascular Coagulation/Intravascular Coagulation and Fibrinolysis (DIC/ICF) Profile, Plasma | See Specimen Required | Lupus anticoagulants (LA) are immunoglobulins (IgG, IgM, IgA, or a combination of these) of autoimmune type that are specifically directed against antigenic complexes of negatively charged phospholipids (such as phosphatidylserine or phosphatidylethanolamine) and coagulation-related proteins (such as beta-2-glycoprotein I) or clotting factors (including prothrombin [factor II] or factor X), and which cause prolongation of phospholipid-dependent clotting time tests due to inhibition. LA are functionally and clinically distinct members of a broader group of antiphospholipid autoantibodies that includes immunologically detectable anticardiolipin antibodies or antibodies against other phospholipid-protein complexes. LA interfere with specific coagulation factor-phospholipid interactions, typically causing prolongation of 1 or more phospholipid-dependent clotting time tests (eg, activated partial thromboplastin time: APTT, dilute Russell's viper venom time: DRVVT) due to inhibition. This characteristic in vitro inhibition can be overcome by addition of excess phospholipid. Because of the heterogeneous nature of LA antibodies, no single coagulation test can identify or exclude all LA. Currently, the International Society on Thrombosis and Haemostasis and the Clinical and Laboratory Standards Institute (CLSI) recommend testing for LA with at least 2 phospholipid-dependent clotting time assays based on different coagulation pathways and principles (eg, lupus-sensitive APTT and DRVVT). In addition, given the potential for false-positive results in patients on anticoagulants,a profile orpanelofcoagulationtestsisperformed,includingtheprothrombintime(PT),APTT, thrombin time (TT), and DRVVT. Ifthe PT, APTT, and/or DRVVT are prolonged,additional testing may includemixing tests with normalplasma (toevaluate forinhibition)and the use of excessphospholipidin appropriateassaysystems to evaluate for phospholipid-dependent inhibition. Additional reflexive testing helps determine presence or absence of anticoagulants and/or inhibitors to other factors. The diagnosis of LArequires performanceand interpretationof complexcoagulation testing, as well ascorrelation withavailableclinical information,includingevidence ofpersistenceof LA overtime(>or=12 weeks). The venom obtained from Russell's viper(Vipera russelli)contains enzymes that directly activate coagulation factors V and X, bypassing the activation of factors VII, VIII, IX, XI, and XII, and therefore, the effect of deficiencies or inhibitors of these factors. Diluting the phospholipid necessary for the clotting factor interactions increases the sensitivity to LA and the likelihood of identifying a phospholipid-dependent inhibitor that may not be detected by other coagulation tests with a higher phospholipid content (eg, LA-insensitive APTT reagents). The DRVVT screen ratio test is one of several available in vitro tests that may be used to screen and confirm for presence of LA or to help exclude LA. DRVVT testing is used in conjunction with other appropriate coagulation tests (reflexive testing panels) to assist in detection and confirmation of LA, or help exclude their presence. The DRVVT may be abnormally prolonged (DRVVT screen ratio > or =1.20) by LA as well as coagulation factor deficiencies, anticoagulant effects, or other types of coagulation factor inhibitors. Specimens with abnormal results (DRVVT screen ratio > or =1.20) are subjected to reflexive testing (see Testing Algorithm). With the reflexive testing algorithm, the sensitivity of DRVVT testing for LA diagnosis is approximately 65% to 70% and the specificity is 95% or higher. Although LA cause prolonged clotting times in vitro, there is a strong association with thrombosis risk. However, not all patients with persisting LA develop thrombosis. | Only orderable as part of areflex.For more information see: ALUPP / Lupus Anticoagulant Profile, Plasma ALBLD / Bleeding Diathesis Profile, Limited, Plasma AATHR / Thrombophilia Profile, Plasma and Whole Blood APROL / Prolonged Clot Time Profile, Plasma ADIC / Disseminated Intravascular Coagulation/Intravascular Coagulation and Fibrinolysis (DIC/ICF) Profile, Plasma <1.20 Normal ranges for children: not clearly established, but similar to normal ranges for adults, except for newborn infants whose results may not reach adult values until 3 to 6 months of age. | Dilute Russell's viper venom timescreen ratio (<1.20): A normal dilute Russell's viper venom time (DRVVT) screen ratio (<1.20) indicates thatlupus anticoagulant (LA) is not present or not detectable by this method (but might be detected with other methods). An abnormal DRVVT screen ratio (DRVVT screen ratio >1.20) may suggest presence of LA, however, other possibilities include: -Deficiencies or dysfunction of factors I (fibrinogen), II, V, or X, congenital or acquired -Inhibitors of factor V, or occasionally by inhibitors of factor VIII, or other specific or nonspecific inhibitors -Anticoagulation therapy effects (see Cautions) Further evaluation consists of performingmixing studies withanequal volumeofnormalpooledplasma(DRVVT1:1mix)to investigatethepossibility of coagulationfactor deficiency (suggestedby DRVVT mixratio <1.20)and to evaluate inhibition (suggestedby DRVVTmix ratio> or=1.20) and mixing patient plasma with DRVVT reagentenriched in phospholipid(DRVVT confirmatory reagent) (DRVVT mix and DRVVT confirmation ratios). Possible combination of results include the following: -DRVVT screen ratio > or =1.20, DRVVT mix ratio <1.20, and DRVVT confirmation ratio <1.20: No evidence of LA. These data may reflect anticoagulation therapy effects or other (congenital or acquired) coagulopathy. -DRVVT screen ratio > or =1.20, DRVVT mix ratio > or =1.20, and DRVVT confirmation ratio <1.20: The prolonged and inhibited DRVVT (DRVVT screen and mix ratios) may reflect presence of a specific factor inhibitor (eg, factor V inhibitor), anticoagulation therapy effects or other nonspecific inhibitors as can be seen with monoclonal protein disorders, lymphoproliferative disease etc. Although LA cannot be conclusively excluded, the DRVVT confirmation ratio of < or =1.20 makes this less likely. -DRVVT screen ratio > or =1.20, DRVVT mix ratio <1.20, and DRVVT confirmation ratio > or =1.20: Although mixing study of the prolonged DRVVT screen and mix ratios provides no evidence of inhibition, additional phospholipid shortens the clotting time (DRVVT confirmation ratio), suggesting presence of LA. -DRVVT screen ratio > or =1.20, DRVVT mix ratio > or =1.20, and DRVVT confirmation ratio > or =1.20: The data are consistent with presence of LA, provided anticoagulant effect can be excluded (see Cautions). Additional tests to evaluate abnormal DRVVT results includeactivated partial thromboplastin time(APTT),prothrombin time(PT), and thrombin time. Abnormalities observed with these tests may be further evaluated with normal plasma mixing studies, the platelet neutralization procedure (for APTT), and coagulation factor assays may sometimes be needed. All of these reflexive testing procedures, together with Coagulation Consultant interpretation, are included in Mayo Clinic's Coagulation Consultation test panels: ALUPP / Lupus Anticoagulant Profile, Plasma ALBLD / Bleeding Diathesis Profile, Limited, Plasma AATHR / Thrombophilia Profile, Plasma and Whole Blood APROL / Prolonged Clot Time Profile, Plasma ADIC / Disseminated Intravascular Coagulation/Intravascular Coagulation and Fibrinolysis (DIC/ICF) Profile, Plasma DRVVT assays ordered as a single, stand-alone test should be interpreted within patient clinical context and close attention to medication use by patient (see Cautions). | Residual platelets in frozen-thawed plasma can decrease sensitivity and specificity of lupus anticoagulants (LA) testing (false-negative results). Specimens that are to be frozen before testing must be centrifuged twice to remove as many of the platelets as possible before freezing. Anticoagulation therapy effects such as warfarin (especially when the effect is supratherapeutic), excess heparin, direct thrombin inhibitors (eg, dabigatran [Pradaxa]), argatroban [Ancova], bivalirudin [Angiomax]), direct factor Xa inhibitors (eg, rivaroxaban [Xarelto], apixaban [Eliquis], edoxaban [Savaysa]) may result in a false-positive assay performance for LA. Clinical correlation and repeat testing remote (>1 week) from anticoagulation therapy is suggested. Although the dilute Russell's viper venom time(DRVVT) reagents contain a heparin inhibitor (Polybrene) that is sufficient for neutralization of heparin (up to 1-2 U/mL), the results may not necessarily represent what would occur if no heparin were present in the specimen. Therefore, DRVVT results from heparinized plasma should be interpreted with caution. Excess heparin or inhibitors of factors V or VIII may cause false-positive results of LA testing, depending on the types of coagulation testing performed. LA diagnosis does not have definite predictive value for associated clinical complications such as thromboembolic problems or fetal loss. The DRVVT test will not detect all LAs. Some LAs may only be detectable by other tests such as the Staclot LA, activated partial thromboplastin time, and platelet neutralization procedure, or other methods. Persistence of LA over time (12 weeks or more between positive testing results) is a clinically important criterion for the antiphospholipid antibody syndrome diagnosis. | 1. Proven A, Bartlett RP, Moder KG, et al. Clinical importance of positive test results for lupus anticoagulant and anticardiolipin antibodies. Mayo Clin Proc. 2004;79(4):467-475 2. Gastineau DA, Kazmier FJ, Nichols WL, Bowie EJ. Lupus anticoagulant: an analysis of the clinical and laboratory features of 219 cases. Am J Hematol. 1985;19(3):265-275 3. Brandt JT, Triplett DA, Alving B, Sharrer I. Criteria for the diagnosis of lupus anticoagulant: an update. On behalf of the Subcommittee on Lupus Anticoagulant/Antiphospholipid Antibody of the Scientific and Standardisation Committee of the ISTH. Thromb Haemost. 1995;74(4);1185-1190 4. Arnout J, Vermylen J. Current status and implications of autoimmune antiphospholipid antibodies in relation to thrombotic disease. J Thromb Haemost. 2003;1(5):931-942 5. Pengo V, Tripodi A, Reber G, et al. Update of the guidelines for lupus anticoagulant detection. Subcommittee on Lupus Anticoagulant/Antiphospholipid Antibody of the Scientific and Standardisation Committee of the International Society on Thrombosis and Haemostasis. J Thromb Haemost. 2009;7:1737-1740. doi:10.1111/j.1538-7836.2009.03555.x 6. CLSI Laboratory Testing for Lupus Anticoagulant; Approved Guideline.CLSI document H60-A. Clinical and Laboratory Standards Institute; 2014 | The dilute Russell viper venom time (DRVVT) confirmation assay is performed on the Instrumentation Laboratory ACL TOP. The assay is performed by incubating patient plasma for a specified time, then combining it with a DRVVT confirm reagent containing Russell viper venom, excess phospholipids, antiheparin agents, calcium, buffers, and stabilizers to trigger the coagulation process. The time to clot formation is measured optically using a wavelength of 671 nm. The DRVVT confirmation is converted to a ratio by dividing the DRVVT screen clotting time by the DRVVT confirmation clotting time.(Package insert:CRYOcheckLA SURE dRVVT Confirmatory Reagent. Precision BioLogic; 05/2023) | 2 to 5 days | 7 days | This test has been cleared, approved, or is exempt by the US Food and Drug Administration and is used per manufacturer's instructions. Performance characteristics were verified by Mayo Clinic in a manner consistent with CLIA requirements. | 85613 | DRVVT Confirmation | 50410-0 | RVCR3 | DRVVT Confirm Ratio | 50410-0
DRVI4 | Dilute Russell's Viper Venom Time (DRVVT) Interpretation | Interpreting mixing and confirmation assays for lupus anticoagulants | Only orderable as a part of a profile. For more information see DRVI1 / Dilute Russell's Viper Venom Time (DRVVT), with Reflex, Plasma. Medical Interpretation | Yes | DRVVT Interpretation | Plasma Na Cit |  |  | Lupus anticoagulants (LA) are immunoglobulins (IgG, IgM, IgA, or a combination of these) of autoimmune type that are specifically directed against antigenic complexes of negatively charged phospholipids (such as phosphatidylserine or phosphatidylethanolamine) and coagulation-related proteins such as beta-2-glycoprotein I or clotting factors including prothrombin (factor II) or factor X, and which cause prolongation of phospholipid-dependent clotting time tests due to inhibition. LA are functionally and clinically distinct members of a broader group of antiphospholipid autoantibodies that includes immunologically detectable anticardiolipin antibodies or antibodies against other phospholipid-protein complexes. LA interfere with specific coagulation factor-phospholipid interactions, typically causing prolongation of 1 or more phospholipid-dependent clotting time tests (eg, activated partial thromboplastin time [APTT], dilute Russell's viper venom time [DRVVT]) due to inhibition. This characteristic in vitro inhibition can be overcome by addition of excess phospholipid. Because of the heterogeneous nature of LA antibodies, no single coagulation test can identify or exclude all LA. Currently, the International Society on Thrombosis and Haemostasis and the Clinical and Laboratory Standards Institute recommend testing for LA with at least 2 phospholipid-dependent clotting time assays based on different coagulation pathways and principles (eg, lupus-sensitive APTT and DRVVT). In addition, given the potential for false-positive results in patients on anticoagulants,a profile orpanelofcoagulationtestsisperformed,includingprothrombintime(PT),APTT, thrombin time (TT) and DRVVT. Ifthe PT, APTT, or DRVVT are prolonged,additional testing may includemixing tests with normalplasma (toevaluate forinhibition)and the use of excessphospholipidin appropriateassaysystems to evaluate for phospholipid-dependent inhibition. Additional reflexive testing helps determine presence or absence of anticoagulants and inhibitors to other factors. The diagnosis of LArequires performanceand interpretationof complexcoagulation testing, as well ascorrelation withavailableclinical information,includingevidence ofpersistenceof LA overtime(>or=12 weeks). The venom obtained from Russell's viper(Vipera russelli)contains enzymes that directly activate coagulation factors V and X, bypassing the activation of factors VII, VIII, IX, XI, and XII, and therefore, the effect of deficiencies or inhibitors of these factors. Diluting the phospholipid necessary for the clotting factor interactions increases the sensitivity to LA and the likelihood of identifying a phospholipid-dependent inhibitor that may not be detected by other coagulation tests with higher phospholipid content (eg, LA-insensitive APTT reagents). The DRVVT screen ratio test is one of several available in vitro tests that may be used to screen and confirm for presence of LA or to help exclude LA. DRVVT testing is used in conjunction with other appropriate coagulation tests (reflexive testing panels) to assist in detection and confirmation of LA or help exclude their presence. The DRVVT may be abnormally prolonged (DRVVT screen ratio > or =1.20) by LA as well as coagulation factor deficiencies, anticoagulant effects, or other types of coagulation factor inhibitors. Specimens with abnormal results (DRVVT screen ratio > or =1.20) are subjected to reflexive testing. With a reflexive testing algorithm, the sensitivity of DRVVT testing for LA diagnosis is approximately 65% to 70%, and the specificity is 95% or higher. It is advisable to use the DRVVT screen, mix and confirm ratio results in conjunction with other appropriate coagulation tests (reflexive testing panels) to diagnose or exclude LA. Although LA cause prolonged clotting times in vitro, there is a strong association with thrombosis risk. However, not all patients with persisting LA develop thrombosis. | Only orderable as a part of a profile. For more information see DRVI1 / Dilute Russell's Viper Venom Time (DRVVT), with Reflex, Plasma. An interpretive comment will be provided. | Dilute Russell's viper venom timescreen ratio (<1.20): A normal dilute Russell's viper venom time (DRVVT) screen ratio (<1.20) indicates thatlupus anticoagulant (LA) is not present or not detectable by this method (but might be detected with other methods). An abnormal DRVVT screen ratio (DRVVT screen ratio > or =1.20) may suggest presence of LA, however, other possibilities include: -Deficiencies or dysfunction of factors I (fibrinogen), II, V, or X, congenital or acquired -Inhibitors of factor V, or occasionally by inhibitors of factor VIII, or other specific or nonspecific inhibitors -Anticoagulation therapy effects (see Cautions) Further evaluation consists of performingmixing studies withanequal volumeofnormalpooledplasma(DRVVT1:1mix)to investigatethepossibility of coagulationfactor deficiency (suggestedby DRVVT mixratio <1.20)and to evaluate inhibition (suggestedby DRVVTmix ratio> or=1.20) and mixing patient plasma with DRVVT reagentenriched in phospholipid(DRVVT confirmatory reagent) (DRVVT mix and DRVVT confirmation ratios). Possible combination of results includes the following: -DRVVT screen ratio > or =1.20, DRVVT mix ratio <1.20, and DRVVT confirmation ratio <1.20: No evidence of LA. These data may reflect anticoagulation therapy effects or other (congenital or acquired) coagulopathy. -DRVVT screen ratio > or =1.20, DRVVT mix ratio > or =1.20, and DRVVT confirmation ratio <1.20: The prolonged and inhibited DRVVT (DRVVT screen and mix ratios) may reflect presence of a specific factor inhibitor (eg, factor V inhibitor), anticoagulation therapy effects or other nonspecific inhibitors as can be seen with monoclonal protein disorders, lymphoproliferative disease etc. Although LA cannot be conclusively excluded, the DRVVT confirmation ratio of < or =1.20 makes this less likely. -DRVVT screen ratio > or =1.20, DRVVT mix ratio <1.20, and DRVVT confirmation ratio > or =1.20: Although mixing study of the prolonged DRVVT screen and mix ratios provides no evidence of inhibition, additional phospholipid shortens the clotting time (DRVVT confirm ratio), suggesting presence of LA. -DRVVT screen ratio > or =1.20, DRVVT mix ratio > or =1.20, and DRVVT confirmation ratio > or =1.20: The data are consistent with presence of LA, provided anticoagulant effect can be excluded (see Cautions) Because no single coagulation test can identify or exclude all LAs, and because of the complexity of testing LA, one of the following Coagulation Consultation reflexive panel procedures is recommended if clinically indicated: ALUPP / Lupus Anticoagulant Profile, Plasma AATHR / Thrombophilia Profile, Plasma and Whole Blood APROL / Prolonged Clot Time Profile, Plasma DRVVT assays ordered as a single, stand-alone test should be interpreted within patient clinical context and close attention to medication use by patient (see Cautions). | Residual platelets in frozen-thawed plasma can decrease sensitivity and specificity of lupus anticoagulants (LA) testing (false-negative results). Specimens that are to be frozen before testing must be centrifuged twice to remove as many of the platelets as possible before freezing. Anticoagulation therapy effects such as warfarin (especially when the effect is supratherapeutic), excess heparin, direct thrombin inhibitors (eg, dabigatran [Pradaxa]), argatroban [Ancova], bivalirudin [Angiomax]), direct factor Xa inhibitors (eg, rivaroxaban [Xarelto], apixaban [Eliquis], edoxaban [Savaysa]) may result in a false-positive assay performance for LA. Clinical correlation and repeat testing remote (>1 week) from anticoagulation therapy is suggested. Although the dilute Russell's viper venom time(DRVVT) reagents contain a heparin inhibitor (Polybrene) that is sufficient for neutralization of heparin (up to 1-2 U/mL), the results may not necessarily represent what would occur if no heparin were present in the specimen. Therefore, DRVVT results from heparinized plasma should be interpreted with caution. DRVVT assays, when performed in isolation, will not distinguish LA from heparin or inhibitors of factors V or VIII, which may cause false-positive results of LA testing. Excess heparin or inhibitors of factor V or VIII may cause false-positive results of LA testing, depending on the types of coagulation testing performed. LA diagnosis does not have definite predictive value for associated clinical complications such as thromboembolic problems or fetal loss. Serum anticardiolipin antibody testing (CLPMG / Phospholipid [Cardiolipin] Antibodies, IgG and IgM, Serum) and anti-beta-2 glycoprotein I (B2GMG / Beta-2 Glycoprotein 1 Antibodies, IgG and IgM, Serum) antibody testing should also be performed in conjunction with coagulation-based testing for LA to enhance detection of different types of antiphospholipid antibodies. The DRVVT test will not detect all LAs. Some LAs may only be detectable by other tests such as the Staclot LA, activated partial thromboplastin time, and platelet neutralization procedure, or other methods. Persistence of LA over time (12 weeks or more between positive testing results) is a clinically important criterion for the antiphospholipid antibody syndrome diagnosis. | 1. Proven A, Bartlett RP, Moder KG, et al. Clinical importance of positive test results for lupus anticoagulant and anticardiolipin antibodies. Mayo Clin Proc. 2004;79(4):467-475 2. Gastineau DA, Kazmier FJ, Nichols WL, Bowie EJ. Lupus anticoagulant: an analysis of the clinical and laboratory features of 219 cases. Am J Hematol. 1985;19(3):265-275 3. Brandt JT, Triplett DA, Alving B, Sharrer I. Criteria for the diagnosis of lupus anticoagulant: an update. On behalf of the Subcommittee on Lupus Anticoagulant/Antiphospholipid Antibody of the Scientific and Standardisation Committee of the ISTH. Thromb Haemost. 1995;74(4);1185-1190 4. Arnout J, Vermylen J. Current status and implications of autoimmune antiphospholipid antibodies in relation to thrombotic disease. J Thromb Haemost. 2003;1(5):931-942 5. Pengo V, Tripodi A, Reber G, Rand JH, et al. Update of the guidelines for lupus anticoagulant detection. Subcommittee on Lupus Anticoagulant/Antiphospholipid Antibody of the Scientific and Standardisation Committee of the International Society on Thrombosis and Haemostasis. J Thromb Haemost. 2009;7:1737-1740. doi:10.1111/j.1538-7836.2009.03555.x 6. Clinical and Laboratory Standards Institute (CLSI). Laboratory Testing for Lupus Anticoagulant; Approved Guideline.CLSI document H60-A. CLSI; 2014 | A coagulation expert (clinician or hematopathologist) reviews the laboratory data, and an interpretive report is issued. | 2 days |  | Not Applicable |  | DRVVT Interpretation | 50008-2 | DRVI4 | DRVVT Interpretation | 50008-2
DRVI2 | Dilute Russell's Viper Venom Time (DRVVT) Mix Ratio, Plasma | Detecting the presence or helping to exclude the presence of lupus anticoagulants (LA) Identifying LA that do not prolong the activated partial thromboplastin time (APTT) Evaluating unexplained prolongation of the APTT or prothrombin time clotting tests Distinguishing LA from a specific coagulation factor inhibitor or coagulation factor deficiencies | Only orderable as part of a reflex. For more information see DRVI1 / Dilute Russell's Viper Venom Time (DRVVT), with Reflex, Plasma. Optical Clot-Based | Yes | DRVVT Mix Ratio | Plasma Na Cit | Only orderable as part of a reflex. For more information see DRVI1 / Dilute Russell's Viper Venom Time (DRVVT), with Reflex, Plasma. Specimen Type:Platelet-poor plasma Collection Container/Tube:Light-blue top (3.2% sodium citrate) Submission Container/Tube:Plastic vial Specimen Volume:1 mL Collection Instructions: 1. For complete instructions, seeCoagulation Guidelines for Specimen Handling and Processing. 2. Centrifuge, remove plasma, and centrifuge plasma again. 3. Aliquot into a separate plastic vial, leaving 0.25 mL in the bottom of the centrifuged vial. 4. Freeze plasma immediately (no longer than 4 hours after collection) at -20 degrees C or, ideally, -40 degrees C or below. | 0.5 mL | Lupus anticoagulants (LA) are immunoglobulins (IgG, IgM, IgA, or a combination of these) of autoimmune type that are specifically directed against antigenic complexes of negatively charged phospholipids (such as phosphatidylserine or phosphatidylethanolamine) and coagulation-related proteins (such as beta-2-glycoprotein I) or clotting factors (including prothrombin [factor II] or factor X), and which cause prolongation of phospholipid-dependent clotting time tests due to inhibition. LA are functionally and clinically distinct members of a broader group of antiphospholipid autoantibodies that includes immunologically detectable anticardiolipin antibodies or antibodies against other phospholipid-protein complexes. LA interfere with specific coagulation factor-phospholipid interactions, typically causing prolongation of 1 or more phospholipid-dependent clotting time tests (eg, activated partial thromboplastin time [APTT], dilute Russell's viper venom time [DRVVT]) due to inhibition. This characteristic in vitro inhibition can be overcome by addition of excess phospholipid. Because of the heterogeneous nature of LA antibodies, no single coagulation test can identify or exclude all LA. Currently, the International Society on Thrombosis and Haemostasis and the Clinical and Laboratory Standards Institute recommend testing for LA with at least 2 phospholipid-dependent clotting time assays based on different coagulation pathways and principles (eg, lupus-sensitive APTT and DRVVT). In addition, given the potential for false-positive results in patients on anticoagulants,a profile orpanelofcoagulationtestsisperformed,includingprothrombintime(PT),APTT, thrombin time (TT), and DRVVT. Ifthe PT, APTT, and/or DRVVT are prolonged,additional testing may includemixing tests with normalplasma (toevaluate forinhibition)and the use of excessphospholipidin appropriateassaysystems to evaluate for phospholipid-dependent inhibition. Additional reflexive testing helps determine presence or absence of anticoagulants and/or inhibitors to other factors. The diagnosis of LArequires performanceand interpretationof complexcoagulation testing, as well ascorrelation withavailableclinical information,includingevidence ofpersistenceof LA overtime(>or=12 weeks). The venom obtained from Russell's viper(Vipera russelli)contains enzymes that directly activate coagulation factors V and X, bypassing the activation of factors VII, VIII, IX, XI, and XII, and therefore, the effect of deficiencies or inhibitors of these factors. Diluting the phospholipid necessary for the clotting factor interactions increases the sensitivity to LA and the likelihood of identifying a phospholipid-dependent inhibitor that may not be detected by other coagulation tests with higher phospholipid content (eg, LA-insensitive APTT reagents). The DRVVT screen ratio test is one of several available in vitro tests that may be used to screen and confirm for presence of LA or to help exclude LA. DRVVT testing is used in conjunction with other appropriate coagulation tests (reflexive testing panels) to assist in detection and confirmation of LA or help exclude their presence. The DRVVT may be abnormally prolonged (DRVVT screen ratio > or =1.20) by LA as well as coagulation factor deficiencies, anticoagulant effects, or other types of coagulation factor inhibitors. Specimens with abnormal results (DRVVT screen ratio > or =1.20) are subjected to reflexive testing. With the reflexive testing, the sensitivity of DRVVT testing for LA diagnosis is approximately 65% to 70%, and the specificity is 95% or higher. It is advisable to use the DRVVT screen, mix and confirm ratio results in conjunction with other appropriate coagulation tests (reflexive testing panels) to diagnose or exclude LA. Although LA cause prolonged clotting times in vitro, there is a strong association with thrombosis risk. However, not all patients with persisting LA develop thrombosis. | Only orderable as part of a reflex. For more information see DRVI1 / Dilute Russell's Viper Venom Time (DRVVT), with Reflex, Plasma. <1.20 Normal ranges for children: not clearly established, but similar to normal ranges for adults, except for newborn infants whose results may not reach adult values until 3 to 6 months of age. | Dilute Russell's viper venom timescreen ratio (<1.20): A normal dilute Russell's viper venom time (DRVVT) screen ratio (<1.20) indicates thatlupus anticoagulant (LA) is not present or not detectable by this method (but might be detected with other methods). An abnormal DRVVT screen ratio (DRVVT screen ratio > or =1.20) may suggest presence of LA, however, other possibilities include: -Deficiencies or dysfunction of factors I (fibrinogen), II, V, or X, congenital or acquired -Inhibitors of factor V, or occasionally by inhibitors of factor VIII, or other specific or nonspecific inhibitors -Anticoagulation therapy effects (see Cautions) Further evaluation consists of performingmixing studies withanequal volumeofnormalpooledplasma(DRVVT1:1mix)to investigatethepossibility of coagulationfactor deficiency (suggestedby DRVVT mixratio <1.20)and to evaluate inhibition (suggestedby DRVVTmix ratio> or=1.20) and mixing patient plasma with DRVVT reagentenriched in phospholipid(DRVVT confirmatory reagent) (DRVVT mix and DRVVT confirmation ratios). Possible combinations of results include the following: -DRVVT screen ratio > or =1.20, DRVVT mix ratio <1.20, and DRVVT confirmation ratio <1.20: No evidence of LA. These data may reflect anticoagulation therapy effects or other (congenital or acquired) coagulopathy. -DRVVT screen ratio > or =1.20, DRVVT mix ratio > or =1.20, and DRVVT confirmation ratio <1.20: The prolonged and inhibited DRVVT (DRVVT screen and mix ratios) may reflect presence of a specific factor inhibitor (eg, factor V inhibitor), anticoagulation therapy effects or other nonspecific inhibitors as can be seen with monoclonal protein disorders, lymphoproliferative disease etc. Although LA cannot be conclusively excluded, the DRVVT confirmation ratio of < or =1.20 makes this less likely. -DRVVT screen ratio > or =1.20, DRVVT mix ratio <1.20, and DRVVT confirmation ratio > or =1.20: Although mixing study of the prolonged DRVVT screen and mix ratios provides no evidence of inhibition, additional phospholipid shortens the clotting time (DRVVT confirmation ratio), suggesting presence of LA. -DRVVT screen ratio > or =1.20, DRVVT mix ratio > or =1.20, and DRVVT confirmation ratio > or =1.20: The data are consistent with presence of LA, provided anticoagulant effect can be excluded (see Cautions) Because no single coagulation test can identify or exclude all LAs, and because of the complexity of testing LA, one of the following Coagulation Consultation reflexive panel procedures are recommended if clinically indicated: ALUPP / Lupus Anticoagulant Profile, Plasma AATHR / Thrombophilia Profile, Plasma and Whole Blood APROL / Prolonged Clot Time Profile, Plasma DRVVT assays ordered as a single, stand-alone test should be interpreted within patient clinical context and close attention to medication use by patient (see Cautions). | Residual platelets in frozen-thawed plasma can decrease sensitivity and specificity of lupus anticoagulants (LA) testing (false-negative results). Specimens that are to be frozen before testing must be centrifuged twice to remove as many of the platelets as possible before freezing. Anticoagulation therapy effects such as warfarin (especially when the effect is supratherapeutic), excess heparin, direct thrombin inhibitors (eg, dabigatran [Pradaxa]), argatroban [Ancova], bivalirudin [Angiomax]), direct factor Xa inhibitors (eg, rivaroxaban [Xarelto], apixaban [Eliquis], edoxaban [Savaysa]) may result in a false-positive assay performance for LA. Clinical correlation and repeat testing remote (>1 week) from anticoagulation therapy is suggested. Although the dilute Russell's viper venom time(DRVVT) reagents contain a heparin inhibitor (Polybrene) that is sufficient for neutralization of heparin (up to 1-2 U/mL), the results may not necessarily represent what would occur if no heparin were present in the specimen. Therefore, DRVVT results from heparinized plasma should be interpreted with caution. DRVVT assays, when performed in isolation, will not distinguish LA from heparin or inhibitors of factors V or VIII, which may cause false-positive results of LA testing. Excess heparin or inhibitors of factors V or VIII may cause false-positive results of LA testing, depending on the types of coagulation testing performed. LA diagnosis does not have definite predictive value for associated clinical complications such as thromboembolic problems or fetal loss. Serum anticardiolipin antibody testing (CLPMG / Phospholipid [Cardiolipin] Antibodies, IgG and IgM, Serum) and anti-beta-2 glycoprotein I (B2GMG / Beta-2 Glycoprotein 1 Antibodies, IgG and IgM, Serum) antibody testing should also be performed in conjunction with coagulation-based testing for LA to enhance detection of different types of antiphospholipid antibodies. The DRVVT test will not detect all LA. Some LA may only be detectable by other tests such as the Staclot LA, activated partial thromboplastin time, and platelet neutralization procedure, or other methods. Persistence of LA over time (12 weeks or more between positive testing results) is a clinically important criterion for the antiphospholipid antibody syndrome diagnosis. | 1. Proven A, Bartlett RP, Moder KG, et al. Clinical importance of positive test results for lupus anticoagulant and anticardiolipin antibodies. Mayo Clin Proc. 2004;79(4):467-475 2. Gastineau DA, Kazmier FJ, Nichols WL, Bowie EJ. Lupus anticoagulant: an analysis of the clinical and laboratory features of 219 cases. Am J Hematol. 1985;19(3):265-275 3. Brandt JT, Triplett DA, Alving B, Sharrer I: Criteria for the diagnosis of lupus anticoagulant: an update. On behalf of the Subcommittee on Lupus Anticoagulant/Antiphospholipid Antibody of the Scientific and Standardisation Committee of the ISTH. Thromb Haemost. 1995;74(4);1185-1190 4. Arnout J, Vermylen J. Current status and implications of autoimmune antiphospholipid antibodies in relation to thrombotic disease. J Thromb Haemost. 2003;1(5):931-942 5. Pengo V, Tripodi A, Reber G, Rand JH, et al. Update of the guidelines for lupus anticoagulant detection. Subcommittee on Lupus Anticoagulant/Antiphospholipid Antibody of the Scientific and Standardisation Committee of the International Society on Thrombosis and Haemostasis. J Thromb Haemost. 2009;7:1737-1740. doi:10.1111/j.1538-7836.2009.03555.x 6. CLSI document H60-A | The dilute Russell's viper venom time (DRVVT) mix assay is performed on the Instrumentation Laboratory ACL TOP. Patient plasma is mixed in a 1:1 ratio with normal pooled plasma and incubated for a specified time, then combined with a DRVVT screening reagent containing Russell's viper venom, phospholipids, heparin neutralizing agents, calcium, buffers, stabilizers, and sodium azide to trigger the coagulation process. Subsequently, the time to clot formation is measured optically using a wavelength of 671 nm. The patient DRVVT mix clotting time is normalized by dividing the patient result by the mean DRVVT screening clotting time of normal pooled plasma to yield a ratio.(Package insert:CRYOcheck LA Check. Precision BioLogic, Inc; 01/2023) | 2 days | 7 days | This test has been cleared, approved, or is exempt by the US Food and Drug Administration and is used per manufacturer's instructions. Performance characteristics were verified by Mayo Clinic in a manner consistent with CLIA requirements. | 85613 | DRVVT Mix Ratio | 75512-4 | RMRI2 | DRVVT Mix Ratio | 75512-4
DRV2 | Dilute Russell's Viper Venom Time (DRVVT) Mix, Plasma | Detecting the presence or helping to exclude the presence of lupus anticoagulants (LA) Identifying LA that do not prolong the activated partial thromboplastin time (APTT) Evaluating unexplained prolongation of the APTT or prothrombin time clotting tests Distinguishing LA from a specific coagulation factor inhibitor or coagulation factor deficiencies Confirmation of abnormal dilute Russell's viper venom time ratios | Only orderable as part of a reflex. For more information see: ALUPP / Lupus Anticoagulant Profile, Plasma ALBLD / Bleeding Diathesis Profile, Limited, Plasma AATHR / Thrombophilia Profile, Plasma and Whole Blood APROL / Prolonged Clot Time Profile, Plasma ADIC / Disseminated Intravascular Coagulation/Intravascular Coagulation and Fibrinolysis (DIC/ICF) Profile, Plasma Optical Clot-Based | Yes | DRVVT Mix | Plasma Na Cit | Only orderable as part of areflex.For more information see: ALUPP / Lupus Anticoagulant Profile, Plasma ALBLD / Bleeding Diathesis Profile, Limited, Plasma AATHR / Thrombophilia Profile, Plasma and Whole Blood APROL / Prolonged Clot Time Profile, Plasma ADIC / Disseminated Intravascular Coagulation/Intravascular Coagulation and Fibrinolysis (DIC/ICF) Profile, Plasma |  | Lupus anticoagulants (LA) are immunoglobulins (IgG, IgM, IgA, or a combination of these) of autoimmune type that are specifically directed against antigenic complexes of negatively charged phospholipids (such as phosphatidylserine or phosphatidylethanolamine) and coagulation-related proteins (such as beta-2-glycoprotein I or clotting factors including prothrombin [factor II] or factor X), and which cause prolongation of phospholipid-dependent clotting time tests due to inhibition. LA are functionally and clinically distinct members of a broader group of antiphospholipid autoantibodies that includes immunologically detectable anticardiolipin antibodies or antibodies against other phospholipid-protein complexes. LA interfere with specific coagulation factor-phospholipid interactions, typically causing prolongation of 1or more phospholipid-dependent clotting time tests (eg, activated partial thromboplastin time: APTT, dilute Russell'sviper venom time: DRVVT) due to inhibition. This characteristic in vitro inhibition can be overcome by addition of excess phospholipid. Because of the heterogeneous nature of LA antibodies, no single coagulation test can identify or exclude all LA. Currently, the International Society on Thrombosis and Haemostasis and the Clinical and Laboratory Standards Institute (CLSI) recommend testing for LA with at least 2 phospholipid-dependent clotting time assays based on different coagulation pathways and principles (eg, lupus-sensitive APTT and DRVVT). In addition, given the potential for false-positive results in patients on anticoagulants,a profile orpanelofcoagulationtestsisperformed,includingtheprothrombintime(PT),APTT, thrombin time (TT) and DRVVT. Ifthe PT, APTT, and/or DRVVT are prolonged,additional testing may includemixing tests with normalplasma (toevaluate forinhibition)and the use of excessphospholipidin appropriateassaysystems to evaluate for phospholipid-dependent inhibition. Additional reflexive testing helps determine presence or absence of anticoagulants and/or inhibitors to other factors. The diagnosis of LArequires performanceand interpretationof complexcoagulation testing, as well ascorrelation withavailableclinical information,includingevidence ofpersistenceof LA overtime(>or=12 weeks). The venom obtained from Russell's viper(Vipera russelli)contains enzymes that directly activate coagulation factors V and X, bypassing the activation of factors VII, VIII, IX, XI, and XII, and, therefore, the effect of deficiencies or inhibitors of these factors. Diluting the phospholipid necessary for the clotting factor interactions increases the sensitivity to LA and the likelihood of identifying a phospholipid-dependent inhibitor that may not be detected by other coagulation tests with a higher phospholipid content (eg, LA-insensitive APTT reagents). The DRVVT screen ratio test is one of several available in vitro tests that may be used to screen and confirm for presence of LA or to help exclude LA. DRVVT testing is used in conjunction with other appropriate coagulation tests (reflexive testing panels) to assist in detection and confirmation of LA, or help exclude their presence. The DRVVT may be abnormally prolonged (DRVVT screen ratio > or =1.20) by LA as well as coagulation factor deficiencies, anticoagulant effects, or other types of coagulation factor inhibitors. Specimens with abnormal results (DRVVT screen ratio > or =1.20) are subjected to reflexive testing. With the reflexive testing algorithm, the sensitivity of DRVVT testing for LA diagnosis is approximately 65% to 70% and the specificity is 95% or higher. Although LA cause prolonged clotting times in vitro, there is a strong association with thrombosis risk. However, not all patients with persisting LA develop thrombosis. | Only orderable as part of areflex.For more information see: ALUPP / Lupus Anticoagulant Profile, Plasma ALBLD / Bleeding Diathesis Profile, Limited, Plasma AATHR / Thrombophilia Profile, Plasma and Whole Blood APROL / Prolonged Clot Time Profile, Plasma ADIC / Disseminated Intravascular Coagulation/Intravascular Coagulation and Fibrinolysis (DIC/ICF) Profile, Plasma <1.20 Normal ranges for children: not clearly established, but similar to normal ranges for adults, except for newborn infants whose results may not reach adult values until 3 to 6 months of age. | Dilute Russell'sviper venom time(DRVVT) screen ratio (<1.20): A normal DRVVT screen ratio (<1.20) indicates thatlupus anticoagulant (LA) is not present or not detectable by this method (but might be detected with other methods). An abnormal DRVVT screen ratio (DRVVT screen ratio >1.20) may suggest presence of LA, however, other possibilities include: -Deficiencies or dysfunction of factors I (fibrinogen), II, V, or X, congenital or acquired -Inhibitors of factor V, or occasionally by inhibitors of factor VIII, or other specific or nonspecific inhibitors -Anticoagulation therapy effects (see Cautions) Further evaluation consists of performingmixing studies withanequal volumeofnormalpooledplasma(DRVVT1:1mix)to investigatethepossibility of coagulationfactor deficiency (suggestedby DRVVT mixratio <1.20)and to evaluate inhibition (suggestedby DRVVTmix ratio> or=1.20) and mixing patient plasma with DRVVT reagentenriched in phospholipid(DRVVT confirmatory reagent) (DRVVT mix and DRVVT confirmation ratios). Possible combination of results include the following: -DRVVT screen ratio > or =1.20, DRVVT mix ratio <1.20, and DRVVT confirmation ratio <1.20: No evidence of LA. These data may reflect anticoagulation therapy effects or other (congenital or acquired) coagulopathy. -DRVVT screen ratio > or =1.20, DRVVT mix ratio > or =1.20, and DRVVT confirmation ratio <1.20: The prolonged and inhibited DRVVT (DRVVT screen and mix ratios) may reflect presence of a specific factor inhibitor (eg, factor V inhibitor), anticoagulation therapy effects or other nonspecific inhibitors as can be seen with monoclonal protein disorders, lymphoproliferative disease etc. Although LA cannot be conclusively excluded, the DRVVT confirmation ratio of < or =1.20 makes this less likely. -DRVVT screen ratio > or =1.20, DRVVT mix ratio <1.20, and DRVVT confirmation ratio > or =1.20: Although mixing study of the prolonged DRVVT screen and mix ratios provides no evidence of inhibition, additional phospholipid shortens the clotting time (DRVVT confirmation ratio), suggesting presence of LA. -DRVVT screen ratio > or =1.20, DRVVT mix ratio > or =1.20, and DRVVT confirmation ratio > or =1.20: The data are consistent with presence of LA, provided anticoagulant effect can be excluded (see Cautions) Additional tests to evaluate abnormal DRVVT results includeactivated partial thromboplastin time(APTT),prothrombin time(PT), and thrombin time. Abnormalities observed with these tests may be further evaluated with normal plasma mixing studies, the platelet neutralization procedure (for APTT), and coagulation factor assays may sometimes be needed. All of these reflexive testing procedures, together with Coagulation Consultant interpretation, are included in Mayo Clinic's Coagulation Consultation test panels: ALUPP / Lupus Anticoagulant Profile, Plasma ALBLD / Bleeding Diathesis Profile, Limited, Plasma AATHR / Thrombophilia Profile, Plasma and Whole Blood APROL / Prolonged Clot Time Profile, Plasma ADIC / Disseminated Intravascular Coagulation/Intravascular Coagulation and Fibrinolysis (DIC/ICF) Profile, Plasma DRVVT assays ordered as a single, stand-alone test should be interpreted within patient clinical context and close attention to medication use by patient (see Cautions). | Residual platelets in frozen-thawed plasma can decrease sensitivity and specificity of lupus anticoagulants (LA) testing (false-negative results). Specimens that are to be frozen before testing must be centrifuged twice to remove as many of the platelets as possible before freezing. Anticoagulation therapy effects such as warfarin (especially when the effect is supratherapeutic), excess heparin, direct thrombin inhibitors (eg, dabigatran [Pradaxa]), argatroban [Ancova], bivalirudin [Angiomax]), direct factor Xa inhibitors (eg, rivaroxaban [Xarelto], apixaban [Eliquis], edoxaban [Savaysa]) may result in a false-positive assay performance for LA. Clinical correlation and repeat testing remote (>1 week) from anticoagulation therapy is suggested. Although the dilute Russell'sviper venom time(DRVVT) reagents contain a heparin inhibitor (Polybrene) that is sufficient for neutralization of heparin (up to 1-2 U/mL), the results may not necessarily represent what would occur if no heparin were present in the specimen. Therefore, DRVVT results from heparinized plasma should be interpreted with caution. Excess heparin or inhibitors of factors V or VIII may cause false-positive results of LA testing, depending on the types of coagulation testing performed. LA diagnosis does not have definite predictive value for associated clinical complications such as thromboembolic problems or fetal loss. The DRVVT test will not detect all LAs. Some LAs may only be detectable by other tests such as the Staclot LA, activated partial thromboplastin time, and platelet neutralization procedure, or other methods. Persistence of LA over time (12 weeks or more between positive testing results) is a clinically important criterion for the antiphospholipid antibody syndrome diagnosis. | 1. Proven A, Bartlett RP, Moder KG, et al. Clinical importance of positive test results for lupus anticoagulant and anticardiolipin antibodies. Mayo Clin Proc. 2004l;79(4):467-475 2. Gastineau DA, Kazmier FJ, Nichols WL, Bowie EJ. Lupus anticoagulant: an analysis of the clinical and laboratory features of 219 cases. Am J Hematol. 1985;19(3):265-275 3. Brandt JT, Triplett DA, Alving B, Sharrer I. Criteria for the diagnosis of lupus anticoagulant: an update. On behalf of the Subcommittee on Lupus Anticoagulant/Antiphospholipid Antibody of the Scientific and Standardisation Committee of the ISTH. Thromb Haemost. 1995;74(4);1185-1190 4. Arnout J, Vermylen J. Current status and implications of autoimmune antiphospholipid antibodies in relation to thrombotic disease. J Thromb Haemost. 2003;1(5):931-942 5. Pengo V, Tripodi A, Reber G, Rand JH, et al. Update of the guidelines for lupus anticoagulant detection. Subcommittee on Lupus Anticoagulant/Antiphospholipid Antibody of the Scientific and Standardisation Committee of the International Society on Thrombosis and Haemostasis. J Thromb Haemost. 2009;7:1737-1740. doi:10.1111/j.1538-7836.2009.03555.x 6. CLSI Laboratory Testing for Lupus Anticoagulant; Approved Guideline.CLSI document H60-A. Clinical and Laboratory Standards Institute; 2014 | The dilute Russell'sviper venom time (DRVVT) mix assay is performed on the Instrumentation Laboratory ACL TOP. Patient plasma is mixed in a 1:1 ratio with normal pooled plasma and incubated for a specified time, then combined with a DRVVT screening reagent containing Russell'sviper venom, phospholipids, heparin neutralizing agents, calcium, buffers, stabilizers, and sodium azide to trigger the coagulation process. Subsequently, the time to clot formation is measured optically using a wavelength of 671 nm. The patient DRVVT mix clotting time is normalized by dividing the patient result by the mean DRVVT screening clotting time of normal pooled plasma to yield a ratio.(Package insert:CRYOcheck LA Check, PrecisionBioLogic, Inc.; Insert I-021 Rev. 11) | 2 to 5 days | 7 days | This test has been cleared, approved, or is exempt by the US Food and Drug Administration and is used per manufacturer's instructions. Performance characteristics were verified by Mayo Clinic in a manner consistent with CLIA requirements. | 85613 | DRVVT Mix | 75512-4 | RVMR2 | DRVVT Mix Ratio | 75512-4
DRV1 | Dilute Russell's Viper Venom Time (DRVVT), Plasma | Detecting and confirming or helping to exclude the presence of lupus anticoagulants (LA) Identifying LA that do not prolong the activated partial thromboplastin time (APTT) Evaluating unexplained prolongation of the APTT or prothrombin time clotting tests Distinguishing LA from a specific coagulation factor inhibitor or coagulation factor deficiencies | Only orderable as part of a profile or reflex. For more information see: ALUPP / Lupus Anticoagulant Profile), Plasma AATHR / Thrombophilia Profile), Plasma and Whole Blood APROL / Prolonged Clot Time Profile, Plasma ALBLD / Bleeding Diathesis Profile, Limited, Plasma ADIC / Disseminated Intravascular Coagulation/Intravascular Coagulation and Fibrinolysis (DIC/ICF) Profile, Plasma Optical Clot-Based | Yes | Dilute Russells Viper Venom Time, P | If dilute Russell's viper venom time (DRVVT) ratio is > or =1.20, then DRVVT mix and DRVVT confirmation will be performed at an additional charge. | Only orderable as part of a profile or reflex. For more information see: ALUPP / Lupus Anticoagulant Profile, Plasma AATHR / Thrombophilia Profile, Plasma and Whole Blood APROL / Prolonged Clot Time Profile, Plasma ALBLD / Bleeding Diathesis Profile, Limited, Plasma ADIC / Disseminated Intravascular Coagulation/Intravascular Coagulation and Fibrinolysis (DIC/ICF) Profile, Plasma | See Specimen Required | Lupus anticoagulants (LA) are immunoglobulins (IgG, IgM, IgA, or a combination of these) of autoimmune type that are specifically directed against antigenic complexes of negatively charged phospholipids (such as phosphatidylserine or phosphatidylethanolamine) and coagulation-related proteins (such as beta-2-glycoprotein I) or clotting factors (including prothrombin [factor II] or factor X), and which cause prolongation of phospholipid-dependent clotting time tests due to inhibition. LA are functionally and clinically distinct members of a broader group of antiphospholipid autoantibodies that includes immunologically detectable anticardiolipin antibodies or antibodies against other phospholipid-protein complexes. LA interfere with specific coagulation factor-phospholipid interactions, typically causing prolongation of 1 or more phospholipid-dependent clotting time tests (eg, activated partial thromboplastin time: APTT, dilute Russell's viper venom time: DRVVT) due to inhibition. This characteristic in vitro inhibition can be overcome by addition of excess phospholipid. Because of the heterogeneous nature of LA antibodies, no single coagulation test can identify or exclude all LA. Currently, the International Society on Thrombosis and Haemostasis and the Clinical and Laboratory Standards Institute (CLSI) recommend testing for LA with at least 2 phospholipid-dependent clotting time assays based on different coagulation pathways and principles (eg, lupus-sensitive APTT and DRVVT). In addition, given the potential for false-positive results in patients on anticoagulants,a profile orpanelofcoagulationtestsisperformed,includingtheprothrombintime(PT),APTT, thrombin time (TT), and DRVVT. Ifthe PT, APTT, and/or DRVVT are prolonged,additional testing may includemixing tests with normalplasma (toevaluate forinhibition)and the use of excessphospholipidin appropriateassaysystems to evaluate for phospholipid-dependent inhibition. Additional reflexive testing helps determine presence or absence of anticoagulants and/or inhibitors to other factors. The diagnosis of LArequires performanceand interpretationof complexcoagulation testing, as well ascorrelation withavailableclinical information,includingevidence ofpersistenceof LA overtime(>or=12 weeks). The venom obtained from Russell's viper(Vipera russelli)contains enzymes that directly activate coagulation factors V and X, bypassing the activation of factors VII, VIII, IX, XI, and XII, and therefore, the effect of deficiencies or inhibitors of these factors. Diluting the phospholipid necessary for the clotting factor interactions increases the sensitivity to LA and the likelihood of identifying a phospholipid-dependent inhibitor that may not be detected by other coagulation tests with a higher phospholipid content (eg, LA-insensitive APTT reagents). The DRVVT screen ratio test is one of several available in vitro tests that may be used to screen and confirm for presence of LA or to help exclude LA. DRVVT testing is used in conjunction with other appropriate coagulation tests (reflexive testing panels) to assist in detection and confirmation of LA, or help exclude their presence. The DRVVT may be abnormally prolonged (DRVVT screen ratio > or =1.20) by LA as well as coagulation factor deficiencies, anticoagulant effects, or other types of coagulation factor inhibitors. Specimens with abnormal results (DRVVT screen ratio > or =1.20) are subjected to reflexive testing (see Testing Algorithm). With the reflexive testing algorithm, the sensitivity of DRVVT testing for LA diagnosis is approximately 65% to 70% and the specificity is 95% or higher. Although LA cause prolonged clotting times in vitro, there is a strong association with thrombosis risk. However, not all patients with persisting LA develop thrombosis. | Only orderable as part of a profile or reflex. For more information see: ALUPP / Lupus Anticoagulant Profile, Plasma AATHR / Thrombophilia Profile, Plasma and Whole Blood APROL / Prolonged Clot Time Profile, Plasma ALBLD / Bleeding Diathesis Profile, Limited, Plasma ADIC / Disseminated Intravascular Coagulation/Intravascular Coagulation and Fibrinolysis (DIC/ICF) Profile, Plasma < 1.20 Normal ranges for children: not clearly established, but similar to normal ranges for adults, except for newborn infants whose results may not reach adult values until 3 to 6 months of age. | Dilute Russell's viper venom timescreen ratio (<1.20): A normal dilute Russell's viper venom time (DRVVT) screen ratio (<1.20) indicates thatlupus anticoagulant (LA) is not present or not detectable by this method (but might be detected with other methods). An abnormal DRVVT screen ratio (DRVVT screen ratio > or =1.20) may suggest presence of LA, however, other possibilities include: -Deficiencies or dysfunction of factors I (fibrinogen), II, V, or X, congenital or acquired -Inhibitors of factor V, or occasionally by inhibitors of factor VIII, or other specific or nonspecific inhibitors -Anticoagulation therapy effects (see Cautions) Further evaluation consists of performingmixing studies withanequal volumeofnormalpooledplasma(DRVVT1:1mix)to investigatethepossibility of coagulationfactor deficiency (suggestedby DRVVT mixratio <1.20)and to evaluate inhibition (suggestedby DRVVTmix ratio> or=1.20) and mixing patient plasma with DRVVT reagentenriched in phospholipid(DRVVT confirmatory reagent) (DRVVT mix and DRVVT confirmation ratios). Possible combination of results include the following: -DRVVT screen ratio > or =1.20, DRVVT mix ratio <1.20, and DRVVT confirmation ratio <1.20: No evidence of LA. These data may reflect anticoagulation therapy effects or other (congenital or acquired) coagulopathy. -DRVVT screen ratio > or =1.20, DRVVT mix ratio > or =1.20, and DRVVT confirmation ratio <1.20: The prolonged and inhibited DRVVT (DRVVT screen and mix ratios) may reflect presence of a specific factor inhibitor (eg, factor V inhibitor), anticoagulation therapy effects or other nonspecific inhibitors as can be seen with monoclonal protein disorders, lymphoproliferative disease etc. Although LA cannot be conclusively excluded, the DRVVT confirmation ratio of < or =1.20 makes this less likely. -DRVVT screen ratio > or =1.20, DRVVT mix ratio <1.20, and DRVVT confirmation ratio > or =1.20: Although mixing study of the prolonged DRVVT screen and mix ratios provides no evidence of inhibition, additional phospholipid shortens the clotting time (DRVVT confirmation ratio), suggesting presence of LA -DRVVT screen ratio > or =1.20, DRVVT mix ratio > or =1.20, and DRVVT confirmation ratio > or =1.20: The data are consistent with presence of LA, provided anticoagulant effect can be excluded (see Cautions) Additional tests to evaluate abnormal DRVVT results includeactivated partial thromboplastin time(APTT),prothrombin time(PT), and thrombin time. Abnormalities observed with these tests may be further evaluated with normal plasma mixing studies, the platelet neutralization procedure (for APTT), and coagulation factor assays may sometimes be needed. All of these reflexive testing procedures, together with Coagulation Consultant interpretation, are included in Mayo Clinic's Coagulation Consultation test panels: ALUPP / Lupus Anticoagulant Profile, Plasma ALBLD / Bleeding Diathesis Profile, Limited, Plasma AATHR / Thrombophilia Profile, Plasma and Whole Blood APROL / Prolonged Clot Time Profile, Plasma ADIC / Disseminated Intravascular Coagulation/Intravascular Coagulation and Fibrinolysis (DIC/ICF) Profile, Plasma DRVVT assays ordered as a single, stand-alone test should be interpreted within patient clinical context and close attention to medication use by patient (see Cautions). | Residual platelets in frozen-thawed plasma can decrease sensitivity and specificity of lupus anticoagulants (LA) testing (false-negative results). Specimens that are to be frozen before testing must be centrifuged twice to remove as many of the platelets as possible before freezing. Anticoagulation therapy effects such as warfarin (especially when the effect is supratherapeutic), excess heparin, direct thrombin inhibitors (eg, dabigatran [Pradaxa]), argatroban [Ancova], bivalirudin [Angiomax]), direct factor Xa inhibitors (eg, rivaroxaban [Xarelto], apixaban [Eliquis], edoxaban [Savaysa]) may result in a false-positive assay performance for LA. Clinical correlation and repeat testing remote (>1 week) from anticoagulation therapy is suggested. Although the dilute Russell's viper venom time(DRVVT) reagents contain a heparin inhibitor (Polybrene) that is sufficient for neutralization of heparin (up to 1-2 U/mL), the results may not necessarily represent what would occur if no heparin were present in the specimen. Therefore, DRVVT results from heparinized plasma should be interpreted with caution. Excess heparin or inhibitors of factors V or VIII may cause false-positive results of LA testing, depending on the types of coagulation testing performed. LA diagnosis does not have definite predictive value for associated clinical complications such as thromboembolic problems or fetal loss. The DRVVT test will not detect all LAs. Some LAs may only be detectable by other tests such as the Staclot LA, activated partial thromboplastin time, and platelet neutralization procedure, or other methods. Persistence of LA over time (12 weeks or more between positive testing results) is a clinically important criterion for the antiphospholipid antibody syndrome diagnosis. | 1. Proven A, Bartlett RP, Moder KG, et al. Clinical importance of positive test results for lupus anticoagulant and anticardiolipin antibodies. Mayo Clin Proc. 2004;79(4):467-475 2. Gastineau DA, Kazmier FJ, Nichols WL, Bowie EJ. Lupus anticoagulant: an analysis of the clinical and laboratory features of 219 cases. Am J Hematol. 1985;19(3):265-275 3. Brandt JT, Triplett DA, Alving B, Sharrer I. Criteria for the diagnosis of lupus anticoagulant: an update. On behalf of the Subcommittee on Lupus Anticoagulant/Antiphospholipid Antibody of the Scientific and Standardisation Committee of the ISTH. Thromb Haemost. 1995;74(4);1185-1190 4. Arnout J, Vermylen J. Current status and implications of autoimmune antiphospholipid antibodies in relation to thrombotic disease. J Thromb Haemost. 2003;1(5):931-942 5. Pengo V, Tripodi A, Reber G, et al. Update of the guidelines for lupus anticoagulant detection. Subcommittee on Lupus Anticoagulant/Antiphospholipid Antibody of the Scientific and Standardisation Committee of the International Society on Thrombosis and Haemostasis. J Thromb Haemost. 2009;7:1737-1740. doi:10.1111/j.1538-7836.2009.03555.x 6. CLSI Laboratory Testing for Lupus Anticoagulant; Approved Guideline.CLSI document H60-A. Clinical and Laboratory Standards Institute; 2014 | The dilute Russell's viper venom time (DRVVT) screening assay is performed on the Instrumentation Laboratory ACL TOP. Patient plasma is incubated for a specified time, then combined with a DRVVT screening reagent containing Russell's viper venom, phospholipids, heparin neutralizing agents, calcium, buffers and stabilizers to trigger the coagulation process. Subsequently, the time to clot formation is measured optically using a wavelength of 671 nm.The patient DRVVT screening clotting time is normalized by dividing the patient result by the mean DRVVT screening clotting time of normal pooled plasma to yield a ratio (DRVVT screen ratio). Patient samples with a prolonged DRVVT (DRVVT screen ratio > or =1.20) are further studied by adding an equal volume of normal pooled plasma (platelet-depleted) and repeating the DRVVT test procedure, with mathematical normalization, to yield the DRVVT mix (1:1) ratio and the DRVVT test using DRVVT confirmatory reagent (enriched in phospholipid), and results are expressed as the quotient obtained from dividing the patient DRVVT screening clotting time by the patient DRVVT confirmatory clotting time (DRVVT confirm ratio).(Thiagarajan P, Pengo V, Shapiro SS. The use of the dilute Russell's viper venom time for the diagnosis of lupus anticoagulants. Blood. 1986;68(4):869-874;package insert: CRYOcheck LA CHECK dRVVT Screening Reagent. Precision BioLogic;05/2023; package insert: CRYOcheck LA SURE dRVVT Confirmatory Reagent. Precision BioLogic; 05/2023) | 1 to 4 days | 7 days | This test has been cleared, approved, or is exempt by the US Food and Drug Administration and is used per manufacturer's instructions. Performance characteristics were verified by Mayo Clinic in a manner consistent with CLIA requirements. | 85613-DRVVT85613-DRVVT mix (if appropriate)85613-DRVVT confirmation (if appropriate) | Dilute Russells Viper Venom Time, P | 15359-3 | RVR1 | DRVVT Screen Ratio | 15359-3
DRVI1 | Dilute Russell's Viper Venom Time (DRVVT), with Reflex, Plasma | Detecting and confirming or helping to exclude the presence of lupus anticoagulants (LA) Identifying LA that do not prolong the activated partial thromboplastin time (APTT) Evaluating unexplained prolongation of the APTT or prothrombin time clotting tests Distinguishing LA from a specific coagulation factor inhibitor or coagulation factor deficiencies | Optical Clot-Based | Yes | DRVVT Screen Ratio, w/Reflex, P | If dilute Russell's viper venom time (DRVVT) ratio is 1.20 or above, then DRVVT mix and DRVVT confirmation will be performed at an additional charge. | Specimen Type:Platelet-poor plasma Collection Container/Tube:Light-blue top (3.2% sodium citrate) Submission Container/Tube:Plastic vial Specimen Volume:1 mL Collection Instructions: 1. For complete instructions, seeCoagulation Guidelines for Specimen Handling and Processing. 2. Centrifuge, remove plasma, and centrifuge plasma again. 3. Aliquot into a separate plastic vial, leaving 0.25 mL in the bottom of the centrifuged vial. 4. Freeze plasma immediately (no longer than 4 hours after collection) at -20 degrees C or, ideally, -40 degrees C or below. Additional Information: 1. Double-centrifuged specimen is critical for accurate results as platelet contamination may cause spurious results. 2. Each coagulation assay requested should have its own vial. | 0.5 mL | Lupus anticoagulants (LA) are immunoglobulins (IgG, IgM, IgA, or a combination of these) of autoimmune type that are specifically directed against antigenic complexes of negatively charged phospholipids (such as phosphatidylserine or phosphatidylethanolamine) and coagulation-related proteins (such as beta-2-glycoprotein I) or clotting factors (including prothrombin [factor II] or factor X) and cause prolongation of phospholipid-dependent clotting time tests due to inhibition. LA are functionally and clinically distinct members of a broader group of antiphospholipid autoantibodies that includes immunologically-detectable anticardiolipin antibodies or antibodies against other phospholipid-protein complexes. LA interfere with specific coagulation factor-phospholipid interactions, typically causing prolongation of 1 or more phospholipid-dependent clotting time tests (eg, activated partial thromboplastin time [APTT], dilute Russell's viper venom time [DRVVT]) due to inhibition. This characteristic in vitro inhibition can be overcome by addition of excess phospholipid. Because of the heterogeneous nature of LA antibodies, no single coagulation test can identify or exclude all LA. Currently, the International Society on Thrombosis and Haemostasis and the Clinical and Laboratory Standards Institute (CLSI) recommend testing for LA with at least 2 phospholipid-dependent clotting time assays based on different coagulation pathways and principles (eg, lupus sensitive APTT and DRVVT). In addition, given the potential for false-positive results in patients on anticoagulants,a profile orpanelofcoagulationtesting is recommended,includingprothrombintime(PT),APTT, thrombin time (TT), and DRVVT. Ifthe PT, APTT, or DRVVT are prolonged,additional testing may includemixing tests with normalplasma (toevaluate forinhibition)and the use of excessphospholipidin appropriateassaysystems to evaluate for phospholipid-dependent inhibition. Additional reflexive testing helps determine the presence or absence of anticoagulants or inhibitors to other factors. The diagnosis of LArequires performanceand interpretationof complexcoagulation testing, as well ascorrelation withavailableclinical information,includingevidence ofpersistenceof LA overtime(>or=12 weeks). The venom obtained from the Russell's viper(Vipera russelli)contains enzymes that directly activate coagulation factors V and X, bypassing the activation of factors VII, VIII, IX, XI, and XII, and, therefore, the effect of deficiencies or inhibitors of these factors. Diluting the phospholipid necessary for the clotting factor interactions increases the sensitivity to LA and the likelihood of identifying a phospholipid-dependent inhibitor that may not be detected by other coagulation tests that have a higher phospholipid content (eg, LA-insensitive APTT reagents). The DRVVT screen ratio test is one of several available in vitro tests that may be used to screen and confirm the presence of LAor to helpexclude LA. DRVVT testing is used in conjunction with other appropriate coagulation tests (reflexive testing panels) to assist in detection and confirmation of LA or help exclude their presence. The DRVVT may beabnormallyprolonged (DRVVT screen ratio > or=1.20) byLAas well as coagulation factor deficiencies,anticoagulanteffects, or other types of coagulation factor inhibitors. Specimens withabnormal results (DRVVT screen ratio> or=1.20) are subjected to reflexive testing (see Testing Algorithm). With the reflexive testing algorithm, the sensitivity of DRVVT testing for LA diagnosis is approximately 65% to 70%, and the specificity is 95% or higher. It is advisable to use the DRVVT screen, mix and confirm ratio results in conjunction with other appropriate coagulation tests (reflexive testing panels) to diagnose or exclude LA. Although LA cause prolonged clotting times in vitro,thereis a strongassociationwiththrombosisrisk. However,not all patients withpersisting LA develop thrombosis. | Dilute Russell's viper venom time screen ratio: <1.20 Normal ranges for children: Not clearly established, but similar to normal ranges for adults, except for newborn infants whose results may not reach adult values until 3 to 6 months of age. | Dilute Russell's viper venom timescreen ratio (<1.20): A normal dilute Russell's viper venom time (DRVVT) screen ratio (<1.20) indicates that lupus anticoagulants (LA) is not present, or not detectable, by this method (but might be detected with other methods). Abnormal DRVVT screen ratio (DRVVT screen ratio > or =1.20) may suggest the presence of LA; however, other possibilities include: -Deficiencies or dysfunction of factors I (fibrinogen), II, V, or X, congenital or acquired. -Inhibitors of factor V, or occasionally by inhibitors of factor VIII, or other specific or nonspecific inhibitors -Anticoagulation therapy effects (see Cautions) Further evaluation consists of performingmixing studies withanequal volumeofnormalpooledplasma(DRVVT1:1mix)to investigatethepossibility of coagulationfactor deficiency (suggestedby DRVVT mixratio <1.20)and to evaluate inhibition (suggestedby DRVVTmix ratio> or=1.20)and mixing patient plasma with DRVVT reagentenriched in phospholipid(DRVVT confirmatory reagent) (DRVVT mix and DRVVT confirm ratios). Possible combinations of results include the following: -DRVVT screen ratio > or =1.20, DRVVT mix ratio <1.20, and DRVVT confirm ratio <1.20: No evidence of LA. This data may reflect anticoagulation therapy effects or other (congenital or acquired) coagulopathy. -DRVVT screen ratio > or =1.20, DRVVT mix ratio > or =1.20, and DRVVT confirm ratio <1.20: The prolonged and inhibited DRVVT (DRVVT screen and mix ratios) may reflect presence of a specific factor inhibitor (eg, factor V inhibitor), anticoagulation therapy effects, or other nonspecific inhibitors as can be seen with monoclonal protein disorders, lymphoproliferative disease, etc. Although LA cannot be conclusively excluded, the DRVVT confirm ratio of < or =1.20 makes this less likely. -DRVVT screen ratio > or =1.20, DRVVT mix ratio <1.20, andDRVVT confirm ratio > or =1.20: Although mixing study of the prolonged DRVVT screen and mix ratios provides no evidence of inhibition, additional phospholipid shortens the clotting time (DRVVT confirm ratio), suggesting presence of LA. -DRVVT screen ratio > or =1.20, DRVVT mix ratio > or =1.20, and DRVVT confirm ratio > or =1.20: The data are consistent with presence of LA, provided anticoagulant effect can be excluded (see Cautions). DRVVT assays ordered as a single, stand-alone test should be interpreted within patient clinical context and close attention to medication use by patient (see Cautions). | Residual platelets in frozen-thawed plasma can decrease sensitivity and specificity of lupus anticoagulants (LA) testing (false-negative results). Specimens that are to be frozen before testing must be centrifuged twice to remove as many of the platelets as possible before freezing. The dilute Russell's viper venom time (DRVVT) test will not detect all LA. Some LA may only be detectable by other tests such as the Staclot LA, activated partial thromboplastin time, platelet neutralization procedure, or other methods. Anticoagulation therapy effects such as warfarin (especially when the effect is supratherapeutic), excess heparin, direct thrombin inhibitors (eg, dabigatran [Pradaxa], argatroban [Ancova], bivalirudin [Angiomax]), direct factor Xa inhibitors (eg, rivaroxaban [Xarelto], apixaban [Eliquis], edoxaban [Savaysa]) may result in a false-positive assay performance for LA. Clinical correlation and repeat testing remote (>1 week) from anticoagulation therapy is suggested. Although the DRVVT reagents contain a heparin inhibitor (Polybrene) that is sufficient for neutralization of heparin (up to 1-2 U/mL), the results may not necessarily represent what would occur if no heparin were present in the specimen. Therefore, DRVVT results from heparinized plasma should be interpreted with caution. DRVVT assays, when performed in isolation, will not distinguish LA from heparin or inhibitors of factors V or VIII, which may cause false-positive results of LA testing. Excess heparin or inhibitors of factors V or VIII may cause false-positive results of LA testing, depending on the types of coagulation testing performed. LA diagnosis does not have definite predictive value for associated clinical complications such as thromboembolic problems or fetal loss. Persistence of LA over time (12 weeks or more between positive testing results) is a clinically important criterion for the antiphospholipid antibody syndrome diagnosis. | 1. Proven A, Bartlett RP, Moder KG, et al. Clinical importance of positive test results for lupus anticoagulant and anticardiolipin antibodies. Mayo Clin Proc. 2004;79(4):467-475 2. Gastineau DA, Kazmier FJ, Nichols WL, Bowie EJ. Lupus anticoagulant: an analysis of the clinical and laboratory features of 219 cases. Am J Hematol. 1985;19(3):265-275 3. Brandt JT, Triplett DA, Alving B, Sharrer I. Criteria for the diagnosis of lupus anticoagulant: an update. On behalf of the Subcommittee on Lupus Anticoagulant/Antiphospholipid Antibody of the Scientific and Standardisation Committee of the ISTH. Thromb Haemost. 1995;74(4);1185-1190 4. Arnout J, Vermylen J. Current status and implications of autoimmune antiphospholipid antibodies in relation to thrombotic disease. J Thromb Haemost. 2003;1(5):931-942 5. Pengo V, Tripodi A, Reber G, Rand JH, et al. Update of the guidelines for lupus anticoagulant detection. Subcommittee on Lupus Anticoagulant/Antiphospholipid Antibody of the Scientific and Standardisation Committee of the International Society on Thrombosis and Haemostasis. J Thromb Haemost. 2009;7:1737-1740. doi:10.1111/j.1538-7836.2009.03555.x 6. Clinical and Laboratory Standards Institute (CLSI). Laboratory Testing for Lupus Anticoagulant; Approved Guideline.CLSI document H60-A. CLSI; 2014 | The dilute Russell's viper venom time (DRVVT) screening assay is performed on the Instrumentation Laboratory ACL TOP. Patient plasma is incubated for a specified time, then combined with a DRVVT screening reagent containing Russell's viper venom, phospholipids,heparinneutralizingagents, calcium, buffers, and stabilizers to trigger the coagulation process. Subsequently, the time to clot formation is measured optically using a wavelength of 671 nm.The patient DRVVT screening clotting time is normalized by dividing the patient result by the mean DRVVT screening clotting time of normal pooled plasma to yield a ratio (DRVVT screen ratio). Patientsamples with aprolonged DRVVT (DRVVT screen ratio >or =1.20) are further studiedbyadding an equal volume of normalpooled plasma (platelet-depleted)and repeating the DRVVTtestprocedure, with mathematical normalization, to yieldtheDRVVTmix (1:1) ratio andtheDRVVTtest usingDRVVTconfirmatory reagent (enriched inphospholipid), and resultsareexpressedasthequotient obtainedfrom dividingthe patientDRVVTscreeningclottingtime bythepatientDRVVTconfirmatoryclotting time (DRVVT confirmratio).(Thiagarajan P, Pengo V,ShapiroSS.Theuseof thedilute Russell'svipervenom time forthediagnosisof lupusanticoagulants.Blood.1986;68[4]:869-874; package insert:LA CHECK DRVVT. Precision BioLogic; 01/2023; package insert: LA SURE DRVVT. Precision BioLogic; 01/2023) | 1 to 4 days | 7 days | This test has been cleared, approved, or is exempt by the US Food and Drug Administration and is used per manufacturer's instructions. Performance characteristics were verified by Mayo Clinic in a manner consistent with CLIA requirements. | 8561385613 (if appropriate)85613 (if appropriate) | DRVVT Screen Ratio, w/Reflex, P | 15359-3 | RVRI1 | DRVVT Screen Ratio | 15359-3
DIPGS | Diphtheria Toxoid IgG Antibody, Serum | Determining a patient's immunological response to diphtheria toxoid vaccination Aiding in the evaluation of immunodeficiency | Enzyme-Linked Immunosorbent Assay (ELISA) | Yes | Diphtheria Toxoid IgG Ab, S | Serum | Supplies:Sarstedt Aliquot Tube, 5 mL (T914) Collection Container/Tube: Preferred:Serum gel Acceptable:Red top Submission Container/Tube:Plastic vial Specimen Volume:0.5 mL Collection Instructions:Centrifuge and aliquot serum into a plastic vial. | 0.4 mL | Diphtheria is an acute, contagious, febrile illness caused by the bacteriumCorynebacterium diphtheriae. The disease is classically characterized by a combination of localized inflammation in the upper respiratory tract with the formation of a diphtheric pseudomembrane over the oropharynx, including the tonsils, pharynx, larynx, and posterior nasal passages.C diphtheriaeproduces a potent diphtheria exotoxin that is absorbed systemically and can lead to cardiac failure and paralysis of the diaphragm. The disease is preventable by vaccination with diphtheria toxoid, which stimulates antidiphtheria toxoid antibodies. In the United States, diphtheria toxoid is administered to children as part of the combined diphtheria, tetanus, and acellular pertussis (TDaP) vaccine. A patient's immunological response to diphtheria toxoid vaccination can be determined by measuring antidiphtheria toxoid IgG antibody using this enzyme immunoassay technique. An absence of antibody formation postvaccination may relate to immune deficiency disorders, either congenital or acquired, or iatrogenic due to immunosuppressive drugs. | Vaccinated: Positive (> or =0.01 IU/mL) Unvaccinated: Negative (<0.01 IU/mL) Reference values apply to all ages. | Results of 0.01 IU/mL or more suggest a vaccine response. A diphtheria toxoid booster should be considered for patients with antidiphtheria toxoid IgG values between 0.01 and less than 0.1 IU/mL. | This assay does not provide diagnostic proof of lack of protection against diphtheria or the presence of absence of immunodeficiency. Results must be confirmed by clinical findings and other serological tests. | 1. Centers for Disease Control and Prevention (CDC); National Center for Immunization and Respiratory Diseases, Division of Bacterial Diseases. Diphtheria. CDC; Updated September 9, 2022. Accessed September 5, 2024. Available at www.cdc.gov/diphtheria/index.html 2. Truelove SA, Keegan LT, Moss WJ, et al. Clinical and epidemiological aspects of diphtheria: a systematic review and pooled analysis. Clin Infect Dis. 2020;71(1):89-97 | The Anti-Diphtheria Toxoid IgG enzyme-linked immunosorbent assay provides a quantitative in vitro assay for detecting human IgG-class antibodies to diphtheria toxoid. The test kit contains reagent wells coated with diphtheria toxoid. In the first reaction step, diluted patient samples are incubated in the wells. In the case of positive samples, specific IgG antibodies will bind to the antigens. To detect the bound antibodies, a second incubation is carried out using an enzyme-labeled antihuman IgG (enzyme conjugate), catalyzing a color reaction.(Unpublished Mayo method) | Same day/1 to 4 days | 14 days | This test was developed and its performance characteristics determined by Mayo Clinic in a manner consistent with CLIA requirements. It has not been cleared or approved by the US Food and Drug Administration. | 86317 | Diphtheria Toxoid IgG Ab, S | 48654-8 | DEXDP | Diphtheria IgG Value | 48654-8
DTABS | Diphtheria/Tetanus Antibody Panel, Serum | Assessing antibody response to tetanus and diphtheria toxoid vaccines, which should be performed at least 3 weeks after immunization Aiding in the evaluation of immunodeficiency This testshould not be used todiagnose tetanus infection | Enzyme-Linked Immunosorbent Assay (ELISA) | Yes | Diphtheria/Tetanus Ab Panel, S | Serum | Collection Container/Tube: Preferred:Serum gel Acceptable:Red top Submission Container/Tube:Plastic vial Specimen Volume:1 mL Collection Instructions:Centrifuge and aliquot serum into plastic vial. | 0.8 mL | Diphtheria is an acute, contagious, febrile illness caused by the bacteriumCorynebacterium diphtheriae. The disease is classically characterized by a combination of localized inflammation in the upper respiratory tract with the formation of a diphtheric pseudomembrane over the oropharynx, including the tonsils, pharynx, larynx, and posterior nasal passages.C diphtheriaeproduces a potent diphtheria exotoxin that is absorbed systemically and can lead to cardiac failure and paralysis of the diaphragm. Tetanus results from contamination of wounds or lacerations withClostridium tetanispores from the environment. The spores germinate to actively replicating bacterial cells localized within the wound and produce the heat-labile toxin tetanospasmin. Tetanospasmin attaches to peripheral nerve endings and travels to the central nervous system where it blocks inhibitory impulses to motor neurons and leads to severe, spastic muscle contractions, a classic characteristic of tetanus. Both diseases are preventable by vaccination with diphtheria toxoid, which stimulates antidiphtheria toxoid antibodies, and tetanus toxoid (formaldehyde-treated tetanospasmin), which stimulates development of antitetanus toxoid antibodies. In the United States, these toxoids are administered to children as part of the combined diphtheria, tetanus, and acellular pertussis (TDaP) vaccine. Two to 3 weeks following vaccination, a patient's immunological response may be assessed by measuring the antidiphtheria toxoid IgG antibody and total antitetanus toxoid IgG antibody levels in serum. An absence of either antibody formation postvaccination may relate to immune deficiency disorders, either congenital or acquired, or iatrogenic due to immunosuppressive drugs. | DIPHTHERIA TOXOID IgG ANTIBODY Vaccinated: Positive (> or =0.01 IU/mL) Unvaccinated: Negative (<0.01 IU/mL) Reference values apply to all ages. TETANUS TOXOID IgG ANTIBODY Vaccinated: Positive (> or =0.01 IU/mL) Unvaccinated: Negative (<0.01 IU/mL) Reference values apply to all ages. | Diphtheria: Results of 0.01 IU/mL or more suggest a vaccine response. A diphtheria toxoid booster should be considered for patients with antidiphtheria toxoid IgG values between 0.01 and less than 0.1 IU/mL. Tetanus: Results of 0.01 IU/mL or more suggest a vaccine response. A tetanus toxoid booster should be strongly considered for patients with antitetanus toxoid IgG values between 0.01 and 0.5 IU/mL. Some cases of tetanus, usually mild, have occasionally been observed in patients with a measurable serum level of 0.01 to 1.0 IU/mL. | This assay does not provide diagnostic proof of lack of protection against diphtheria and tetanus or the presence of absence of immunodeficiency. Results must be confirmed by clinical findings and other serological tests. The diagnosis of tetanus is by clinical observation. A positive wound culture for the agent of tetanus,Clostridiumtetani, may support, but does not confirm, the diagnosis. Toxin assays for tetanospasmin may be useful but are only available in a few laboratories. | 1. Bleck TP:Clostridiumtetani(tetanus). In: Mandell GL, Bennett JE, Dolin R, eds. Principals and Practice of Infectious Disease. 5th ed. Churchill Livingstone; 2000:2537-2543 2. Gergen PJ, McQuillan GM, Kiely M, Ezzati-Rice TM, Sutter RW, Virella G: A population-based serologic survey of immunity to tetanus in the United States. N Engl J Med. 1995 Mar;332(12):761-766 3. Bjorkholm B, Wahl M, Granstrom M, Hagberg L: Immune status and booster effects of low doses of tetanus toxoid in Swedish medical personnel. Scand J Infect Dis. 1994;26(4):471-475 4. Ramsay ME, Corbel MJ, Redhead K, Ashworth LA, Begg NT: Persistence of antibody after accelerated immunization with diphtheria/tetanus/pertussis vaccine. Br Med J. 1991 Jun;302(6791):1489-1491 5. Centers for Disease Control and Prevention (CDC); National Center for Immunization and Respiratory Diseases, Division of Bacterial Diseases. Diphtheria. CDC; Updated September 9, 2022. Accessed October 27, 2022. Available at www.cdc.gov/diphtheria/index.html 6. Truelove SA, Keegan LT, Moss WJ, et al: Clinical and epidemiological aspects of diphtheria: a systematic review and pooled analysis. Clin Infect Dis. 2020 Jun;71(1):89-97 | The Anti-Diphtheria Toxoid enzyme-linked immunosorbent assay (ELISA) and Anti-Tetanus Toxoid ELISA provide quantitative in vitro assays for detection of human IgG-class antibodies to diphtheria and tetanus toxoid, respectively. The test kits contain reagent wells coated with either diphtheria or tetanus toxoid. In the first reaction step, diluted patient samples are incubated in the wells. In the case of positive samples, specific IgG antibodies will bind to the antigens. To detect the bound antibodies, a second incubation is carried out using an enzyme-labeled antihuman IgG (enzyme conjugate), catalyzing a color reaction.(Unpublished Mayo method) | Same day/1 to 4 days | 14 days | This test was developed and its performance characteristics determined by Mayo Clinic in a manner consistent with CLIA requirements. It has not been cleared or approved by the US Food and Drug Administration. | 86317 x 2 | Diphtheria/Tetanus Ab Panel, S | 101791-2 | DEXDP | Diphtheria IgG Value | 48654-8
DCTR | Direct Antiglobulin Test (Polyspecific), Blood | Demonstrating in vivo coating of red blood cells with IgG or the complement component C3d in the following settings: -Autoimmune hemolytic anemia -Hemolytic transfusion reactions -Drug-induced hemolytic anemia | Hemagglutination | No | Direct Antiglobulin Test (Poly) | When the direct antiglobulin test (DAT) result is positive, the DAT test will be interpreted as “Invalid – See addl testing" and the polyspecific DAT test will be performed. | Container/Tube:Pink top (EDTA) Specimen Volume:6 mL Collection Instructions: 1. Invert several times to mix blood. 2. Send whole blood specimen in original tube.Do not aliquot. | 3 mL; Neonates: EDTA Micro tube 0.5 mL | IgG antibody or complement components secondary to the action of IgM antibody may be present on the patient's own red blood cells (RBC) or on transfused RBC. | Negative | Negative: No IgG antibody or complement (C3d) detected on the surface of the red cell. Positive: Test polyspecific direct antiglobulin testing will be ordered and performed. | Autoimmune hemolytic anemia can occasionally occur with a negative direct antiglobulin test. The direct antiglobulin test can be positive in some apparently healthy individuals. | Cohn CS, Delaney DO, Johnson ST, Katz LM, Schwartz J, eds. Technical Manual. 21st ed. AABB; 2023 | Antihuman globulin reacts with red cell-bound immunoglobulins to produce agglutination.(Cohn CS, et al. Technical Manual. 21st edition. AABB; 2023) | Same day/1 to 2 days | 14 days | This test has been cleared, approved, or is exempt by the US Food and Drug Administration and is used per manufacturer's instructions. Performance characteristics were verified by Mayo Clinic in a manner consistent with CLIA requirements. | 86880 | Direct Antiglobulin Test (Poly) | 1007-4 | DCTR | Direct Antiglobulin Test (Poly) | 1007-4
DSAC | Disaccharidase Activity Panel, Tissue | Evaluation of patients who present with signs or symptoms suggestive of disaccharidase disorders This test isnot intended forcarrier detection. | Spectrophotometry | Yes | Disaccharidase Activity Panel, Ts | Tissue | Specimen Type:Tissue Source:Intestinal biopsy Supplies:15 mL Tissue Tube-DSAC (T993) Container/Tube:15 mL tissue tube Specimen Volume:5 mg Collection Instructions: 1. Place specimen in tissue tube. 2. Specimenshould notbe placed on gauze, filter paper, or swabs/wooden sticks andshould nothave any saline, water, support, or embedding material added. | See Specimen Required | Disaccharidases in the small intestines are responsible for the breakdown of disaccharides (double sugars) into monosaccharides (simple sugars). Patients with a deficiency of 1 or more disaccharidase enzymes can experience intolerance to foods containing complex sugars resulting in a range of gastrointestinal symptoms including diarrhea orconstipation, abdominal pain and cramping, gas, bloating, and nausea. In addition, patients may experience malnutrition, weight loss, or failure to thrive. Given the nonspecificity and frequency of abdominal symptoms, misdiagnosis or a diagnostic delay of disaccharide deficiencies may occur. Primary and secondary causes of disaccharidase deficiencies exist, and age of onset may vary from birth through adulthood. Primary causes are rare and result from genetic alterations in a variety of genes. Secondary deficiencies typically result from small intestinal mucosal damage. Treatment of both primary and secondary disaccharidase deficiencies involves dietary management. While primary deficiencies require lifelong treatment, secondary disaccharidase deficiencies may require treatment only until the intestinal lining recovers. | Lactase: > or =14.0 nmol/min/mg protein Sucrase: > or =19.0 nmol/min/mg protein Maltase: > or =70.0 nmol/min/mg protein Palatinase: > or =6.0 nmol/min/mg protein Glucoamylase: > or =8.0 nmol/min/mg protein | Quantitative values of lactase, sucrase, maltase, palatinase, and glucoamylase are reported. Clinical interpretation of results is provided. | This test will not distinguish between primary and secondary causes ofdisaccharidase deficiencies. | 1. Cohen SA, Oloyede H, Gold BD, Mohammed A, Elser HE. Clinical characteristics of disaccharidase deficiencies among children undergoing upper endoscopy. J Pediatr Gastroenterol Nutr. 2018;66 Suppl 3:S56-S60 2. Semenza G, Auricchio S, Mantei N. Small-intestinal disaccharidases. In: Valle DL, Antonarakis S, Ballabio A, Beaudet AL, Mitchell GA. eds. The Online Metabolic and Molecular Bases of Inherited Disease. McGraw Hill; 2019. Accessed August 23, 2021. Available at https://ommbid.mhmedical.com/content.aspx?bookid=2709&sectionid=225081608 | Disaccharidase activities are measured by incubating intestinal homogenates with an appropriate disaccharide substrate, which releases glucose. Glucose production is determined by a glucose oxidase reagent mixture that oxidizes glucose to produce peroxide, which reacts with phenol aminophenazone to form a red quinoneimine dye. The concentration of quinoneimine is determined spectrophotometrically and the concentration of liberated glucose is calculated from a glucose standard curve. The amount of glucose produced is proportional to the disaccharidase activity in the intestinal homogenate. Disaccharidase activities are expressed as nanomoles of glucose per minute per milligram of protein (nmol/min/mg prot).(Unpublished Mayo method) | 3 to 5 days | Biopsy homogenate: 1 month | This test was developed and its performance characteristics determined by Mayo Clinic in a manner consistent with CLIA requirements. It has not been cleared or approved by the US Food and Drug Administration. | 82657 | Disaccharidase Activity Panel, Ts | 57765-0 | 608243 | Reviewed By | 18771-6
ADICI | Disseminated Intravascular Coagulation/Intravascular Coagulation and Fibrinolysis (DIC/ICF) Profile Interpretation | Interpretation of testing performed as part of a profile to evaluatelaboratory evidence of disseminated intravascular coagulation | Only orderable as part of a profile. For more information see ADIC / Disseminated Intravascular Coagulation/Intravascular Coagulation and Fibrinolysis (DIC/ICF) Profile, Plasma. Medical Interpretation | Yes | DIC/ICF Prof Interpretation | Plasma Na Cit |  |  | Disseminated intravascular coagulation (DIC)/intravascular coagulation and fibrinolysis (ICF), collectively termed DIC/ICF is a consumptive hemorrhagic and microthrombotic disorder that manifests as clinical bleeding or thrombosis. Conditions associated with DIC/ICF can include; sepsis, trauma (head injury, severe tissue injury), obstetric complications (amniotic fluid embolism, abruptio placentae), malignancies, vascular disorders (hemangiomas, aortic aneurysm), and immunologic disorders. These disorders can cause formation of thrombin and fibrin intravascularly, which can result in widespread fibrin deposition contributing to thrombosis and organ failure or, conversely, can result in bleeding due to consumption of coagulation proteins and platelets. DIC/ICF is not a disease; rather it is a syndrome that is secondary to an underlying disorder. | Only orderable as part of a profile. For more information see ADIC / Disseminated Intravascular Coagulation/Intravascular Coagulation and Fibrinolysis (DIC/ICF) Profile, Plasma. An interpretive report will be provided. | An interpretive report will be provided when testing is completed, noting presence or absence ofdisseminated intravascular coagulation/intravascular coagulation and fibrinolysis. | No significant cautionary statements. | Boender J: A Diagnostic Approach to Mild Bleeding Disorders Journal of Thrombosis and Haemostasis 2016;14:1507-1516 | A coagulation expert (clinician or hematopathologist) reviews the laboratory data and an interpretive report is issued. | 1 to 3 days |  | Not Applicable | 85390-26 Special Coagulation Interpretation | DIC/ICF Prof Interpretation | 69049-5 | 603182 | DIC/ICF Prof Interpretation | 69049-5
ADIC | Disseminated Intravascular Coagulation/Intravascular Coagulation and Fibrinolysis (DIC/ICF) Profile, Plasma | Establishing laboratory evidence of disseminated intravascular coagulation | PTSC, APTSC, TTSC: Optical Clot-Based CLFIB: Clauss DIMER: Latex Immunoassay (LIA) ADICI: Medical Interpretation | Yes | DIC/ICF Prof | Initial testing includes prothrombin time (PT), activated partial thromboplastin time (aPTT), thrombin time (TT), fibrinogen, D-dimer, and disseminated intravascular coagulation/intravascular coagulation and fibrinolysis (DIC/ICF) profile interpretation. | Specimen Type:Platelet-poor plasma Patient Preparation:Patient should not be receiving Coumadin or heparin. If so, note on request. Collection Container/Tube:Light-blue top (3.2% sodium citrate) Submission Container/Tube:5 Plastic vials Specimen Volume:5 mL in 5 plastic vials, each containing 1 mL Collection Instructions: 1. For complete instructions, seeCoagulation Guidelines for Specimen Handling and Processing. 2. Centrifuge, transfer all plasma into a plastic vial, and centrifuge plasma again. 3. Aliquot plasma (1 mL per aliquot) into 5 separate plastic vials, leaving 0.25 mL in the bottom of centrifuged vial. 4. Freeze plasma immediately (no longer than 4 hours after collection) at -20 degrees C or, ideally -40 degrees C or below. Additional Information:Double-centrifuged specimen is critical for accurate results as platelet contamination may cause spurious results. | See Specimen Required | Disseminated intravascular coagulation (DIC) and intravascular coagulation and fibrinolysis (ICF), collectively termed DIC/ICF, is a consumptive hemorrhagic and microthrombotic disorder that manifests as clinical bleeding or thrombosis. Conditions associated with DIC/ICF can include sepsis, trauma (eg, head injury, severe tissue injury), obstetric complications (eg, amniotic fluid embolism, abruptio placentae), malignancies, vascular disorders (eg, hemangiomas, aortic aneurysm), and immunologic disorders. These disorders can cause thrombin and fibrin intravascular formation, which can result in widespread fibrin deposition contributing to thrombosis and organ failure or, conversely, can result in bleeding due to consumption of coagulation proteins and platelets. DIC/ICF is not a disease, rather it is a syndrome that is secondary to an underlying disorder. | An interpretive report is provided. | An interpretive report will be provided when testing is completed, noting presence or absence ofdisseminated intravascular coagulation and intravascular coagulation and fibrinolysis. | No significant cautionary statements | Boender J, Kruip MJ, Leebeek FWG. A diagnostic approach to mild bleeding disorders. J Thromb Haemost.. 2016;14(8):1507-1516.doi: 10.1111/jth.13368 | Prothrombin Time: The prothrombin time (PT) assay is performed on the Instrumentation Laboratory ACL TOP. Patient plasma is incubated and combined with a PT reagent containing recombinant human tissue factor, synthetic phospholipids, calcium chloride, polybrene, and buffer. Tissue thromboplastin (phospholipid and recombinantly-derived human tissue factor) and calcium are added to citrated plasma, bypassing the action of platelets and factors VIII, IX, XI, and XII in the intrinsic procoagulant pathway. The tissue thromboplastin-factor VII/VIIa complex activates factor X. Activated factor X (factor Xa) forms a complex with factor Va, calcium, and phospholipid to activate factor II (prothrombin) to thrombin. Thrombin then acts on fibrinogen (factor I) to form fibrin, which clots, providing the assay endpoint (the "prothrombin time").(Package insert: HemosIL RecombiPlasTin 2G. Instrumentation Laboratory Company; R4, 03/2019) Activated Partial Thromboplastin Time: The activated partial thromboplastin time (aPTT) assay is performed on the Instrumentation Laboratory ACL TOP. Patient plasma is combined and incubated with an aPTT reagent containing phospholipid, a negatively charged contact factor activator, and buffer. After a specified incubation time, calcium is added to trigger the coagulation process in the mixture. Subsequently, the time to clot formation is measured optically using a wavelength of 671 nm. Mixing studies (see APMSC / Activated Partial Thromboplastin Time [APTT] Mix 1:1, Plasma) using normal pooled plasma are performed on samples with a prolonged aPTT to assist in discriminating between factor deficiency states and coagulation inhibitors, unless further testing is not indicated.(Package insert: HemosIL SynthASil. Instrumentation Laboratory Company; R11, 06/2017) Thrombin Time: The thrombin time (TT) assay is performed on the Instrumentation Laboratory ACL TOP. Patient plasma is combined with a bovine thrombin reagent containing bovine albumin, calcium chloride, and buffer, immediately triggering the coagulation process in the mixture. Time to clot formation is measured optically using a wavelength of 405 nm.(Package insert: HemosIL Thrombin Time. Instrumentation Laboratory Company; R1, 12/2018) Fibrinogen: The Clauss fibrinogen assay is performed using the HemosIL Fibrinogen-C kit on the Instrumentation Laboratory ACL TOP. Patient plasma, containing fibrinogen, is mixed with reagent containing excess thrombin. The excess thrombin converts the fibrinogen in the patient plasma to fibrin. The amount of time it takes to form a clot is inversely proportional to the amount of fibrinogen present in the patient plasma.(Package insert: HemosIL Fibrinogen-C. Instrumentation Laboratory Company; R7, 06/2017) D-Dimer: D-dimer is assayed in plasma by adding polystyrene latex particles coated with monoclonal antibodies specific for D-dimer domain. The latex particles agglutinate in the presence of soluble fibrin degradation products containing the D-dimer domain. The degree of agglutination is directly proportional to the concentration of D-dimer in the sample and is determined by measuring the decrease of transmitted light caused by the aggregates (turbidimetric immunoassay).(Package insert: HemosIL D-Dimer HS 500. Instrumentation Laboratory Company; R6, 04/2018) | 1 to 7 days | See individual test IDs | See Individual Test IDs | 85610-PTSC85730-APTSC85670-TTSC85379-DIMER85384-CLFIB85390-26-ADICI85210-Factor II (if appropriate)85220-Factor V (if appropriate)85230-Factor VII (if appropriate)85240-Coagulation factor VIII assay (if appropriate)85250-Factor IX (if appropriate)85260-Factor X (if appropriate)85270-Factor XI (if appropriate)85280-Factor XII (if appropriate)85366-Soluble fibrin monomer (if appropriate)85385-PT-Fibrinogen (if appropriate)85597-Platelet neutralization for lupus inhibitor (if appropriate)85598-Hex LA (if appropriate)85611-PT mix 1:1 (if appropriate)85613-DRVVT (if appropriate)85613-DRVVT mix (if appropriate)85613-DRVVT confirm (if appropriate)85635-Reptilase time (if appropriate)85732-APTT mix 1:1 (if appropriate) | DIC/ICF Prof | 98125-8 | PTSEC | Prothrombin Time (PT), P | 5902-2
FDIRU | Diuretic Screen, Urine |  | High Performance Liquid Chromatography with Ultraviolet Detection; (HPLC-UV) | Yes | Diuretic Screen, Urine | Urine | 10 mL aliquot of random or spot urine collected without preservative in a plastic container. Send specimen refrigerated. | 1.2 mL |  | Qualitative diuretic screen includes: benzthiazide, bumetanide, chlorothiazide, chlorthalidone, furosemide, hydrochlorothiazide, hydroflumethiazide, and metolazone. |  |  |  |  | 5 to 9 days |  |  | 80377 | Diuretic Screen, Urine | Not Provided | Z2601 | Metolazone | 12347-1
DMDZ | DMD Gene, Full Gene Analysis, Varies | Establishing a molecular diagnosis for patients with Duchenne muscular dystrophy and Becker muscular dystrophy Identifying variants withinDMDknown to be associated with Duchenne muscular dystrophy or Becker muscular dystrophy, allowing for predictive testing of at-risk family members | Sequence Capture and Targeted Next-Generation Sequencing followed by Polymerase Chain Reaction (PCR) and Sanger Sequencing | Yes | DMD Gene, Full Gene Analysis | For more information seeNeuromuscular Myopathy Testing Algorithm | Patient Preparation:A previous bone marrow transplant from an allogenic donor will interfere with testing. For instructions for testing patients who have received a bone marrow transplant, call 800-533-1710. Specimen Type:Whole blood Container/Tube:Lavender top (EDTA) or yellow top (ACD) Acceptable:Any anticoagulant Specimen Volume:3 mL Collection Instructions: 1. Invert several times to mix blood. 2. Send whole blood specimen in original tube.Do not aliquot. Specimen Stability Information:Ambient (preferred)/Refrigerated Additional Information: To ensure minimum volume and concentration of DNA is met, the preferred volume of blood must be submitted. Testing may be canceled if DNA requirements are inadequate. | 1 mL | Duchenne muscular dystrophy (DMD) is an X-linked recessive disorder characterized initially by proximal muscle weakness beginning before age 5 years. Affected individuals typically have pseudohypertrophy of the calf muscles and exhibit toe-walking, waddling gait, and the Gower sign (climbing up the legs when rising from a seated position on the floor). Not only is skeletal muscle affected in DMD but also the smooth muscle of the gastrointestinal tract and possibly bladder as well as cardiac muscle. Initial symptoms are followed by dramatic progression of weakness leading to loss of ambulation by age 11 or 12 years. Death is often caused by cardiac failure or by respiratory failure before age 30 years unless ventilator support is provided. The allelic Becker muscular dystrophy (BMD) has a similar presentation, although age of onset is later, and the clinical course is much milder. Cardiac involvement can be the only sign and patients are often ambulatory into their thirties. DMD and BMD are caused by mutations in theDMDgene, which encodes for dystrophin. Approximately 50% to 65% of patients have intragenic deletions and approximately 5% to 10% have intragenic duplications. Less frequently, DMD and BMD result from nondeletion and nonduplication mutations. Approximately one-third of sporadic cases of DMD/BMD occur due to new variants. In sporadic cases, it is possible for the mother of an affected individual to have germline mosaicism. This means that the germ cells may contain a variant even if the variant is not detected in peripheral blood. In cases of germline mosaicism, which occurs with a frequency of up to 15%, further offspring are at risk of inheriting a dystrophin variant. | An interpretive report will be provided. | All detected variants are evaluated according to American College of Medical Genetics and Genomics recommendations.(1) Variants are classified based on known, predicted, or possible pathogenicity and reported with interpretive comments detailing their potential or known significance. | Clinical Correlations: Test results should be interpreted in the context of clinical findings, family history, and other laboratory data. Misinterpretation of results may occur if the information provided is inaccurate or incomplete. If testing was performed because of a clinically significant family history, it is often useful to first test an affected family member. Detection of a reportable variant in an affected family member would allow for more informative testing of at-risk individuals. To discuss the availability of additional testing options or for assistance in the interpretation of these results, contact the Mayo Clinic Laboratories genetic counselors at 800-533-1710. Technical Limitations: Next-generation sequencing may not detect all types of genomic variants. In rare cases, false-negative or false-positive results may occur. The depth of coverage may be variable for some target regions; assay performance below the minimum acceptable criteria or for failed regions will be noted. Given these limitations, negative results do not rule out the diagnosis of a genetic disorder. If a specific clinical disorder is suspected, evaluation by alternative methods can be considered. There may be regions of genes that cannot be effectively evaluated by sequencing or deletion and duplication analysis as a result of technical limitations of the assay, including regions of homology, high guanine-cytosine (GC) content, and repetitive sequences. Confirmation of select reportable variants will be performed by alternate methodologies based on internal laboratory criteria. This test is validated to detect 95% of deletions up to 75 base pairs (bp) and insertions up to 47 bp. Deletions-insertions (delins) of 40 or more bp, including mobile element insertions, may be less reliably detected than smaller delins. Deletion/Duplication Analysis: This analysis targets single and multi-exon deletions/duplications; however, in some instances single exon resolution cannot be achieved due to isolated reduction in sequence coverage or inherent genomic complexity. Balanced structural rearrangements (such as translocations and inversions) may not be detected. This test is not designed to detect low levels of mosaicism or to differentiate between somatic and germline variants. If there is a possibility that any detected variant is somatic, additional testing may be necessary to clarify the significance of results. For detailed information regarding gene specific performance and technical limitations, see Method Description or contact a laboratory genetic counselor. If the patient has had an allogeneic hematopoietic stem cell transplant or a recent blood transfusion, results may be inaccurate due to the presence of donor DNA. Call Mayo Clinic Laboratories for instructions for testing patients who have received a bone marrow transplant. Reclassification of Variants: Currently, it is not standard practice for the laboratory to systematically review previously classified variants on a regular basis. The laboratory encourages healthcare providers to contact the laboratory at any time to learn how the classification of a particular variant may have changed over time. Due to broadening genetic knowledge, it is possible that the laboratory may discover new information of relevance to the patient. Should that occur, the laboratory may issue an amended report. Variant Evaluation: Evaluation and categorization of variants are performed using published American College of Medical Genetics and Genomics and the Association for Molecular Pathology recommendations as a guideline.(1) Other gene-specific guidelines may also be considered. Variants are classified based on known, predicted, or possible pathogenicity and reported with interpretive comments detailing their potential or known significance. Variants classified as benign or likely benign are not reported. Multiple in silico evaluation tools may be used to assist in the interpretation of these results. The accuracy of predictions made by in silico evaluation tools is highly dependent upon the data available for a given gene, and periodic updates to these tools may cause predictions to change over time. Results from in silico evaluation tools should be interpreted with caution and professional clinical judgment. Rarely, incidental or secondary findings may implicate another predisposition or presence of active disease. These findings will be carefully reviewed to determine whether they will be reported. | 1. Richards S, Aziz N, Bale S, et al. Standards and guidelines for the interpretation of sequence variants: a joint consensus recommendation of the American College of Medical Genetics and Genomics and the Association for Molecular Pathology. Genet Med. 2015;17(5):405-424 2. Aartsma-Rus A, Ginjaar IB, Bushby K. The importance of genetic diagnosis for Duchenne muscular dystrophy. J Med Genet. 2016;53(3):145-151 | Next-generation sequencing (NGS) and/or Sanger sequencing are performed to test for the presence of variants in coding regions, and intron/exon boundaries of the gene analyzed, as well as some other regions that have known disease-causing variants. The human genome reference GRCh37/hg19 build was used for sequence read alignment. At least 99% of the bases are covered at a read depth over 30X. Sensitivity is estimated at above 99% for single nucleotide variants, above 94% for deletion-insertions (delins) less than 40 base pairs (bp), above 95% for deletions up to 75 bp and insertions up to 47 bp. NGS and/or a polymerase chain reaction-based quantitative method is performed to test for the presence of deletions and duplications in the gene analyzed. There may be regions of genes that cannot be effectively evaluated by sequencing or deletion and duplication analysis as a result of technical limitations of the assay, including regions of homology, high guanine-cytosine (GC) content, and repetitive sequences.(Unpublished Mayo method) The reference transcript forDMDgene is NM_004006.2. Reference transcript numbers may be updated due to transcript re-versioning. Always refer to the final patient report for gene transcript information referenced at the time of testing. Confirmation of select reportable variants may be performed by alternate methodologies based on internal laboratory criteria. | 21 to 35 days | Whole blood: 2 weeks (if available); Extracted DNA: 3 months | This test was developed and its performance characteristics determined by Mayo Clinic in a manner consistent with CLIA requirements. It has not been cleared or approved by the US Food and Drug Administration. | 81408 | DMD Gene, Full Gene Analysis | 22075-6 | 617544 | Released By | 18771-6
FDM1 | DMPK DNA Test (DM1) |  | Repeat Expansion Detection by PCR, Southern Blot | Yes | DMPK DNA (DM1) | Whole Blood EDTA | Specimen Type: Whole Blood Container/Tube: Lavender top (EDTA) Specimen volume: 8 mL Collection instructions: Send 8 mL whole blood (lavender-top) EDTA tubes Note: Collection date is required. | 6 mL | Detects CTG repeat expansions in the muscle protein kinase (DMPK) gene. Typical presentation: Adults may present with a range of symptoms from cataracts to significant muscle wasting, cardiac complications, ptosis and myotonia, infants may present with severe hypotonia, skeletal deformities, developmental delay and mental retardation. | A final report will be attached in MayoAccess. |  |  |  |  | 14 to 32 days |  |  | 81234 | DMPK DNA (DM1) | Not Provided | Z0101 | DMPK DNA (DM1) | Not Provided
CRITH | DNA Double-Stranded (dsDNA) Antibodies by Crithidia luciliae IFA, IgG, Serum | Confirmation testing for dsDNA IgG antibodies in patients with clinical features of systemic lupus erythematosus or at-risk for disease This testshould notbe used independently for monitoring treatment response or establishing remission. | Indirect Immunofluorescence | Yes | dsDNA Ab by Crithidia IFA, IgG, S | Serum | Supplies:Sarstedt Aliquot Tube, 5 mL (T914) Collection Container/Tube: Preferred:Serum gel Acceptable:Red top Submission Container/Tube:Plastic vial Specimen Volume:0.3 mL Collection Instructions:Centrifuge and aliquot serum into a plastic vial. | See Specimen Required | Double-stranded DNA (dsDNA) antibodies are systemic lupus erythematosus (SLE)-specific antibodies and are part of the immunology domain of the 2019 European League Against Rheumatism (EULAR)/American College of Rheumatology (ACR) classification criteria for SLE (1) as well as a previous guidance on SLE diagnosis.(2) TheCrithidia luciliaeindirect immunofluorescence test (CLIFT) is widely used as a confirmatory test following a positive dsDNA IgG result obtained by a solid-phase immunoassay due to its structural or analytical specificity.(3-5) The CLIFT (dsDNA) test is indicated in patients who are positive for anti-cellular antibody (also known as antinuclear antibody [ANA]) homogeneous pattern (6) using HEp-2 substrate by indirect immunofluorescence assay (IFA) following a positive result for dsDNA IgG using a solid-phase immunoassay (eg, enzyme-linked immunosorbent assay or multiplex bead assay).(3,4) A positive CLIFT result is usually associated with the presence of moderate-to-high affinity dsDNA IgG antibodies. The CLIFT result may be negative and the immunoassay positive for dsDNA IgG in SLE patients with inactive (remission) disease or in patients with early disease.(3,4,7) Discordant results between CLIFT and solid-phase immunoassays may also be due to differences in the structural specificities of DNA analytes as well as the absence reliable reagents to harmonize available clinical tests.(3,5,8) A minority of SLE patients may test negative using HEp-2 by IFA for nuclear antibodies.(9) Testing antibodies associated with the HEp-2 IFA cytoplasmic pattern such as ribosomal P IgG autoantibodies may be useful if features of neuropsychiatric disease are present.(9) Alternatively, patients may be tested for Smith, ribonuclear protein (RNP), SSA-52 and SSA-60 antibodies.(6,9) | Negative | A positive result for double-stranded DNA (dsDNA) IgG antibodies in the appropriate clinical context is highly suggestive of systemic lupus erythematosus (SLE). The presence of dsDNA IgG antibodies detected using theCrithidia luciliaeindirect immunofluorescence test is highly specific for SLE with moderate sensitivity. A negative result does not exclude a diagnosis of SLE. | IgG antibodies to double-stranded DNA (dsDNA) byCrithidia luciliaeindirect immunofluorescence test (CLIFT) is reported qualitatively (positive or negative). For semiquantitative assessment of IgG antibodies to dsDNA, see results from ADNA1 / Double-stranded DNA (dsDNA) Antibodies, IgG, Serum. A positive result dsDNA IgG by enzyme-linked immunosorbent assay (ELISA) with a CLIFT negative result may be suggestive of early disease, inactive disease, or a false positive result. A positive result for IgG antibodies to dsDNA byCrithidia luciliaein the absence of anti-dsDNA IgG by ELISA is also likely. In the absence of a positive homogeneous pattern antinuclear antibodies detected by indirect immunofluorescence, this autoantibody profile may occur in patients with diseases other than systemic lupus erythematosus (SLE). A negative result does not exclude a diagnosis of SLE. | 1. Aringer M, Costenbader K, Daikh D, et al. 2019 European League Against Rheumatism/American College of Rheumatology Classification Criteria for systemic lupus erythematosus. Arthritis Rheumatol. 2019;71(9):1400-1412. doi:10.1002/art.40930 2. Petri M, Orbai AM, Alarcon GS, et al. Derivation and validation of the Systemic Lupus International Collaborating Clinics classification criteria for systemic lupus erythematosus. Arthritis Rheum. 2012;64(8): 2677-2686. doi:10.1002/art.34473 3. Enocsson H, Sjowall C, Wirestam L, et al. Four anti-dsDNA antibody assays in relation to systemic lupus erythematosus disease specificity and activity. J Rheumatol. 2015;42(5):817-825. doi:10.3899/jrheum.140677 4. Sarbu MI, Salman-Monte TC, Munoz PR, Lisbona MP, Bernabe MA, Carbonell J. Differences between clinical and laboratory findings in patients with recent diagnosis of SLE according to the positivity of anti-dsDNA by the Crithidia luciliae method. Lupus. 2015;24(11):1198-1203. doi:10.1177/0961203315573852 5. Rekvig OP. Autoimmunity and SLE: factual and semantic evidence-based critical analyses of definitions, etiology, and pathogenesis. Front Immunol. 2020;11:569234. doi:10.3389/fimmu.2020.569234 6. Damoiseaux J, Andrade LEC, Carballo OG, et al. Clinical relevance of HEp-2 indirect immunofluorescent patterns: the International Consensus on ANA patterns (ICAP) perspective. Ann Rheum Dis. 2019;78(7):879-889. doi:10.1136/annrheumdis-2018-214436 7. Bragazzi NL, Watad A, Damiani G, Adawi M, Amital H, Shoenfeld Y. Role of anti-DNA auto-antibodies as biomarkers of response to treatment in systemic lupus erythematosus patients: hypes and hopes. Insights and implications from a comprehensive review of the literature. Expert Rev Mol Diagn. 2019;19(11):969-978. doi:10.1080/14737159.2019.1665511 8. Fox BJ, Hockley J, Rigsby P, Dolman C, Meroni PL, Ronnelid J. A WHO Reference Reagent for lupus (anti-dsDNA) antibodies: international collaborative study to evaluate a candidate preparation. Ann Rheum Dis. 2019;78(12):1677-1680. doi:10.1136/annrheumdis-2019-215845 9. Choi MY, Clarke AE, St Pierre Y, et al. Antinuclear antibody-negative systemic lupus erythematosus in an international inception cohort. Arthritis Care Res (Hoboken). 2019;71(7):893-902. doi:10.1002/acr.23712 | Autoantibodies in the test specimen bind to the kinetoplast ofCrithidia luciliae, a flagellate parasite which is bound to the slide. The kinetoplast is a complex network of interlocking circular double-stranded DNA molecules and is the substrate of this test. Washing removes excess serum from the substrate. Fluorescein conjugated antiserum added to the substrate attaches to the bound autoantibody. After a second washing step to remove excess conjugate, the substrate is cover slipped and viewed for fluorescent patterns with a fluorescent microscope. Observation of specific fluorescent patterns on the substrate indicates the presence of autoantibodies in the test sample.(Package insert: Bio-Rad Kallestad Crithidia luciliae Substrate. Bio-Rad Laboratories; 06/2015) | 2 to 4 days | 14 days | This test has been cleared, approved, or is exempt by the US Food and Drug Administration and is used per manufacturer's instructions. Performance characteristics were verified by Mayo Clinic in a manner consistent with CLIA requirements. | 86255 | dsDNA Ab by Crithidia IFA, IgG, S | 58466-4 | 37268 | Crithidia Interpretation | 69048-7
DNJB9 | DNAJB9 Immunostain, Technical Component Only | Diagnosis of fibrillary glomerulonephritis | Immunohistochemistry (IHC) | Yes | DNAJB9 IHC, Tech Only | For the initial technical component only immunohistochemical (IHC) stain performed, the appropriate bill-only test ID will be reflexed and charged (IHTOI). For each additional technical component only IHC stain performed, an additional bill-only test ID will be reflexed and charged (IHTOA). | Supplies:Immunostain Technical Only Envelope (T693) Specimen Type:Tissue Container/Tube:Immunostain Technical Only Envelope Preferred:2 Unstained positively charged glass slide (25- x 75- x 1-mm) per test ordered; sections 4-microns thick Acceptable:Formalin-fixed, paraffin-embedded tissue block |  | DNAJB9 (Dnaj [hsp40] homolog, subfamily b, member 9) is a heat shock protein that plays a role in protein folding. Proteomic analysis indicates that the DNAJB9 protein is specifically identified in glomeruli of patients with fibrillary glomerulonephritis (FGN). By immunohistochemistry there is an intense smudgy staining of extracellular glomerular deposits for DNAJB9 in patients with FGN. |  | This test does not include pathologist interpretation, only technical performance of the stain. If interpretation is required, order PATHC / Pathology Consultation for a full diagnostic evaluation or second opinion of the case. The positive and negative controls are verified as showing appropriate immunoreactivity. If a control tissue is not included on the slide, a scanned image of the relevant quality control tissue is available upon request; call 855-516-8404. Interpretation of this test should be performed in the context of the patient's clinical history and other diagnostic tests by a qualified pathologist. | Age of a cut paraffin section can affect immunoreactivity. Stability thresholds vary widely among published literature and are antigen dependent. Best practice is for paraffin sections to be cut within 6 weeks. | 1. Nasr SH, Vrana JA, Dasari S, et al. DNAJB9 is a specific immunohistochemical marker for fibrillary glomerulonephritis. Kidney Int Rep. 2018;3(1):56-64 2. Dasari S, Alexander MP, Vrana JA, et al. DnaJ heat shock protein family B member 9 is a novel biomarker for fibrillary GN. J Am Soc Nephrol. 2018;29(1):51-56 3. Liang S, Chen D, Liang D, et al. Clinicopathological characteristics and outcome of patients with fibrillary glomerulonephritis: DNAJB9 is a valuable histologic marker. J Nephrol. 2020;34(3):883-892.doi:10.1007/s40620-020-00783-4 4. Magaki S, Hojat SA, Wei B, So A, Yong WH. An introduction to the performance of immunohistochemistry. Methods Mol Biol. 2019;1897:289-298. doi:10.1007/978-1-4939-8935-5_25 | Immunohistochemistry on sections of paraffin-embedded tissue.(Unpublished Mayo method) | 1 to 3 days | Until staining is complete. | This test has been cleared, approved, or is exempt by the US Food and Drug Administration and is used per manufacturer's instructions. Performance characteristics were verified by Mayo Clinic in a manner consistent with CLIA requirements. | 88342-TC, primary88341-TC, if additional IHC | DNAJB9 IHC, Tech Only | Order only;no result | 71740 | DNAJB9 IHC, Tech Only | Bill only; no result
FDKYE | Dock Yellow (Rumex crispus) IgE |  | ImmunoCAP FEIA | Yes | Dock Yellow (Rumex crispus) IgE | Serum | Specimen Type:Serum Container/Tube: Red or SST Specimen Volume:0.5 mL Collection Instructions:Draw blood in a plain red-top tube(s), serum gel tube is acceptable. Spin down and send 0.5 mL of serum refrigerated in a plastic vial. | 0.5 mL |  | <0.35 kU/L | Class IgE (kU/L) Comment 0 <10 Negative 0/1 0.10-0.34 Equivocal/Borderline 1 0.35-0.69 Low Positive 2 0.70-3.49 Moderate Positive 3 3.50-17.49 High Positive 4 17.50-49.99 Very High Positive 5 50.00-99.99 Very High Positive 6 >99.99 Very High Positive |  |  |  | 3 to 6 days |  | This test was developed and its performance characteristics determined by Eurofins Viracor. It has not been cleared or approved by the U.S. Food and Drug Administration. | 86003 | Dock Yellow (Rumex crispus) IgE | 6738-9 | Z3089 | Class | Unable to Verify
DOGD | Dog Dander, IgE, Serum | Establishing a diagnosis of an allergy to dog dander Defining the allergen responsible for eliciting signs and symptoms Identifying allergens: -Responsible for allergic response and/or anaphylactic episode -To confirm sensitization prior to beginning immunotherapy -To investigate the specificity of allergic reactions to insect venom allergens, drugs, or chemical allergens | Fluorescence Enzyme Immunoassay (FEIA) | Yes | Dog Dander, IgE | Serum | Collection Container/Tube: Preferred:Serum gel Acceptable:Red top Submission Container/Tube:Plastic vial Specimen Volume:0.5 mL for every 5 allergens requested Collection Instructions:Centrifuge and aliquot serum into a plastic vial. | For 1 allergen: 0.3 mL For more than 1 allergen: (0.05 mL x number of allergens) + 0.25 mL deadspace | Clinical manifestations of immediate hypersensitivity (allergic) diseases are caused by the release of proinflammatory mediators (histamine, leukotrienes, and prostaglandins) from IgE-sensitized effector cells (mast cells and basophils) when cell-bound IgE antibodies interact with an allergen. In vitro serum testing for IgE antibodies provides an indication of the immune response to allergens that may be associated with allergic disease. The allergens chosen for testing often depend upon the age of the patient, history of allergen exposure, season of the year, and clinical manifestations. In individuals predisposed to develop allergic disease, the sequence of sensitization and clinical manifestations proceed as follows: eczema and respiratory disease (rhinitis and bronchospasm) in infants and children less than 5 years due to food sensitivity (milk, egg, soy, and wheat proteins) followed by respiratory disease (rhinitis and asthma) in older children and adults due to sensitivity to inhalant allergens (dust mite, mold, and pollen inhalants). | Class,IgE kU/L,Interpretation, 0,<0.10,Negative, 0/1,0.10-0.34,Borderline/equivocal, 1,0.35-0.69,Equivocal, 2,0.70-3.49,Positive, 3,3.50-17.4,Positive, 4,17.5-49.9,Strongly positive, 5,50.0-99.9,Strongly positive, 6,> or =100,Strongly positive, | Detection of IgE antibodies in serum (class 1 or greater) indicates an increased likelihood of allergic disease as opposed to other etiologies and defines the allergens that may be responsible for eliciting signs and symptoms. The level of IgE antibodies in serum varies directly with the concentration of IgE antibodies expressed as a class score or kU/L. | Testing for IgE antibodies is not useful in patients previously treated with immunotherapy to determine if residual clinical sensitivity exists or in patients in whom the medical management does not depend upon identification of allergen specificity. Some individuals with clinically insignificant sensitivity to allergens may have measurable levels of IgE antibodies in serum, and test results must be interpreted in the clinical context. False-positive results for IgE antibodies may occur in patients with markedly elevated serum IgE (>2500 kU/L) due to nonspecific binding to allergen solid phases. | Homburger HA, Hamilton RG: Allergic diseases. In: McPherson RA, Pincus MR, eds. Henry's Clinical Diagnosis and Management by Laboratory Methods. 23rd ed.Elsevier; 2017:1057-1070 | Specific IgE from the patient's serum reacts with the allergen of interest, which is covalently coupled to an ImmunoCAP. After washing away nonspecific IgE, enzyme-labeled anti-IgE antibody is added to form a complex. After incubation, unbound anti-IgE is washed away, and the bound complex incubated with a developing agent. After stopping the reaction, the fluorescence of the eluate is measured. Fluorescence is proportional to the amount of specific IgE present in the patient's sample (ie, the higher the fluorescence value, the more IgE antibody is present).(Package insert: ImmunoCAP System Specific IgE FEIA. Phadia; Rev 06/2020) | Same day/1 to 3 days | 14 days | This test has been cleared, approved, or is exempt by the US Food and Drug Administration and is used per manufacturer's instructions. Performance characteristics were verified by Mayo Clinic in a manner consistent with CLIA requirements. | 86003 | Dog Dander, IgE | 6098-8 | DOGD | Dog Dander, IgE | 6098-8
DOGPF | Dog Dander, IgE, with Reflex to Dog Dander Components, IgE, Serum | Evaluating patients with suspected dog dander allergy | Fluorescent Enzyme Immunoassay (FEIA) | Yes | Dog Dander Component Reflex, S | Testing begins with analysis of dog dander IgE. If dog dander IgE is negative (<0.10 kU/L), testing is complete. | Collection Container/Tube: Preferred:Serum gel Acceptable:Red top Submission Container/Tube:Plastic vial Specimen Volume:1mL Collection Instructions:Centrifuge and aliquot serum into a plastic vial. | 0.7 mL | Dog (canine) dander allergy is one of the most common epidermal allergies in the United States, with an estimated prevalence of sensitization of approximately 10%. Overall, allergies to dogs and cats may afflict up to 20% of the world’s population, and the prevalence appears to be increasing over time. The assessment of dog allergen-related sensitivity and allergy is dependent upon the presence of compatible clinical symptoms in the context of exposure, with support from identification of potential canine-specific IgE allergen antibodies either by skin testing or in vitro serology testing. There is a correlation between elevated total dog (canine) IgE allergen antibodies and an increased likelihood of a clinical allergic response. Once an elevated antibody response to total dog dander IgE extract is established, assessment for the presence of specific IgE antibodies to the most common dog allergenic components will be performed, which can yield additional, potentially useful information for clinical assessment of dog allergy and sensitization. During dog component allergen IgE antibody testing, the presence of IgE antibodies specific for potentially allergenic individual proteins, namely Can f 1, Can f 2, Can f 3, Can f 4, Can f 5, and Can f 6, are individually assessed. The determination of the relative amount of IgE antibody to specific dog components can aid in assessment of the potential strength and type of allergenic response. However, the correlation between total serum IgE testing and skin testing is not ideal, with estimates of 52% concordance. In vitro testing has generally focused on assessing for the presence of total IgE serum antibodies to total dog allergen extracts and has overall estimated sensitivities of 75% in symptomatic individuals. Canis familiarisallergen 1 (Can f 1) is a major allergen and is a salivary lipocalin protein found in all homes with dogs. Particles containing Can f 1 can remain airborne and can be inhaled. Several studies have demonstrated that approximately half of the individuals with dog allergies have IgE antibodies directed exclusively to the Can f 1 component. Increasing IgE antibody concentrations against lipocalins, such as Can f 1, correlates with the severity of asthma. Sensitization to Can f 1 in childhood was significantly associated with symptoms to dog allergy at age 16 years, and high levels of antibodies to Can f 1 were strongly associated with asthma in a population-based study of 19 year olds. Can f 1 is the most dominant dog allergen, although only 64% of individuals who are allergic to dogs react to Can f 1. While Can f 1 can be reliably used to identify dog-allergic individuals who sensitized to Can f 1, sensitivity for detecting potential dog allergy (and allergen sensitization) increases if multiple allergen components are assayed. Can f 2 is a salivary lipocalin protein and an allergen present in dog hair and dander. Sensitivity to Can f 2 is associated with high levels of bronchial inflammation and is more common among patients with severe asthma. It is believed that sensitized patients with reactivity to Can f 2 will always react to Can f 1. Can f 3 is a serum albumin allergen found in dog dander, hair, epithelia, saliva, and in house dust and is considered an intermediate dog allergy component. Sensitization to Can f 3 is associated with increased risks of current asthma, current allergic rhinitis, and concomitant asthma and allergic rhinitis.(1) There is observed cross-reactivity of Can f 3 patient IgE antibodies with albumins from many species, including the cat allergen Fel d 2, which may cause sensitization. Can f 4 is the most abundantly detected allergen in dog fur and a major allergen component of dog hair and dander extracts. Sensitization to the lipocalin Can f 4 is associated with asthma and serves as a marker for clinically relevant dog allergy. Assessment of antibodies to Can f 4, in combination with other dog allergens, may improve the reliability of dog allergy assessment. Can f 5 is a prostatic kallikrein component of dog hair and dander produced by intact (unneutered) male dogs. Approximately two-thirds of individuals who are allergic to canines demonstrate IgE reactivity to Can f 5. Additionally, a substantial proportion of those individuals are monosensitized to Can f 5 and react specifically to intact male dogs rather than female dogs or castrated male dogs. Sensitization to Can f 5 is associated with asthma and rhinoconjunctivitis symptoms and can contribute to polysensitization in individuals with IgE responses to multiple animal allergen molecules. Due to cross-reactivity with prostate-specific antigen of human seminal plasma, sensitization to Can f 5 may also contribute to the occurrence of human sexual disorders, including infertility. Can f 6 is a major dog allergen present in dog dander. Sensitization to Can f 6 is associated with dog-related rhinitis and asthma. Can f 6 shares extensive cross-reactivity with other mammalian lipocalins, particularly cat and horse, and thus contributes to multi-animal allergic sensitization and potential resulting clinical respiratory symptoms. Polysensitization to multiple allergens should be considered during the evaluation of dog component assay results. In a study of 75 patients with clinical allergy, the majority exhibited IgE antibodies reactive with Can f 1 and Can f 2. Asthma and decreased lung function were most strongly associated with sensitization to a group of 27 components, including Can f 1, Can f 2, and Can f 3. Polysensitization to 3 or more allergen molecules from dogs was a better predictor of dog allergy-related symptoms than results of IgE antibody tests utilizing total dog allergen extracts. Most dog-sensitized children are reactive to more than one dog allergen component, with co-sensitization to Can f 5 and Can f 1/Can f 2 conferring higher asthma risks. Reducing canine exposure should be considered if co-reactivity to these components is present. Table. Specific Dog Allergens Allergen Most common reaction type Selected potential cross-reactivity with other allergens Can f1 (lipocalin) One of the major dog component allergens. For individuals with clinical allergy symptoms to dogs, approximately half show antibody reactivity to Can f 1. Increased severity of asthma symptoms Some cross-reactivity with cat component Fel d7, which is a lipocalin Can f2 (lipocalin) Bronchial inflammation -Sensitivity to Can f 2 is associated with high levels of bronchial inflammation and is more common among patients with severe asthma. -Sensitized patients with reactivity to Can f 2 will also react to Can f 1.(2,3) Can f 1, limited cross-reactivity with Fel d 4 Can f3 (serum albumin) Sensitization to Can f 3 is associated with increased risks of asthma and allergic rhinitis. Serum albumins are a minor allergen in animal dander but can play a significant role as cross-reacting allergens. Antibodies against this component may indicate cross-reactivity associated with albumins from humans, pigs, cattle, cats (Fel d2), sheep, horses, mice, and rats. Can f4 (lipocalin) Asthma -Sensitization to lipocalins such as Can f 4 are associated with asthma -Can f 4 is considered a major allergen component of dog dander Minor cross-reactivity with Can f1, Can f2, Equ c1, Fel d4 Can f5 (kallikrein) Asthma, rhinoconjunctivitis symptoms -In the absence of other component sensitization, there may be reduced/absent allergic symptoms in the presence of female or neutered male dogs. Same protein family as cows, horses, rats, rabbits, mice, and guinea pigs. There is no observed cross-reactivity between Can f 5 and Can f 1, Can f 2, or Can f 3 (1). Can f 5 cross-reacts with prostate-specific antigen (PSA) of human seminal plasma Can f6 (lipocalin) Dog-related rhinitis and asthma Can f 6 lipocalin sensitized individuals may also react to horse and cat lipocalins. This can be responsible for co-sensitization among these animals. | Class,IgE kU/L,Interpretation, 0,<0.10,Negative, 0/1,0.10-0.34,Borderline/equivocal, 1,0.35-0.69,Equivocal, 2,0.70-3.49,Positive, 3,3.50-17.4,Positive, 4,17.5-49.9,Strongly positive, 5,50.0-99.9,Strongly positive, 6,> or =100,Strongly positive, | When detectable total dog dander IgE antibody is present (> or =0.10 IgE kUa/L), additional specific component IgE antibody testing will be performed. If at least one potential specific allergenic dog dander component IgE is detectable (> or =0.10 IgE kUa/L), an interpretative report will be provided. When the sample is negative for total dog dander IgE antibody (<0.10 IgE kUa/L), additional testing for specific dog component IgE antibodies will not be performed. Negative IgE results for total dog dander antibody may indicate a lack of sensitization to potential dog allergenic components. | Clinical correlation of results from in vitro IgE testing with patient history of allergic or anaphylactic responses to dogs is recommended. -Negative results for IgE to total dog dander and any dog allergenic components do not completely exclude the possibility of clinically relevant allergic responses upon exposure to dog dander. -Positive results for IgE to total dog dander or any potential dog allergenic components are not diagnostic for dog allergy and only indicate patient may be sensitized to dog dander or a cross-reactive allergen. Testing for IgE antibodies may not be useful in patients previously treated with immunotherapy to determine if residual clinical sensitivity exists or in patients whose medical management does not depend upon the identification of allergen specificity. False-positive results for IgE antibodies may occur in patients with markedly elevated serum IgE (>2500 kU/L) due to nonspecific binding to allergen solid phases. | 1. Mattsson L, Lundgren T, Everberg H, et al: Prostatic kallikrein: a new major dog allergen. J Allergy Clin Immunol. 2009 Feb;123(2):362-368 2. Davila I, Dominguez-Ortega J, Navarro-Pulido A, et al: Consensus document on dog and cat allergy. Allergy. 2018 Jun;73(6):1206-1222. doi: 10.1111/all.13391 3. Nilsson OB, Binnmyr J, Zoltowska A, Saarne T, van Hage M, Gronlund H: Characterization of the dog lipocalin allergen Can f 6: the role in cross-reactivity with cat and horse. Allergy. 2012;67(6):751-757 4. Konieczny A, Morgenstern JP, Bizinkauskas CB, et al: The major dog allergens, Can f 1 and Can f 2, are salivary lipocalin proteins: cloning and immunological characterization of the recombinant forms. Immunology. 1997;92(4):577-586 5. Schou C, Svendsen UG, Lowenstein H: Purification and characterization of the major dog allergen, Can f I. Clin Exp Allergy. 1991;21(3):321-328 6. Bjerg A, Winberg A, Berthold M, Mattsson L, Borres MP, Ronmark E: A population-based study of animal component sensitization, asthma, and rhinitis in schoolchildren. Pediatr Allergy Immunol. 2015 Sept;26(6):557-563 7. Konradsen JR, Fujisawa T, van Hage M, et al: Allergy to furry animals: New insights, diagnostic approaches, and challenges. J Allergy Clin Immunol. 2015;135(3):616-625 8. Spitzauer S, Pandjaitan B, Soregi G, et al. IgE cross-reactivities against albumins in patients allergic to animals. J Allergy Clin Immunol. 1995;96(6 Pt 1):951-959 9. Chruszcz M, Mikolajczak K, Mank N, Majorek KA, Porebski PJ, Minor W: Serum albumins-unusual allergens. Biochim Biophys Acta. 2013;1830(12):5375-5381 10. Nwaru BI, Suzuki S, Ekerljung L, et al: Furry animal allergen component sensitization and clinical outcomes in adult asthma and rhinitis. J Allergy Clin Immunol Pract. 2019;7(4):1230-1238.e4 11. Schoos AM, Kattan JD, Gimenez G, Sampson HA: Sensitization phenotypes based on protein groups and associations to allergic diseases in children. J Allergy Clin Immunol. 2016 Apr;137(4):1277-1280 12. Rytkonen-Nissinen M, Saarelainen S, Randell J, Hayrinen J, Kalkkinen N, Virtanen T. IgE reactivity of the dog lipocalin allergen Can f 4 and the development of a sandwich ELISA for its quantification. Allergy Asthma Immunol Res. 2015 Jul;7(4):384-392 13. Schoos AM, Bonnelykke K, Chawes BL, Stokholm J, Bisgaard H, Kristensen B: Precision allergy: Separate allergies to male and female dogs. J Allergy Clin Immunol Pract. 2017 Nov-Dec;5(6):1754-1756 14. Basagana M, Bartolome B, Pastor-Vargas C, Mattsson L, Lidholm J, Labrador-Horrillo M: Involvement of Can f 5 in a case of human seminal plasma allergy. Int Arch Allergy Immunol. 2012;159(2):143-146 15. Chan SK, Leung DYM: Dog and cat allergies: Current state of diagnostic approaches and challenges. Allergy Asthma Immunol Res. 2018 Mar;10(2):97-105. doi: 10.4168/aair.2018.10.2.97 16. Salo PM, Arbes SJ Jr, Jaramillo R, et al: Prevalence of allergic sensitization in the United States: results from the National Health and Nutrition Examination Survey (NHANES) 2005-2006. J Allergy Clin Immunol. 2014 Aug;134(2):350-359. doi: 10.1016/j.jaci.2013.12.1071 | Specific IgE from the patient's serum reacts with the allergen of interest, covalently coupled to an ImmunoCAP. After washing away nonspecific IgE, enzyme-labeled anti-IgE antibody is added to form a complex. After incubation, unbound anti-IgE is washed away, and the bound complex incubated with a developing agent. After stopping the reaction, the fluorescence of the eluate is measured. Fluorescence is proportional to the amount of specific IgE present in the patient's sample (ie, the higher the fluorescence value, the more IgE antibody is present).(Package insert: ImmunoCAP System Specific IgE FEIA. Phadia AB; Rev 06/2020) | Same day/1 to 3 days | 14 days | This test has been cleared, approved, or is exempt by the US Food and Drug Administration and is used per manufacturer's instructions. Performance characteristics were verified by Mayo Clinic in a manner consistent with CLIA requirements. | 86003 | Dog Dander Component Reflex, S | 6098-8 | DOGD1 | Dog Dander, IgE, S | 6098-8
FDFEN | Dog Fennel (Anthemis cotula) IgE |  | ImmunoCAP FEIA | Yes | Dog Fennel (Anthemis cotula) IgE | Serum | Specimen Type: Serum Container/Tube: Red or SST Specimen Volume: 0.5 mL Collection Instructions:Draw blood in a plain red-top tube(s), serum gel tube is acceptable. Spin down and send 0.5 mL of serum refrigerated in a plastic vial. | 0.5 mL |  | <0.35 kU/L | Class IgE (kU/L) Comment 0 <0.10 Negative 0/1 0.10-0.34 Equivocal/Borderline 1 0.35-0.69 Low Positive 2 0.70-3.49 Moderate Positive 3 3.50-17.49 High Positive 4 17.50-49.99 Very High Positive 5 50.00-99.99 Very High Positive 6 >99.99 Very High Positive |  |  |  | 3 to 6 days |  | This test was developed and its performance characteristics determined by Eurofins Viracor. It has not been cleared or approved by the U.S. Food and Drug Administration. | 86003 | Dog Fennel (Anthemis cotula) IgE | 7287-6 | Z5607 | Class | Unable to Verify
DOG1 | DOG-1 Immunostain, Technical Component Only | Identification of gastrointestinal stromal tumors | Immunohistochemistry (IHC) | Yes | DOG-1 IHC, Tech Only | For the initial technical component only immunohistochemical (IHC) stain performed, the appropriate bill-only test ID will be reflexed and charged (IHTOI). For each additional technical component only IHC stain performed, an additional bill-only test ID will be reflexed and charged (IHTOA). | Supplies:Immunostain Technical Only Envelope (T693) Specimen Type:Tissue Container/Tube:Immunostain Technical Only Envelope Preferred:2 Unstained positively charged glass slide (25- x 75- x 1-mm) per test ordered; sections 4-microns thick Acceptable:Formalin-fixed, paraffin-embeddedtissue block |  | DOG-1 (discovered on gastrointestinal stromal tumors: GIST) is a calcium-regulated chloride channel protein that is expressed strongly on the cell surface of GIST and rarely in other soft tissue tumors, such as uterine type retroperitoneal leiomyomas, peritoneal leiomyomatosis, and synovial sarcomas. DOG-1 may aid in the differential diagnosis of GIST, including KIT-negative and PDGFRA-altered GIST cases. |  | This test does not include pathologist interpretation, only technical performance of the stain. If interpretation is required, order PATHC / Pathology Consultation for a full diagnostic evaluation or second opinion of the case. The positive and negative controls are verified as showing appropriate immunoreactivity. If a control tissue is not included on the slide, a scanned image of the relevant quality control tissue is available upon request; call 855-516-8404. Interpretation of this test should be performed in the context of the patient's clinical history and other diagnostic tests by a qualified pathologist. | Age of a cut paraffin section can affect immunoreactivity. Stability thresholds vary widely among published literature and are antigen dependent. Best practice is for paraffin sections to be cut within 6 weeks. | 1.Khurram, SA, Speight, PM. Characterisation of DOG-1 expression in salivary gland tumours and comparison with myoepithelial markers.Head and Neck Pathol.2019;13(2):140-148 2.Chetty R, Serra S. Molecular and morphological correlation in gastrointestinal stromal tumours (GISTs): an update and primer. Journal of Clin Pathol. 2016;69:754-760 3.Hemminger J, Iwenofu, OH. Discovered on gastrointestinal stromal tumours 1 (DOG1) expression in non-gastrointestinal stromal tumour (GIST) neoplasms.Histopathol.2012;61(2):170-177 4. Magaki S, Hojat SA, Wei B, So A, Yong WH. An introduction to the performance of immunohistochemistry. Methods Mol Biol. 2019;1897:289-298. doi:10.1007/978-1-4939-8935-5_25 | Immunohistochemistry on sections of paraffin-embedded tissue.(Unpublished Mayo method) | 1 to 3 days | Until staining is complete. | This test has been cleared, approved, or is exempt by the US Food and Drug Administration and is used per manufacturer's instructions. Performance characteristics were verified by Mayo Clinic in a manner consistent with CLIA requirements. | 88342-TC, primary88341-TC, if additional IHC | DOG-1 IHC, Tech Only | Order only;no result | 70735 | DOG-1 IHC, Tech Only | Bill only; no result
FDLS | Donath Landsteiner |  | Hemolysis | Yes | Donath Landsteiner | Serum Red | Specimen Type:Serum Container/Tube:Red Specimen Volume:3 mL Draw blood in a plain red-top tube. Maintain specimen at 37 degrees C until serum is separated from cells. Spin down and send 3 mL of serum refrigerated in a plastic vial. | 2 mL |  | Negative |  |  |  |  | 1 to 7 days |  |  | 86940, 86941 | Donath Landsteiner | 18287-3 | FDLS | Donath Landsteiner | 18287-3
ADNA1 | Double-Stranded DNA (dsDNA) Antibodies, IgG, Serum | Evaluating patients with clinical features or at-risk for systemic lupus erythematosus (SLE) Monitoring disease activity, as an adjunct test, in patients with SLE previously positive for double-stranded DNA IgG antibodies | Enzyme-Linked Immunosorbent Assay (ELISA) | Yes | dsDNA Ab, IgG, S | For more information seeFirst-Line Screening for Autoimmune Liver Disease Algorithm. | Supplies:Sarstedt Aliquot Tube, 5 mL (T914) Collection Container/Tube: Preferred:Serum gel Acceptable:Red top Submission Container/Tube:Plastic vial Specimen Volume:0.3 mL Collection Instructions:Centrifuge and aliquot serum into a plastic vial. | See Specimen Required | Systemic lupus erythematosus (SLE) is a chronic autoimmune condition in which an inflammatory immune response leads to damage of a variety of organ systems, including the skin, joints, kidney, vasculature, lungs, and brain. In 2019, the European League Against Rheumatism/American College of Rheumatology published classification criteria for SLE,(1) which includes antibodies to double-stranded DNA (dsDNA) as an SLE-specific autoantibody within the immunology domain. Anti-dsDNA antibodies are also included in the Systemic Lupus International Collaborating Clinics classification criteria (SLICC) for SLE.(2) Detection of IgG antibodies to dsDNA is the most clinically useful isotype.(3-5) The diagnostic performance of dsDNA IgG antibodies in SLE is variable and dependent on several factors, including the immunological method used for their detection, the structure of the DNA antigen, the patient's disease state (early or active vs inactive), and specific clinical manifestations and patient demographics.(3-7) Weak-positive dsDNA IgG antibodies having low affinity and low avidity display variable clinical correlations with SLE.(3) Testing for IgG antibodies to dsDNA is indicated in patients with clinical features compatible with SLE who are positive for anti-cellular antibody (antinuclear antibody: ANA), particularly the homogeneous pattern identified using HEp-2 substrate by indirect immunofluorescence assay (IFA).(1,2,8) A minority of SLE patients may test negative using HEp-2 by IFA for nuclear antibodies.(8,9) For patients with features of neuropsychiatric disease, testing for antibodies associated with HEp-2 IFA cytoplasmic patterns such as ribosomal P IgG autoantibodies may be useful. In addition, some patients may benefit from testing for additional markers, including Smith,ribonucleoprotein, SSA-52, and SSA-60 antibodies.(8,9) The reactivity of antibodies to dsDNA may fluctuate with SLE disease activity. Increasing reactivity may be associated with flares while a decline or seronegativity may indicate response to treatment or disease remission. For more information seeFirst-Line Screening for Autoimmune Liver Disease Algorithm. | <100 IU/mL (negative) > or =100 IU/mL (positive) Negative is considered normal. Reference values apply to all ages. | A positive result for double-stranded DNA (dsDNA) IgG antibodies in the appropriate clinical context is suggestive of systemic lupus erythematosus (SLE). The performance characteristics of dsDNA IgG antibodies in SLE is dependent on the immunological method used for their detection, the patient's disease state including clinical manifestations, and demographics. Weak-positive dsDNA IgG antibody results have a low-positive predictive value for SLE. Negative results do not rule out a diagnosis of SLE. | Measurements of IgG antibodies to double-stranded DNA (dsDNA) are semiquantitative. Slight changes in reactivity of these antibodies should not be relied upon to predict changes in the clinical course of patients with systemic lupus erythematosus (SLE). Clinical flares of disease in patients with SLE may not be accompanied by changes in the reactivity of dsDNA antibodies. Thus, anti-dsDNA antibody results alone are not sufficient to guide disease management. False-positive results are usually of low titers. A negative result does not exclude a diagnosis of SLE. Anti-dsDNA results at or around the reference interval may not correlate with a diagnosis of SLE. Confirmation withCrithidialuciliaeindirect immunofluorescence test, which is more specific for SLE, may be useful to establish or exclude the diagnosis in certain circumstances. | 1. Aringer M, Costenbader K, Daikh D, et al. 2019 European League Against Rheumatism/American College of Rheumatology classification criteria for systemic lupus erythematosus. Arthritis Rheumatol. 2019;71(9):1400-1412. doi:10.1002/art.40930 2. Petri M, Orbai AM, Alarcon GS, et al. Derivation and validation of the Systemic Lupus International Collaborating Clinics classification criteria for systemic lupus erythematosus. Arthritis Rheum. 2012;64(8):2677-2686. doi:10.1002/art.34473 3. Infantino M, Manfredi M, Merone M, et al. Analytical variability in the determination of anti-double-stranded DNA antibodies: the strong need of a better definition of the old and new tests. Immunol Res. 2018;66(3):340-347. doi:10.1007/s12026-018-8992-9 4. Fox BJ, Hockley J, Rigsby P, Dolman C, Meroni PL, Ronnelid J, et al. A WHO Reference Reagent for lupus (anti-dsDNA) antibodies: international collaborative study to evaluate a candidate preparation. Ann Rheum Dis. 2019;78(12):1677-1680. doi:10.1136/annrheumdis-2019-21584 5. Ambrose N, Morgan TA, Galloway J, et al. Differences in disease phenotype and severity in SLE across age groups. Lupus. 2016;25(14):1542-1550. doi:10.1177/0961203316644333 6. Rekvig OP. Autoimmunity and SLE: Factual and semantic evidence-based critical analyses of definitions, etiology, and pathogenesis. Front Immunol. 2020;11:569234. doi:10.3389/fimmu.2020.569234 7. Bragazzi NL, Watad A, Damiani G, Adawi M, Amital H, Shoenfeld Y. Role of anti-DNA auto-antibodies as biomarkers of response to treatment in systemic lupus erythematosus patients: hypes and hopes. Insights and implications from a comprehensive review of the literature. Expert Rev Mol Diagn. 2019;19(11):969-978. doi:10.1080/14737159.2019.1665511 8. Damoiseaux J, Andrade LEC, Carballo OG, et al. Clinical relevance of HEp-2 indirect immunofluorescent patterns: the International Consensus on ANA patterns (ICAP) perspective. Ann Rheum Dis. 2019;78(7):879-889. doi:10.1136/annrheumdis-2018-214436 9. Choi MY, Clarke AE, St Pierre Y, et al. Antinuclear antibody-negative systemic lupus erythematosus in an international inception cohort. Arthritis Care Res (Hoboken). 2019;71(7):893-902. doi:10.1002/acr.23712 | The test kit contains 12 microtiter strips each with 8 break-off reagent wells coated with double-stranded DNA (dsDNA). In the first reaction step, diluted patient samples, calibrators and controls are incubated in the wells. Anti-dsDNA antibodies will bind to the antigens coated in the microtiter wells. The wells are washed to remove any unbound proteins and non-specific antibodies. In a second reaction step, rabbit anti-human IgG-HRP enzyme conjugate is added to each well. The enzyme conjugate will bind to any wells that have human IgG binding to the dsDNA antigen. The wells are washed to remove any unbound HRP enzyme conjugate. 3,3,5,5, tetramethylbenzidine (TMB) enzyme substrate is added. If the HRP enzyme is present in the well (positive reaction), the HRP enzyme will react with the TMB substrate and produce a blue color. After an additional incubation time to allow the color development, a stop solution is added which turns the blue color yellow and inhibits further color development to allow for stable spectrophotometric reading. The test strips are placed in a microplate reader and the optical density of the color is measured. The amount of antigen specific bound antibody is proportional to the color intensity.(Package insert: Anti-dsDNA-NcX ELISA (IgG). EUROIMMUN; 7/8/2020) | 2 to 4 days | 14 days | This test has been cleared, approved, or is exempt by the US Food and Drug Administration and is used per manufacturer's instructions. Performance characteristics were verified by Mayo Clinic in a manner consistent with CLIA requirements. | 86225 | dsDNA Ab, IgG, S | 33799-8 | ADNA1 | dsDNA Ab, IgG, S | 33799-8
DXPIN | Doxepin and Nordoxepin, Serum | Monitoringdoxepintherapy Evaluating potentialdoxepintoxicity Evaluating patient compliance | Liquid Chromatography Tandem Mass Spectrometry (LC-MS/MS) | Yes | Doxepin and Nordoxepin, S | Serum Red | Supplies:Sarstedt Aliquot Tube 5 mL (T914) Collection Container/Tube:Red top (Serum gel/SST arenot acceptable) Submission Container/Tube:Plastic vial Specimen Volume:1 mL Collection Instructions: 1. Collect specimen immediately before next scheduled dose (minimum 12 hours after last dose). 2. Centrifuge and aliquot serum into a plastic vial.Serum must be separated from cells within 2 hours of collection. | 0.25 mL | Doxepin is recommended for the treatment of psychoneurotic patients with depression or anxiety, or with depression or anxiety associated with alcoholism or organic disease. Nordoxepin (N-desmethyldoxepin) is the major metabolite and is usually present at concentrations equal to doxepin. Optimal efficacy occurs at combined serum concentrations between 50 and 150 ng/mL. Like other tricyclic antidepressants, the major toxicity of doxepin is expressed as cardiac dysrhythmias, which occur at concentrations more than 500 ng/mL. Other side effects include nausea, hypotension, and dry mouth. | Therapeutic concentration (doxepin + nordoxepin): 50-150 ng/mL Note:Therapeutic ranges are for specimens collected at trough (ie, immediately before next scheduled dose). Levels may be elevated in non-trough specimens. | Most individuals display optimal response to doxepin when combined serum levels of doxepin and nordoxepin are between 50 and 150 ng/mL. Some individuals may respond well outside of this range or may display toxicity within the therapeutic range; thus, interpretation should include clinical evaluation. Risk of toxicity is increased with combined levels are above 500 ng/mL. Therapeutic ranges are based on specimens collected at trough (ie, immediately before the next dose). | This test cannot be performed on whole blood. Serum must be separated from cells within 2 hours of collection; if serum is not removed within this time, tricyclic antidepressant levels may be falsely elevated due to drug release from red blood cells. Specimens that are obtained from gel tubes are not acceptable because the drug can absorb on the gel and lead to falsely decreased concentrations. | 1. Wille SM, Cooreman SG, Neels HM, Lambert WE. Relevant issues in the monitoring and the toxicology of antidepressants. Crit Rev Clin Lab Sci. 2008;45(1):25-89 2. Thanacoody HK, Thomas SHL. Antidepressant poisoning. Clin Med (Lond). 2003;3(2):114-118 3.Hiemke C, Bergemann N, Clement HW, et al. Consensus guidelines for therapeutic drug monitoring in neuropsychopharmacology: Update 2017. Pharmacopsychiatry. 2018;51:9-62 4. Milone MC, Shaw LM. Therapeutic drugs and their management. In: Rifai N, Chiu RWK, Young I, Burnham CAD, Wittwer CT, eds. Tietz Textbook of Laboratory Medicine. 7th ed. Elsevier; 2023:420-453 | The tricyclic antidepressants are extracted from serum usinga solvent to precipitate proteins. The supernatant is removed, and analysis is byliquid chromatography tandem mass spectrometry.(Unpublished Mayo method) | 3 to 5 days | 14 days | This test was developed and its performance characteristics determined by Mayo Clinic in a manner consistent with CLIA requirements. It has not been cleared or approved by the US Food and Drug Administration. | 80299 | Doxepin and Nordoxepin, S | 43122-1 | 37126 | Doxepin and Nordoxepin | 3582-4
CDA7X | Drug Abuse Survey with Confirmation, Panel 9, Chain of Custody, Random, Urine | Detecting drug abuse involving alcohol, amphetamines, barbiturates, benzodiazepines, cocaine, methadone, opiates, phencyclidine, and tetrahydrocannabinol This chain-of-custody test is intended to be used in a setting where the test results can be used definitively to make a diagnosis. This test isnot intendedfor use in employment-related testing. | Enzymatic Assay/Immunoassay | Yes | Confirmed Drug Abuse Panel9, CoC, U | Testing begins with screening tests for alcohol and drugs of abuse. Positives are confirmed and quantitated by definitive methods (gas chromatography with flame ionization detector for ethanol; gas chromatography mass spectrometry for barbiturates, cocaine and metabolites, methadone, and phencyclidine) at an additional charge. Amphetamines, benzodiazepines, opiates, and tetrahydrocannabinol metabolite that screen positive will be quantified with liquid chromatography tandem mass spectrometry at an additional charge. | Container/Tube:Chain-of-Custody Kit (T282) containing the specimen containers, seals, and documentation required Specimen Volume:30 mL Collection Instructions:Collect specimen in the provided container, seal, and submit with the associated documentation to satisfy the legal requirements for chain-of-custody testing. Additional Information:Submitting less than 30 mL will compromise our ability to perform all necessary testing. | 15 mL | This assay was designed to test for and confirm the following drugs, by either gas chromatography-mass spectrometry (GC-MS), gas chromatography flame ionization detection (GC-FID), or liquid chromatography tandem mass spectrometry (LC-MS/MS): -Amphetamines -Barbiturates -Benzodiazepines -Cocaine -Ethanol -Opiates -Methadone -Phencyclidine -Tetrahydrocannabinol This test uses the simple screening technique which involves immunoassay testing for drugs by class. All positive immunoassay screening results will be confirmed by the definitive assay available and is described in each individual reflex test (eg, AMPHU / Amphetamines Confirmation, Random, Urine). All positive screening results are confirmed by either GC-MS, GC-FID, or LC-MS/MS and quantitated before a positive result is reported. Chain of custody is a record of the disposition of a specimen to document who collected it, who handled it, and who performed the analysis. When a specimen is submitted in this manner, analysis will be performed in such a way that it will withstand regular court scrutiny. Chain of custody is required whenever the results of testing could be used in a court of law. Its purpose is to protect the rights of the individual contributing the specimen by demonstrating that it was under the control of personnel involved with testing the specimen at all times; this control implies that the opportunity for specimen tampering would be limited. | Negative Screening cutoff concentrations Amphetamines: 500 ng/mL Barbiturates: 200 ng/mL Benzodiazepines: 100 ng/mL Cocaine (benzoylecgonine-cocaine metabolite): 150 ng/mL Ethanol: 10 mg/dL Methadone metabolite: 300 ng/mL Opiates: 300 ng/mL Phencyclidine: 25 ng/mL Tetrahydrocannabinol carboxylic acid: 50 ng/mL This report is intended for use in clinical monitoring or management of patients. It is not intended for use in employment-related testing. | A positive result indicates that the patient has used the drugs detected in the recent past. See individual tests (eg, AMPHX / Amphetamines Confirmation, Chain of Custody, Random, Urine) for more information. For information about drug testing, including estimated detection times, seeDrugs of Abuse Testing. | The test does not screen for drug classes other than those listed above. More comprehensive screening is available using the serum or urine drug screens (DSSX / Drug Screen, Prescription/Over the Counter, Chain of Custody, Serum or PDSUX / Drug Screen, Prescription/Over the Counter, Chain of Custody, Urine). | 1. Physicians Desk Reference (PDR). 60th edition. Medical Economics Company; 2006 2. Bruntman LL. Goodman and Gilman's The Pharmacological Basis of Therapeutics. 11th ed. McGraw-Hill Book Company; 2006 3. Langman LJ, Bechtel LK, Holstege CP. Clinical toxicology. In: Rifai N, Chiu RWK, Young I, Burnham CAD, Wittwer CT, eds. Tietz Textbook of Laboratory Medicine. 7th ed. Elsevier; 2023: chap 43 | The amphetamines, barbiturates, benzodiazepines, cocaine, methadone metabolite, opiates, phencyclidine, and tetrahydrocannabinol metabolite assays are based on the kinetic interaction of microparticles in a solution (KIMS) as measured by changes in light transmission. In the absence of sample drug, soluble drug conjugates bind to antibody-bound microparticles, causing the formation of particle aggregates. As the aggregation reaction proceeds in the absence of sample drug, the absorbance increases. When a urine sample contains the drug in question, this drug competes with the drug derivative conjugate for microparticle-bound antibody. Antibody bound to sample drug is no longer available to promote particle aggregation, and subsequent particle lattice formation is inhibited. The presence of sample drug diminishes the increasing absorbance in proportion to the concentration of drug in the sample. Sample drug content is determined relative to the value obtained for a known cutoff concentration of drug.(Package inserts: EDDP Specific Urine Enzyme Immunoassay. Immunalysis; 09/2018; AMPS2 cobas. Roche Diagnostics; V 10.0 09/2018; BARB cobas. Roche Diagnostics; V 13.0 09/2021; THC2 cobas. Roche Diagnostics; V 13.0 03/2022; BNZ2 cobas. Roche Diagnostics; V 2.0 04/2024; COC2 cobas. Roche Diagnostics; V 9.0 03/2019; ETOH2 cobas. Roche Diagnostics; V 16.0 06/2022; OPI2 cobas. Roche Diagnostics; V 16.0 01/2022; PCP cobas. Roche Diagnostics; V 13.0 09/2021) ETOHX Confirmation Specimens are analyzed and quantified by headspace gas chromatography with flame ionization detection.(Baselt RC. Disposition of Toxic Drugs and Chemicals in Man, 10th edition, Biomedical Publications; 2014:2211) | 2 to 3 days | 2 weeks | This test has been modified from the manufacturer's instructions. Its performance characteristics were determined by Mayo Clinic in a manner consistent with CLIA requirements. This test has not been cleared or approved by the US Food and Drug Administration. | 80307 | Confirmed Drug Abuse Panel9, CoC, U | 87428-9 | 36260 | Methadone metabolite | 41858-2
CDAU7 | Drug Abuse Survey with Confirmation, Panel 9, Random, Urine | Detecting drug abuse involving, amphetamines, barbiturates, benzodiazepines, cocaine, ethanol, methadone, opiates, phencyclidine, and tetrahydrocannabinol This test is intended to be used in a setting where the test results can be used definitively to make a diagnosis. This test isnot intendedfor use in employment-related testing. | Enzymatic Assay/Immunoassay ETOH: Headspace Gas Chromatography with Flame Ionization Detector (HSGC-FID) | Yes | Confirmed Drug Abuse Panel 9, U | Testing begins with screening tests for alcohol and drugs of abuse. Positives are confirmed and quantitated by definitive methods (gas chromatography with flame ionization detector for ethanol; gas chromatography mass spectrometry for barbiturates, cocaine and metabolites, methadone, and phencyclidine) at an additional charge. Amphetamines, benzodiazepines, opiates, and tetrahydrocannabinol metabolite that screen positive will be quantified with liquid chromatography tandem mass spectrometry at an additional charge. | Supplies:Urine Container, 60 mL (T313) Collection Container/Tube:Plastic urine container Submission Container/Tube:Plastic, 60-mL urine bottle Specimen Volume:30 mL Collection Instructions: 1. Collect a random urine specimen. 2. Submit 30 mL in 1 plastic bottle. 3. No preservative. Additional Information: 1. No specimen substitutions. 2. Additional drug panels and specific requests are available. Call 800-533-1710 or 507-266-5700. 3. Submitting less than 30 mL will compromise our ability to perform all necessary testing. | 15 mL | This assay was designed to screen by immunoassay and confirm the following drugs, by either gas chromatography-mass spectrometry (GC-MS), gas chromatography-flame ionization detection (GC-FID), or liquid chromatography-tandem mass spectrometry (LC-MS/MS): -Amphetamines -Barbiturates -Benzodiazepines -Cocaine -Ethanol -Opiates -Methadone -Phencyclidine -Tetrahydrocannabinol This test uses the simple screening technique which involves immunoassay testing for drugs by class. All positive immunoassay screening results will be confirmed by the definitive assay available and is described in each individual reflex test (eg, AMPHU / Amphetamines Confirmation, Random, Urine). All positive screening results are confirmed by either GC-MS, GC-FID, or LC-MS/MS and quantitated before a positive result is reported. | Negative Screening cutoff concentrations Amphetamines: 500 ng/mL Barbiturates: 200 ng/mL Benzodiazepines: 100 ng/mL Cocaine (benzoylecgonine-cocaine metabolite): 150 ng/mL Ethanol: 10 mg/dL Methadone metabolite: 300 ng/mL Opiates: 300 ng/mL Phencyclidine: 25 ng/mL Tetrahydrocannabinol carboxylic acid: 50 ng/mL This report is intended for use in clinical monitoring or management of patients. It is not intended for use in employment-related testing. | A positive result indicates that the patient has used the drugs detected in the recent past. See individual tests (eg, AMPHU / Amphetamines Confirmation, Random, Urine) for more information. For information about drug testing, including estimated detection times, seeDrugs of Abuse Testing. | The test does not screen for drug classes other than those listed above. More comprehensive screening is available using the serum or urine drug screens (DSS / Drug Screen, Prescription/Over the Counter, Serum or PDSU / Drug Screen, Prescription/Over the Counter, Random, Urine). | 1. Physician's Desk Reference (PDR). 60th edition. Medical Economics Company; 2006 2. Bruntman LL. Goodman and Gilman's The Pharmacological Basis of Therapeutics. 11th ed. McGraw-Hill Book Company; 2006 3. Langman LJ, Bechtel LK, Holstege CP. Clinical toxicology. In: Rifai N, Chiu RWK, Young I, Burnham CAD, Wittwer CT, eds. Tietz Textbook of Laboratory Medicine. 7th ed. Elsevier; 2023: chap 43 | The amphetamines, barbiturates, benzodiazepines, cocaine, methadone metabolite, opiates, phencyclidine, and tetrahydrocannabinol metabolite assays are based on the kinetic interaction of microparticles in a solution (KIMS) as measured by changes in light transmission. In the absence of sample drug, soluble drug conjugates bind to antibody-bound microparticles, causing the formation of particle aggregates. As the aggregation reaction proceeds in the absence of sample drug, the absorbance increases. When a urine sample contains the drug in question, this drug competes with the drug derivative conjugate for microparticle-bound antibody. Antibody bound to sample drug is no longer available to promote particle aggregation, and subsequent particle lattice formation is inhibited. The presence of sample drug diminishes the increasing absorbance in proportion to the concentration of drug in the sample. Sample drug content is determined relative to the value obtained for a known cutoff concentration of drug.(Package inserts: EDDP Specific Urine Enzyme Immunoassay. Immunalysis; 09/2018; AMPS2 cobas. Roche Diagnostics; V 10.0 09/2018; BARB cobas. Roche Diagnostics; V 13.0 09/2021; THC2 cobas. Roche Diagnostics; V 13.0 03/2022; BNZ2 cobas. Roche Diagnostics; V 2.0 04/2024; COC2 cobas. Roche Diagnostics; V 9.0 03/2019; ETOH2 cobas. Roche Diagnostics; V 16.0 06/2022; OPI2 cobas. Roche Diagnostics; V 16.0 01/2022; PCP cobas. Roche Diagnostics; V 13.0 09/2021) ETOH Confirmation Specimens are analyzed and quantified by headspace gas chromatography with flame ionization detection.(Baselt RC. Disposition of Toxic Drugs and Chemicals in Man, 10th edition, Biomedical Publications; 2014:2211) | Same day/1 to 2 days | 2 weeks | This test has been modified from the manufacturer's instructions. Its performance characteristics were determined by Mayo Clinic in a manner consistent with CLIA requirements. This test has not been cleared or approved by the US Food and Drug Administration. | 80307 | Confirmed Drug Abuse Panel 9, U | 87428-9 | 20672 | Chain of Custody | 77202-0
PNRCH | Drug Immunoassay Panel, Urine | Detecting drug use involving barbiturates, cocaine, and carboxy-tetrahydrocannabinol This test isnot intended for usein employment-related testing. | Only orderable as part of profile. For more information see: -CSMPU / Controlled Substance Monitoring Panel, Random, Urine. -ADMPU / Addiction Medicine Profile with Reflex, 22 Drug Classes, High Resolution Mass Spectrometry and Immunoassay Screen, Random, Urine -CSMEU / Controlled Substance Monitoring Enhanced Profile with Reflex, 21 Drug Classes, High Resolution Mass Spectrometry and Immunoassay Screen, Random, Urine Immunoassay | Yes | Drug Immunoassay Panel, U | Testing begins with screening tests for drugs of abuse including barbiturates, cocaine, and tetrahydrocannabinol. | Only orderable as part of profile. For more information see: -CSMPU / Controlled Substance Monitoring Panel, Random, Urine -ADMPU /Addiction Medicine Profile with Reflex, 22 Drug Classes, High Resolution Mass Spectrometry and Immunoassay Screen, Random, Urine -CSMEU / Controlled Substance Monitoring Enhanced Profile with Reflex, 21 Drug Classes, High Resolution Mass Spectrometry and Immunoassay Screen, Random, Urine | 20 mL | This test uses the simple screening technique that involves immunoassay testing for drugs by class. All positive immunoassay screening results are confirmed by either gas chromatography mass spectrometry (GC-MS) or liquid chromatography tandem mass spectrometry (LC-MS/MS) and quantitated before a positive result is reported. This assay was designed to test for and confirm by GC-MS the following: -Barbiturates -Cocaine This assay was designed to test for and confirm by LC-MS/MS the following: -Carboxy-tetrahydrocannabinol This test is intended to be used in a setting where the test results can be used to make a definitive diagnosis. | Only orderable as part of profile. For more information see: -CSMPU / Controlled Substance Monitoring Panel, Random, Urine -ADMPU /Addiction Medicine Profile with Reflex, 22 Drug Classes, High Resolution Mass Spectrometry and Immunoassay Screen, Random, Urine -CSMEU / Controlled Substance Monitoring Enhanced Profile with Reflex, 21 Drug Classes, High Resolution Mass Spectrometry and Immunoassay Screen, Random, Urine Negative Screening cutoff concentrations: Barbiturates: 200 ng/mL Cocaine (benzoylecgonine-cocaine metabolite): 150 ng/mL Tetrahydrocannabinol carboxylic acid: 50 ng/mL This report is intended for use in clinical monitoring or management of patients. It is not intended for use in employment-related testing. | A positive result derived by this testing indicates that the patient has used one of the drugs detected by these techniques in the recent past. For information about drug testing, including estimated detection times andResult Interpretations, seeControlled Substance Monitoringon MayoClinicLabs.com. | No significant cautionary statements | 1.Baselt RC: Disposition of Toxic Drugs and Chemical in Man. 12th ed. Biomedical Publications; 2020:2343 2.Brunton LL, Hilal-Dandan R, Knollmann BC, eds. In: Goodman and Gilman's: The Pharmacological Basis of Therapeutics. 13th ed. McGraw-Hill; 2018 3.Langman LJ, Bechtel LK, Holstege CP. Clinical toxicology. In: Rifai N, Chiu RWK, Young I, Burnham CAD, Wittwer CT, eds. Tietz Textbook of Laboratory Medicine. 7th ed. Elsevier; 2023:chap 43 4.Jannetto PJ, Bratanow NC, Clark WA, et al. Executive summary: American Association of Clinical Chemistry Laboratory Medicine Practice Guideline-Using clinical laboratory tests to monitor drug therapy in pain management patients. J Appl Lab Med. 2018;2(4):489-526 | The barbiturate, cocaine metabolite, and tetrahydrocannabinol metabolite assays are based on the kinetic interaction of microparticles in a solution as measured by changes in light transmission. In the absence of sample drug, soluble drug conjugates bind to antibody-bound microparticles, causing the formation of particle aggregates. As the aggregation reaction proceeds in the absence of sample drug, the absorbance increases. When a urine sample contains the drug in question, this drug competes with the drug derivative conjugate for microparticle-bound antibody. Antibody bound to sample drug is no longer available to promote particle aggregation, and subsequent particle lattice formation is inhibited. The presence of sample drug diminishes the increasing absorbance in proportion to the concentration of drug in the sample. Sample drug content is determined relative to the value obtained for a known cutoff concentration of drug.(Package inserts: BARB. Roche Diagnostics; V 13.0, 09/2021; THC2. Roche Diagnostics; V 13.0, 03/2022; COC2. Roche Diagnostics; V 9.0, 03/2019) | Same day/1 to 2 days | 14 days | This test has been cleared, approved, or is exempt by the US Food and Drug Administration and is used per manufacturer's instructions. Performance characteristics were verified by Mayo Clinic in a manner consistent with CLIA requirements. | 80307 | Drug Immunoassay Panel, U | 87428-9 | 2664 | Tetrahydrocannabinol | 19415-9
PDSUX | Drug Screen, Prescription/Over the Counter, Chain of Custody, Random, Urine | Qualitative detection and identification of prescription or over-the-counter drugs frequently found in drug overdose or used with a suicidal intent Providing, when possible, the identification of all drugs in the specimen This test isnot intended for usein employment-related testing. This test isnot intended fortherapeutic compliance testing. The assay's limits of detection have been established for drugs at overdose levels, which are generally much higher than therapeutic concentrations. This test isnot useful fordrugs of abuse or illicit drug testing, including benzodiazepines, opioids, barbiturates, cocaine, and amphetamine type stimulants. Chain of custody is required whenever the results of testing could be used in a court of law. Its purpose is to protect the rights of the individual contributing the specimen by demonstrating that it was always under the control of personnel involved with testing the specimen; this control implies that the opportunity for specimen tampering would be limited. | Gas Chromatography Mass Spectrometry (GC-MS) | Yes | Drug Scrn, Prescription/OTC, CoC, U | Urine | Supplies:Chain-of-Custody Kit (T282) Container/Tube:Chain-of-Custody Kit containing the specimen containers, seals, and documentation required. Specimen Volume:30 mL Collection Instructions:Collect a random specimen without preservative in the container provided, seal, and submit with the associated documentation to satisfy the legal requirements for chain-of-custody testing. Additional Information:Submitting less than 30 mL will compromise the ability to perform all necessary testing. | 1.1 mL | This test looks for a broad spectrum of prescription and over-the-counter drugs. It is designed to detect drugs that have toxic effects, as well as known antidotes or active therapies that a clinician can initiate to treat the toxic effect. The test is intended to help physicians manage an apparent overdose or intoxicated patient or to determine if a specific set of symptoms might be due to the presence of drugs. This test is not appropriate for drugs of abuse or illicit drug testing, including benzodiazepines, opioids, barbiturates, cocaine, and amphetamine type stimulants. Drugs of toxic significance that are not detected by this test are digoxin, lithium, salicylate, and many drugs of abuse or illicit drugs, some benzodiazepines, and some opiates. For these drugs, see Mayo Clinic Laboratories' drug abuse surveys, drug screens, or individual tests. Chain of custody is a record of the disposition of a specimen to document the personnel who collected, handled, and performed the analysis. When a specimen is submitted in this manner, analysis will be performed in such a way that it will withstand regular court scrutiny. For detection limits for drugs detected in this test seePrescription and Over-the-Counter Drug Screening List and Limits of Detection. | Drugs detected are presumptive. Additional testing may be required to confirm the presence of any drugs detected. | The drugs that are detected by this test are listed inPrescription and Over-the-Counter Drug Screening List and Limits of Detection. A detailed discussion of each drug detected is beyond the scope of this text. Each report will indicate the drugs identified. If a clinical interpretation is required, contact Mayo Clinic Laboratories at 800-533-1710 and ask to speak to a toxicology consultant. | No significant cautionary statements | 1.Langman LJ, Bechtel LK, Holstege CP. Clinical toxicology. In: Rifai N, Chiu RWK, Young I, Burnham CAD, Wittwer CT, eds. Tietz Textbook of Laboratory Medicine. 7th ed. Elsevier; 2023:chap 43 2.Baselt RC. Disposition of Toxic Drugs and Chemical in Man. 12th ed. Biomedical Publications; 2020 | Screening is by gas chromatography mass spectroscopy.(Unpublished Mayo method) | 3 to 4 days | 2 weeks | This test was developed and its performance characteristics determined by Mayo Clinic in a manner consistent with CLIA requirements. It has not been cleared or approved by the US Food and Drug Administration. | 80307 | Drug Scrn, Prescription/OTC, CoC, U | 12286-1 | 36237 | Chain of Custody | 77202-0
PDSU | Drug Screen, Prescription/Over the Counter, Random, Urine | Qualitative detection and identification of prescription or over-the-counter drugs frequently found in drug overdose or used with a suicidal intent Providing, when possible, the identification of all drugs in the specimen This test isnot intended for usein employment-related testing. This test isnot intended fortherapeutic compliance testing.The assay's limits of detection have been established for drugs at overdose levels, which are generally much higher than therapeutic concentrations. This test isnot useful fordrugs of abuse or illicit drug testing, including benzodiazepines, opioids, barbiturates, cocaine, and amphetamine type stimulants. | Gas Chromatography Mass Spectrometry (GC-MS) | Yes | Drug Screen, Prescription/OTC, U | Urine | Supplies:Sarstedt Aliquot Tube, 5 mL (T914) Collection Container/Tube:Plastic urine container Submission Container/Tube:Plastic vial Specimen Volume: 5 mL Collection Instructions: 1. Collect a random urine specimen. 2. No preservative.Specimens containing preservative may be canceled. | 1.1 mL | This test looks for a broad spectrum of prescription and over-the-counter medications. It is designed to detect drugs that have toxic effects, as well as known antidotes or active therapies that a clinician can initiate to counteract the toxic effect. The test is intended to help physicians manage an apparent overdose or intoxicated patient or to determine if a specific set of symptoms might be due to the presence of drugs. This test is not appropriate for drugs of abuse or illicit drug testing, including benzodiazepines, opioids, barbiturates, cocaine, and amphetamine-type stimulants. Drugs of toxic significance that are not detected by this test are digoxin, lithium, salicylate, and many drugs of abuse or illicit drugs, some benzodiazepines, and some opioids. For these drugs, see Mayo Clinic Laboratories' drug abuse surveys, drug screens, or individual tests. For detection limits for drugs detected in this test seePrescription and Over-the-Counter Drug Screening List and Limits of Detection. | Drugs detected are presumptive. Additional testing may be required to confirm the presence of any drugs detected. | The drugs that are detected by this test are listed inPrescription and Over-the-Counter Drug Screening List and Limits of Detection. A detailed discussion of each drug detected is beyond the scope of this text. Each report will indicate the drugs identified. If a clinical interpretation is required, contact Mayo Clinic Laboratories at 800-533-1710 and ask to speak to a toxicology consultant. | No significant cautionary statements | 1.Langman LJ, Bechtel LK, Holstege CP. Clinical toxicology. In: Rifai N, Chiu RWK, Young I, Burnham CAD, Wittwer CT, eds. Tietz Textbook of Laboratory Medicine. 7th ed. Elsevier; 2023:chap 43 2.Baselt RC. Disposition of Toxic Drugs and Chemical in Man. 12th ed. Biomedical Publications; 2020 | Screening is by gas chromatography mass spectroscopy.(Unpublished Mayo method) | 2 to 4 days | 2 weeks | This test was developed and its performance characteristics determined by Mayo Clinic in a manner consistent with CLIA requirements. It has not been cleared or approved by the US Food and Drug Administration. | 80307 | Drug Screen, Prescription/OTC, U | 12286-1 | 45529 | Suspect Drug | No LOINC Needed
DSS | Drug Screen, Prescription/Over the Counter, Serum | Detection and identification of prescription or over the counter drugs frequently found in drug overdose or used with a suicidal intent Qualitatively identifying drugs present in the specimen; quantification of identified drugs, when available, may be performed upon client request This test isnot intended fortherapeutic drug monitoring or compliance testing. This test isnot intended foruse in employment-related testing. This test isnot usefulfor drugs of abuse or illicit drug testing, including benzodiazepines, opioids, barbiturates, cocaine, amphetamine type stimulants. | Gas Chromatography Mass Spectrometry (GC-MS) | Yes | Drug Screen, Prescription/OTC, S | Serum Red | Supplies:Sarstedt Aliquot Tube, 5 mL (T914) Collection Container/Tube:Red top (serum gel/SST tubes arenotacceptable) Submission Container/Tube:Plastic vial Specimen Volume:2.75 mL Collection Instructions:Within 2 hours of collection, centrifuge and aliquot serum into plastic vial. | 1.1 mL | This test looks for a broad spectrum of prescription and over-the-counter drugs. It is designed to detect drugs that have toxic effects, as well as known antidotes or active therapies that a clinician can initiate to treat the toxic effect. The test is intended to help physicians manage an apparent overdose or intoxicated patient, or to determine if a specific set of symptoms might be due to the presence of drugs. This test is not appropriate for drugs of abuse or illicit drug testing, including benzodiazepines, opioids, barbiturates, cocaine, and amphetamine type stimulants. Drugs of toxic significance that are not detected by this test are digoxin, lithium, and many drugs of abuse or illicit drugs, some benzodiazepines, and some opioids. For detection limits for drugs detected in this test seePrescription and Over-the-Counter Drug Screening List and Limits of Detection. | Drugs detected are presumptive. Additional testing may be required to confirm the presence of any drugs detected. | The drugs that are detected by this test are listed inPrescription and Over-the-Counter Drug Screening List and Limits of Detection. The pharmacology of each drug determines how the test should be interpreted. A detailed discussion of each drug is beyond the scope of this text. If a clinical interpretation is required, contact Mayo Clinic Laboratories at 800-533-1710 and ask to speak to a toxicology consultant. Each report will indicate the drugs detected. | Specimens collected in serum gel tubes are not acceptable, as the drug/analyte can absorb on the gel and lead to falsely decreased concentrations. | 1. Langman LJ, Bechtel LK, Holstege CP. Clinical toxicology. In: Rifai N, Chiu RWK, Young I, Burnham CAD, Wittwer CT, eds. Tietz Textbook of Laboratory Medicine. 7th ed. Elsevier; 2023:chap 43 2. Baselt RC. Disposition of Toxic Drugs and Chemical in Man. 12th ed. Biomedical Publications; 2020 | Screening is by gas chromatography mass spectroscopy.(Unpublished Mayo method) | 3 days | 2 weeks | This test was developed and its performance characteristics determined by Mayo Clinic in a manner consistent with CLIA requirements. It has not been cleared or approved by the US Food and Drug Administration. | 80307 | Drug Screen, Prescription/OTC, S | 20785-2 | 31072 | Drugs detected: | 20785-2
FDA1S | Drugs of Abuse (10 panel) and Alcohol Screen, Serum |  | Enzyme-Linked Immunosorbent Assay (ELISA) Headspace Gas Chromatography (GC) | Yes | Drug of Abuse 10 and Alcohol Scrn,S | If appropriate, confirmation testing will be performed at an additional charge. | ***Must submit one specimen per order. Specimens cannot be shared between multiple orders.*** Specimen Type:Serum Collection Container/Tube:Red top Submission Container/Tube:Plastic vial Specimen Volume:4 mL Collection Instructions: 1. Collect sample using alcohol-free skin preparation. 2. Draw blood in a plain, red-top tube(s),serum gel tube is not acceptable. 3. Centrifuge and send 4 mL of serum refrigerated in a plastic, preservative-free vial. | 2.00 mL |  | Test,Result,Units, Ethanol,None Detected,mg/dL, Opiates,None Detected,ng/mL, Cocaine/Metabolites,None Detected,ng/mL, Benzodiazepines,None Detected,ng/mL, Cannabinoids,None Detected,ng/mL, Amphetamines,None Detected,ng/mL, Barbiturates,None Detected,mcg/mL, Methadone/Metabolite,None Detected,ng/mL, Phencyclidine,None Detected,ng/mL, Methamphetamine/MDMA,None Detected,ng/mL, Oxycodone/Oxymorphone,None Detected,ng/mL, |  |  |  |  | 6 to 20 days |  | This test was developed and its performance characteristics determined by NMS Labs. It has not been cleared or approved by the U.S. Food and Drug Administration. | 80307x2 | Drug of Abuse 10 and Alcohol Scrn,S | Not Provided | Z5545 | Oxycodone/Oxymorphone | 77732-6
DSM4X | Drugs of Abuse Screen 4, Chain of Custody, Meconium | Identifying amphetamines (and methamphetamines), opiates, as well as metabolites of cocaine and marijuana in meconium specimen Chain of custody is required whenever the results of testing could be used in a court of law. Its purpose is to protect the rights of the individual contributing the specimen by demonstrating that it was always under the control of personnel involved with testing the specimen; this control implies that the opportunity for specimen tampering would be limited. Since the evidence of illicit drug use during pregnancy can be cause for separating the baby from the mother, a complete chain of custody ensures that the test results are appropriate for legal proceedings. | Competitive Chemiluminescent Immunoassay (CIA) | Yes | Drugs of Abuse Screen 4, CoC, M | Testing begins with immunoassay screen. Positive results are confirmed and quantitated by liquid chromatography tandem mass spectrometry at an additional charge. | Container/Tube:Chain of Custody Meconium Kit (T653) includes the specimen containers, seals, and documentation required. Specimen Volume:1 g (approximately 1 teaspoon) Collection Instructions:Collect entire random meconium specimen. Additional Information: 1. Specimen that arrives with a broken seal does not meet the chain-of-custody requirements. 2. The laboratory recommends sending chain-of-custody specimens by overnight shipment. | 0.45 g (approximately 0.5 teaspoon) | Illicit drug use during pregnancy is a major social and medical issue. Drug abuse during pregnancy is associated with significant perinatal complications, which include a high incidence of stillbirths, meconium-stained fluid, premature rupture of the membranes, maternal hemorrhage (abruption placenta or placenta praevia), and fetal distress.(1) In the neonate, the mortality rate, as well as morbidity (eg, asphyxia, prematurity, low birthweight, hyaline membrane distress, infections, aspiration pneumonia, cerebral infarction, abnormal heart rate and breathing problems, and drug withdrawal) are increased.(1) The disposition of drug in meconium is not well understood. The proposed mechanism is that the fetus excretes drug into bile and amniotic fluid. Drug accumulates in meconium either by direct deposit from bile or through swallowing of amniotic fluid.(2) The first evidence of meconium in the fetal intestine appears at approximately the 10th to 12th week of gestation and slowly moves into the colon by the 16th week of gestation.(3) Therefore, the presence of drugs in meconium has been proposed to be indicative of in utero drug exposure up to 5 months before birth, a longer historical measure than is possible by urinalysis.(2) Chain of custody is a record of the disposition of a specimen to document each individual who collected, handled, and performed the analysis. When a specimen is submitted in this manner, analysis will be performed in such a way that it will withstand regular court scrutiny. | Negative Positive results are reported with a quantitative liquid chromatography tandem mass spectrometry result. Cutoff concentrations by competitive chemiluminescent immunoassay: Amphetamines: 100 ng/g Methamphetamine: 100 ng/g Benzoylecgonine (cocaine metabolite): 100 ng/g Opiates: 100 ng/g Tetrahydrocannabinol carboxylic acid (marijuana metabolite): 20 ng/g | The limit of quantitation varies for each of these drug groups. -Amphetamines: >100 ng/g -Methamphetamines: >100 ng/g -Cocaine and metabolite: >100 ng/g -Opiates: >100 ng/g -Tetrahydrocannabinol carboxylic acid: >20 ng/g | No significant cautionary statements | 1. Ostrea EM Jr. Understanding drug testing in the neonate and the role of meconium analysis. J Perinat Neonatal Nurs. 2001;14(4):61-82; quiz 105-106 2. Ostrea EM Jr, Brady MJ, Parks PM, Asensio DC, Naluz A. Drug screening of meconium in infants of drug-dependent mothers: an alternative to urine testing. J Pediatr. 1989;115(3):474-477 3. Ahanya SN, Lakshmanan J, Morgan BL, Ross MG. Meconium passage in utero mechanisms, consequences, and management. Obstet Gynecol Surv. 2005;60(1):45-56; quiz 73-74 4. Langman LJ Bechtel LK, Meier BM, Holstege C: Clinical toxicology. In: Rifai N, Horvath AR, Wittwer CT, eds. Tietz Textbook of Clinical Chemistry and Molecular Diagnostics. 6th ed. Elsevier; 2018:832-887 5. Langman LJ, Rushton AM, Thomas D, et al. Drug testing in support of the diagnosis of neonatal abstinence syndrome: The current situation. Clin Biochem. 2023;111:1-10. doi:10.1016/j.clinbiochem.2022.11.002 6. Marin SJ, Merrell M, McMillin GA. Drugs of abuse detection in meconium: a comparison between ELISA and biochip microarray. J Anal Toxicol. 2011;35(1):40-45. doi:10.1093/anatox/35.1.40 | The meconium sample received is screened by competitive chemiluminescent immunoassay by Randox Evidence+ to detect the presence of any of the drugs or drugs that cross react with amphetamine, methamphetamine, cocaine metabolite, opiates, and carboxy-tetrahydrocannabinol. Meconium specimens identified as positive by this screen are analyzed using liquid chromatography tandem mass spectroscopy for the specific drug or drug class indicated. | 1 to 2 days | 2 weeks | This test was developed and its performance characteristics determined by Mayo Clinic in a manner consistent with CLIA requirements. It has not been cleared or approved by the US Food and Drug Administration. | 8030780324 (if appropriate)80359 (if appropriate)80353 (if appropriate)80361 (if appropriate)80365 (if appropriate)80349 (if appropriate) | Drugs of Abuse Screen 4, CoC, M | 49046-6 | 36177 | Chain of Custody | 77202-0
DSM5X | Drugs of Abuse Screen 5, Chain of Custody, Meconium | Identifying amphetamines (and methamphetamines), opiates, phencyclidine, as well as metabolites of cocaine and marijuana in meconium specimens Chain of custody is required whenever the results of testing could be used in a court of law. Its purpose is to protect the rights of the individual contributing the specimen by demonstrating that it was always under the control of personnel involved with testing the specimen; this control implies that the opportunity for specimen tampering would be limited.Since the evidence of illicit drug use during pregnancy can be cause for separating the baby from the mother, a complete chain of custody ensures that the test results are appropriate for legal proceedings. | Competitive Chemiluminescent Immunoassay (CIA) | Yes | Drugs of Abuse Screen 5, CoC, M | Testing begins with immunoassay screen. Positive results are confirmed and quantitated by liquid chromatography tandem mass spectrometry at an additional charge. | Container/Tube:Chain of Custody Meconium Kit (T653) includes the specimen containers, seals, and documentation required Specimen Volume:1 g (approximately 1 teaspoon) Collection Instructions:Collect entire random meconium specimen Additional Information: 1. Specimen that arrives with a broken seal does not meet the chain-of-custody requirements. 2. The laboratory recommends sending chain-of-custody specimens by overnight shipment. | 0.45 g (approximately 0.5 teaspoon) | Illicit drug use during pregnancy is a major social and medical issue. Drug abuse during pregnancy is associated with significant perinatal complications, which include a high incidence of stillbirths, meconium-stained fluid, premature rupture of the membranes, maternal hemorrhage (abruption placenta or placenta praevia), and fetal distress.(1) In the neonate, the mortality rate, as well as morbidity (eg, asphyxia, prematurity, low birthweight, hyaline membrane disease, infections, aspirations pneumonia, cerebral infarction, abnormal heart rate and breathing patterns, drug withdrawal) are increased.(1) The disposition of drug in meconium is not well understood. The proposed mechanism is that the fetus excretes drug into bile and amniotic fluid. Drug accumulates in meconium either by direct deposit from bile or through swallowing of amniotic fluid.(2) The first evidence of meconium in the fetal intestine appears at approximately the 10th to 12th week of gestation and slowly moves into the colon by the 16th week of gestation.(3) Therefore, the presence of drugs in meconium has been proposed to be indicative of in utero drug exposure during the final 4 to 5 months of pregnancy, a longer historical measure than is possible by urinalysis.(2) Chain of custody is a record of the disposition of a specimen to document each individual who collected, handled, and performed the analysis. When a specimen is submitted in this manner, analysis will be performed in such a way that it will withstand regular court scrutiny. | Negative Positive results are reported with a quantitative liquid chromatography tandem mass spectrometry result. Cutoff concentrations by competitive chemiluminescent immunoassay: Amphetamines: 100 ng/g Methamphetamine: 100 ng/g Benzoylecgonine (cocaine metabolite): 100 ng/g Opiates: 100 ng/g Tetrahydrocannabinol carboxylic acid (marijuana metabolite): 20 ng/g Phencyclidine: 20 ng/g | The limit of quantitation varies for each of these drug groups. -Amphetamines: >100 ng/g -Methamphetamines: >100 ng/g -Cocaine and metabolite: >100 ng/g -Opiates: >100 ng/g -Tetrahydrocannabinol carboxylic acid: >20 ng/g -Phencyclidine (PCP): >20 ng/g | If heroin use is suspected, specimen must be sent frozen to prevent loss of 6-monoacetylmorphine (6MAM, heroin metabolite). When refrigerated, a significant percentage of 6MAM will convert to morphine in fewer than 24 hours. Unless sent frozen, the cocaine metabolite,m-hydroxybenzoylecgonine, will degrade within 72 hours of collection. | 1. Ostrea EM Jr. Understanding drug testing in the neonate and the role of meconium analysis. J Perinat Neonatal Nurs 2001;14(4):61-82 2. Ostrea EM Jr, Brady MJ, Parks PM, et al. Drug screening of meconium in infants of drug-dependent mothers; an alternative to urine testing. J Pediatr. 1989;115(3):474-477 3. Ahanya SN, Lakshmanan J, Morgan BL, Ross MG. Meconium passage in utero: mechanisms, consequences, and management. Obstet Gynecol Surv. 2005;60(1):45-56 4. Langman LJ Bechtel LK, Meier BM, Holstege C. Clinical toxicology. In: Rifai N, Horvath AR, Wittwer CT, eds. Tietz Textbook of Clinical Chemistry and Molecular Diagnostics. 6th ed. Elsevier; 2018:832-887 5. Langman LJ, Rushton AM, Thomas D, et al. Drug testing in support of the diagnosis of neonatal abstinence syndrome: The current situation. Clin Biochem. 2023;111:1-10. doi:10.1016/j.clinbiochem.2022.11.002 6. Marin SJ, Merrell M, McMillin GA. Drugs of abuse detection in meconium: a comparison between ELISA and biochip microarray. J Anal Toxicol. 2011;35(1):40-5. doi:10.1093/anatox/35.1.40 | The meconium sample received is screened by competitive chemiluminescent immunoassay by Randox Evidence+ to detect the presence of any of the drugs, or drugs that cross react with amphetamine, methamphetamine, cocaine metabolite, opiates, phencyclidine, and carboxy-tetrahydrocannabinol. Meconium specimens identified as positive by this screen are analyzed using liquid chromatography tandem mass spectroscopy for the specific drug or drug class indicated.(Unpublished Mayo method) | 1 to 2 days | 2 weeks | This test was developed and its performance characteristics determined by Mayo Clinic in a manner consistent with CLIA requirements. It has not been cleared or approved by the US Food and Drug Administration. | 8030780324 (if appropriate)80359 (if appropriate)80353 (if appropriate)80361 (if appropriate)80365 (if appropriate)80349 (if appropriate)83992 (if appropriate) | Drugs of Abuse Screen 5, CoC, M | 49046-6 | 36184 | Chain of Custody | 77202-0
DASM4 | Drugs of Abuse Screen, Meconium 4 | Identifying amphetamines (and methamphetamines), opiates, as well as metabolites of cocaine and marijuana in meconium specimens | Competitive Chemiluminescent Immunoassay (CIA) | Yes | Drugs of Abuse Screen, Meconium 4 | Testing begins with immunoassay screen. Positive results are confirmed and quantified by liquid chromatography tandem mass spectrometry at an additional charge. | Supplies:Stool container, Small (Random), 4 oz (T288) Container/Tube:Stool container Specimen Volume:1 g (approximately 1 teaspoon) Collection Instructions:Collect entire random meconium specimen. | 0.45 g (approximately 0.5 teaspoon) | Illicit drug use during pregnancy is a major social and medical issue. Drug abuse during pregnancy is associated with significant perinatal complications, which include a high incidence of stillbirths, meconium-stained fluid, premature rupture of the membranes, maternal hemorrhage (abruption placenta or placenta praevia), and fetal distress.(1) In the neonate, the mortality rate, as well as morbidity (eg, asphyxia, prematurity, low birthweight, hyaline membrane distress, infections, aspiration pneumonia, cerebral infarction, abnormal heart rate and breathing problems, and drug withdrawal) are increased.(1) The disposition of drug in meconium is not well understood. The proposed mechanism is that the fetus excretes drug into bile and amniotic fluid. Drug accumulates in meconium either by direct deposit from bile or through swallowing of amniotic fluid.(2) The first evidence of meconium in the fetal intestine appears at approximately the 10th to 12th week of gestation and slowly moves into the colon by the 16th week of gestation.(3) Therefore, the presence of drugs in meconium has been proposed to be indicative of in utero drug exposure during the final 4 to 5 months of pregnancy, a longer historical measure than is possible by urinalysis.(2) | Negative Positives are reported with a quantitative liquid chromatography tandem mass spectrometry result. Cutoff concentrations by competitive chemiluminescent immunoassay: Amphetamines: 100 ng/g Methamphetamine: 100 ng/g Benzoylecgonine (cocaine metabolite): 100 ng/g Opiates: 100 ng/g Tetrahydrocannabinol carboxylic acid (marijuana metabolite): 20 ng/g | A positive result indicates that the baby was exposed to the drugs indicated. | No significant cautionary statements | 1. Ostrea EM Jr: Understanding drug testing in the neonate and the role of meconium analysis. J Perinat Neonatal Nurs. 2001;14(4):61-106 2. Ostrea EM Jr, Brady MJ, Parks PM, et al. Drug screening of meconium in infants of drug-dependent mothers: an alternative to urine testing. J Pediatr. 1989;115(3):474-477 3. Ahanya SN, Lakshmanan J, Morgan BL, Ross MG. Meconium passage in utero: mechanisms, consequences, and management. Obstet Gynecol Surv. 2005;60(1):45-74 4. Langman LJ Bechtel LK, Meier BM, Holstege C. Clinical toxicology. In: Rifai N, Horvath AR, Wittwer CT, eds. Tietz Textbook of Clinical Chemistry and Molecular Diagnostics. 6th ed. Elsevier; 2018:832-887 5. Langman LJ, Rushton AM, Thomas D, et al. Drug testing in support of the diagnosis of neonatal abstinence syndrome: The current situation. Clin Biochem. 2023;111:1-10. doi:10.1016/j.clinbiochem.2022.11.002 6. Marin SJ, Merrell M, McMillin GA. Drugs of abuse detection in meconium: a comparison between ELISA and biochip microarray. J Anal Toxicol. 2011;35(1):40-5. doi:10.1093/anatox/35.1.40 | The meconium sample received is screened by competitive chemiluminescent immunoassay by Randox Evidence+ to detect the presence of any of the drugs or drugs that cross react with amphetamine, methamphetamine, cocaine metabolite, opiates, and carboxy-tetrahydrocannabinol. Meconium specimens identified as positive by this screen are analyzed using liquid chromatography tandem mass spectroscopy for the specific drug or drug class indicated.(Unpublished Mayo method) | 1 to 2 days | 14 days | This test was developed and its performance characteristics determined by Mayo Clinic in a manner consistent with CLIA requirements. It has not been cleared or approved by the US Food and Drug Administration. | 8030780324 (if appropriate)80359 (if appropriate)80353 (if appropriate)80361 (if appropriate)80365 (if appropriate)80349 (if appropriate) | Drugs of Abuse Screen, Meconium 4 | 49046-6 | 32087 | Chain of Custody | 77202-0
DASM5 | Drugs of Abuse Screen, Meconium 5 | Identifying amphetamines (and methamphetamines), opiates, phencyclidine, as well as metabolites of cocaine and marijuana in meconium specimens | Competitive Chemiluminescent Immunoassay (CIA) | Yes | Drugs of Abuse Screen, Meconium 5 | Testing begins with immunoassay screen. Positive results are confirmed and quantitated by liquid chromatography tandem mass spectrometry at an additional charge. | Supplies:Stool container, Small (Random), 4 oz (T288) Container/Tube:Stool container Specimen Volume:1 g (approximately 1 teaspoon) Collection Instructions:Collect entire random meconium specimen. | 0.45 g (approximately 0.5 teaspoon) | Illicit drug use during pregnancy is a major social and medical issue. Drug abuse during pregnancy is associated with significant perinatal complications, which include a high incidence of stillbirths, meconium-stained fluid, premature rupture of the membranes, maternal hemorrhage (abruption placenta or placenta praevia), and fetal distress.(1) In the neonate, the mortality rate, as well as morbidity (eg, asphyxia, prematurity, low birthweight, hyaline membrane disease, infections, aspirations pneumonia, cerebral infarction, abnormal heart rate and breathing patterns, drug withdrawal) are increased.(1) The disposition of drug in meconium is not well understood. The proposed mechanism is that the fetus excretes drug into bile and amniotic fluid. Drug accumulates in meconium either by direct deposit from bile or through swallowing of amniotic fluid.(2) The first evidence of meconium in the fetal intestine appears at approximately the 10th to 12th week of gestation and slowly moves into the colon by the 16th week of gestation.(3) Therefore, the presence of drugs in meconium has been proposed to be indicative of in utero drug exposure during the final 4 to 5 months of pregnancy, a longer historical measure than is possible by urinalysis.(2) | Negative Positive results are reported with a quantitative liquid chromatography tandem mass spectrometry result. Cutoff concentrations by competitive chemiluminescent immunoassay: Amphetamines : 100 ng/g Methamphetamine: 100 ng/g Benzoylecgonine (cocaine metabolite): 100 ng/g Opiates: 100 ng/g Tetrahydrocannabinol carboxylic acid (marijuana metabolite): 20 ng/g Phencyclidine: 20 ng/g | A positive result indicates that the baby was exposed to the drugs indicated. | If heroin use is suspected, specimen must be sent frozen to prevent loss of 6-monoacetylmorphine (6MAM, heroin metabolite). When refrigerated, a significant percentage of 6MAM will convert to morphine in fewer than 24 hours. Unless sent frozen, the cocaine metabolite,m-hydroxybenzoylecgonine, will degrade within 72 hours of collection. | 1. Ostrea EM Jr. Understanding drug testing in the neonate and the role of meconium analysis. J Perinat Neonatal Nurs. 2001;14(4):61-82; quiz 105-106 2. Ostrea EM Jr, Brady MJ, Parks PM, Asensio DC, Naluz A. Drug screening of meconium in infants of drug-dependent mothers; an alternative to urine testing. J Pediatr. 1989;115(3):474-477 3. Ahanya SN, Lakshmanan J, Morgan BL, Ross MG. Meconium passage in utero: mechanisms, consequences, and management. Obstet Gynecol Surv. 2005;60(1):45-56; quiz 73-74 4. Langman LJ Bechtel LK, Meier BM, Holstege C: Clinical toxicology. In: Rifai N, Horvath AR, Wittwer CT, eds. Tietz Textbook of Clinical Chemistry and Molecular Diagnostics. 6th ed. Elsevier; 2018:832-887 5.Langman LJ, Rushton AM, Thomas D, et al. Drug testing in support of the diagnosis of neonatal abstinence syndrome: The current situation. Clin Biochem. 2023;111:1-10. doi:10.1016/j.clinbiochem.2022.11.002 6. Marin SJ, Merrell M, McMillin GA. Drugs of abuse detection in meconium: a comparison between ELISA and biochip microarray. J Anal Toxicol. 2011;35(1):40-45. doi:10.1093/anatox/35.1.40 | The meconium sample received is screened by competitive chemiluminescent immunoassay by Randox Evidence+ to detect the presence of any of the drugs or drugs that cross react with amphetamine, methamphetamine, cocaine metabolite, opiates, phencyclidine, and carboxy-tetrahydrocannabinol. Meconium specimens identified as positive by this screen are analyzed using liquid chromatography tandem mass spectroscopy for the specific drug or drug class indicated.(Unpublished Mayo method) | 1 to 2 days | 2 weeks | This test was developed and its performance characteristics determined by Mayo Clinic in a manner consistent with CLIA requirements. It has not been cleared or approved by the US Food and Drug Administration. | 8030780324 (if appropriate)80359 (if appropriate)80353 (if appropriate)80361 (if appropriate)80365 (if appropriate)80349 (if appropriate)83992 (if appropriate) | Drugs of Abuse Screen, Meconium 5 | 49046-6 | 32208 | Chain of Custody | 77202-0
FD10S | Drugs of Abuse Screen, Serum |  | Enzyme-Linked Immunosorbent Assay (ELISA) | Yes | Drugs of Abuse Screen, S | If appropriate, confirmation testing will be performed at an additional charge. | ***Must submit one specimen per order. Specimens cannot be shared between multiple orders.*** Specimen Type: Serum Collection Container/Tube: Red top Submission Container/Tube:Plastic vial Specimen Volume: 4 mL Collection Instructions: 1. Draw blood in a plain, red-top tube(s),serum gel tube is not acceptable. 2. Centrifuge and send 4 mL of serum refrigerated in plastic, preservative-free vial. | 1.75 mL |  | Test,Result,Units, Opiates,None Detected,ng/mL, Cocaine/Metabolites,None Detected,ng/mL, Benzodiazepines,None Detected,ng/mL, Cannabinoids,None Detected,ng/mL, Amphetamines,None Detected,ng/mL, Barbiturates,None Detected,mcg/mL, Fentanyl/Acetyl Fentanyl,None Detected,ng/mL, Methadone/Metabolite,None Detected,ng/mL, Phencyclidine,None Detected,ng/mL, Methamphetamine/MDMA,None Detected,ng/mL, Oxycodone/Oxymorphone,None Detected,ng/mL, |  |  |  |  | 5 to 14 days |  | This test was developed and its performance characteristics determined by NMS Labs. It has not been cleared or approved by the U.S. Food and Drug Administration. | 80307 | Drugs of Abuse Screen, S | Not Provided | Z6248 | Fentanyl/Acetyl Fentanyl | 29356-3
DBMD | Duchenne/Becker Muscular Dystrophy, DMD Gene, Large Deletion/Duplication Analysis, Varies | Confirmation of a clinical diagnosis of Duchenne muscular dystrophy (DMD) or Becker muscular dystrophy (BMD) Distinguishing DMD from BMD in some cases, based on the type of deletion detected (allows for better prediction of prognosis) Determination of carrier status in family member at risk for DMD or BMD Prenatal diagnosis of DMD or BMD in at-risk pregnancies | Dosage Analysis by Polymerase Chain Reaction (PCR)/Multiplex Ligation-Dependent Probe Amplification (MLPA) | Yes | DMD/BMD Deletion/Duplication | For prenatal specimens only:If amniotic fluid (nonconfluent cultured cells) is received, amniotic fluid culture/genetic test will be added and charged separately. If chorionic villus specimen (nonconfluent cultured cells) is received, fibroblast culture for genetic test will be added and charged separately. For any prenatal specimen that is received, maternal cell contamination studies will be added. | Patient Preparation:A previous bone marrow transplant from an allogenic donor will interfere with testing. For instructions for testing patients who have received a bone marrow transplant, call 800-533-1710. Submit only 1 of the following specimens: Preferred: Specimen Type:Whole blood Container/Tube: Preferred:Lavender top (EDTA) or yellow top (ACD) Acceptable:Any anticoagulant Specimen Volume:3 mL Collection Instructions: 1. Invert several times to mix blood. 2. Send specimen in original tube.Do notaliquot. Specimen Stability Information:Ambient (preferred)/Refrigerated Prenatal Specimens Due to its complexity, consultation with the laboratory is required for all prenatal testing; call 800-533-1710 to speak to a genetic counselor. Specimen Type:Amniotic fluid Container/Tube:Amniotic fluid container Specimen Volume:20 mL Specimen Stability Information:Refrigerated (preferred)/Ambient Specimen Type:Chorionic villi Container/Tube:15-mL tube containing 15 mL of transport media Specimen Volume:20 mg Specimen Stability Information:Refrigerated Acceptable: Specimen Type:Confluent cultured cells Container/Tube:T-25 flask Specimen Volume:2 Flasks Collection Instructions:Submit confluent cultured cells from another laboratory. Specimen Stability Information:Ambient (preferred)/Refrigerated | Blood: 1 mL Amniotic Fluid: 10 mL Chorionic Villus: 5 mg | Duchenne muscular dystrophy (DMD) is an X-linked recessive disorder characterized initially by proximal muscle weakness beginning before age 5 years. Affected individuals typically have pseudohypertrophy of the calf muscles and exhibit toe-walking, waddling gait, and the Gower sign (climbing up the legs when rising from a seated position on the floor). Not only is skeletal muscle affected in DMD but also the smooth muscle of the gastrointestinal tract, and possibly bladder, as well as cardiac muscle. Initial symptoms are followed by dramatic progression of weakness leading to loss of ambulation by age 11 or 12. Death is often caused by cardiac failure or by respiratory failure before age 30 years unless ventilator support is provided. The allelic Becker muscular dystrophy (BMD) has a similar presentation, although age of onset is later, and the clinical course is much milder. Cardiac involvement can be the only sign and patients are often ambulatory into their thirties. DMD and BMD are caused by variants in theDMDgene, which encodes for dystrophin. Approximately 50% to 65% of patients have intragenic deletions and approximately 5% to 10% have intragenic duplications. Less frequently, DMD and BMD result from nondeletion and nonduplication variants, which are not detected by this assay. Approximately one-third of sporadic cases of DMD/BMD occur due to new variants. In sporadic cases, it is possible for the mother of an affected individual to have germline mosaicism. This means that the germ cells may contain a variant even if the variant is not detected in peripheral blood. In cases of germline mosaicism, which occurs with a frequency of up to 15%, further offspring are at risk for inheriting a dystrophin variant. | An interpretive report will be provided. | An interpretive report will be provided. | In addition to disease-related probes, the multiplex ligation-dependent probe amplification technique utilizes probes localized to other chromosomal regions as internal controls. In certain circumstances, these control probes may detect other diseases or conditions for which this test was not specifically intended. Results of the control probes are not normally reported. However, in cases where clinically relevant information is identified, the ordering physician will be informed of the result and provided with recommendations for any appropriate follow-up testing. This test may not detect deletions/duplications present in very low levels of mosaicism Rare alterations (ie, polymorphisms) exist that could lead to false-negative or false-positive results. If results obtained do not match the clinical findings, additional testing should be considered. Test results should be interpreted in the context of clinical findings, family history, and other laboratory data. Errors in our interpretation of results may occur if information given is inaccurate or incomplete. | 1.Thompson MW, McInnes RR, Willard HF: Genetics in Medicine. 5th ed. WB Saunders Company; 1991:367-372 2.Desquerre I, Christov C, Mayer M, et al: Clinical heterogeneity of duchenne muscular dystrophy (DMD): definition of sub-phenotypes and predictive criteria by long-term follow-up. PLoS One. 2009;4(2):e4347. doi: 10.1371/journal.pone.0004347 3. Verma S, Anziska Y, Cracco J: Review of Duchenne muscular dystrophy (DMD) for the pediatricians in the community. Clin Pediatr (Phila). 2010;49(11):1011-1017. doi: 10.1177/0009922810378738 | Multiple ligation-dependent probe amplification (MLPA) is utilized to test for the presence of large deletions and duplications within theDMDgene.(Unpublished Mayo method) | 14 to 21 days | Whole Blood: 2 weeks (if available); Extracted DNA: 3 months | This test was developed and its performance characteristics determined by Mayo Clinic in a manner consistent with CLIA requirements. It has not been cleared or approved by the US Food and Drug Administration. | 81161-DMD(dystrophin) (eg, Duchenne/Becker muscular dystrophy) deletion analysis and duplication analysis, if performedFibroblast Culture for Genetic Test88233-Tissue culture, skin or solid tissue biopsy (if appropriate)88240-Cryopreservation (if appropriate)Amniotic Fluid Culture/Genetic Test88235-Tissue culture for amniotic fluid (if appropriate)88240-Cryopreservation (if appropriate)Maternal Cell Contamination, B81265-Comparative analysis using Short Tandem Repeat (STR) markers; patient and comparative specimen (eg, pre-transplant recipient and donor germline testing, post-transplant non-hematopoietic recipient germline [eg, buccal swab or other germline tissue sample] and donor testing, twin zygosity testing or maternal cell contamination of fetal cells (if appropriate) | DMD/BMD Deletion/Duplication | 75385-5 | 55266 | Released By | 18771-6
DUCK | Duck Feathers, IgE, Serum | Establishing a diagnosis of an allergy to duck feathers Defining the allergen responsible for eliciting signs and symptoms Identifying allergens: -Responsible for allergic response and/or anaphylactic episode -To confirm sensitization prior to beginning immunotherapy -To investigate the specificity of allergic reactions to insect venom allergens, drugs, or chemical allergens | Fluorescence Enzyme Immunoassay (FEIA) | Yes | Duck Feathers, IgE | Serum | Collection Container/Tube: Preferred:Serum gel Acceptable:Red top Submission Container/Tube:Plastic vial Specimen Volume:0.5 mL for every 5 allergens requested Collection Instructions:Centrifuge and aliquot serum into a plastic vial. | For 1 allergen: 0.3 mL For more than 1 allergen: (0.05 mL x number of allergens) + 0.25 mL deadspace | Clinical manifestations of immediate hypersensitivity (allergic) diseases are caused by the release of proinflammatory mediators (histamine, leukotrienes, and prostaglandins) from IgE-sensitized effector cells (mast cells and basophils) when cell-bound IgE antibodies interact with an allergen. In vitro serum testing for IgE antibodies provides an indication of the immune response to allergens that may be associated with allergic disease. The allergens chosen for testing often depend upon the age of the patient, history of allergen exposure, season of the year, and clinical manifestations. In individuals predisposed to develop allergic disease, the sequence of sensitization and clinical manifestations proceed as follows: eczema and respiratory disease (rhinitis and bronchospasm) in infants and children less than 5 years due to food sensitivity (milk, egg, soy, and wheat proteins) followed by respiratory disease (rhinitis and asthma) in older children and adults due to sensitivity to inhalant allergens (dust mite, mold, and pollen inhalants). | Class,IgE kU/L,Interpretation, 0,<0.10,Negative, 0/1,0.10-0.34,Borderline/equivocal, 1,0.35-0.69,Equivocal, 2,0.70-3.49,Positive, 3,3.50-17.4,Positive, 4,17.5-49.9,Strongly positive, 5,50.0-99.9,Strongly positive, 6,> or =100,Strongly positive, | Detection of IgE antibodies in serum (class 1 or greater) indicates an increased likelihood of allergic disease as opposed to other etiologies and defines the allergens that may be responsible for eliciting signs and symptoms. The level of IgE antibodies in serum varies directly with the concentration of IgE antibodies expressed as a class score or kU/L. | Testing for IgE antibodies is not useful in patients previously treated with immunotherapy to determine if residual clinical sensitivity exists or in patients in whom the medical management does not depend upon identification of allergen specificity. Some individuals with clinically insignificant sensitivity to allergens may have measurable levels of IgE antibodies in serum, and test results must be interpreted in the clinical context. False-positive results for IgE antibodies may occur in patients with markedly elevated serum IgE (>2500 kU/L) due to nonspecific binding to allergen solid phases. | Homburger HA, Hamilton RG: Allergic diseases. In: McPherson RA, Pincus MR, eds. Henry's Clinical Diagnosis and Management by Laboratory Methods. 23rd ed.Elsevier; 2017:1057-1070 | Specific IgE from the patient's serum reacts with the allergen of interest, which is covalently coupled to an ImmunoCAP. After washing away nonspecific IgE, enzyme-labeled anti-IgE antibody is added to form a complex. After incubation, unbound anti-IgE is washed away, and the bound complex incubated with a developing agent. After stopping the reaction, the fluorescence of the eluate is measured. Fluorescence is proportional to the amount of specific IgE present in the patient's sample (ie, the higher the fluorescence value, the more IgE antibody is present).(Package insert: ImmunoCAP System Specific IgE FEIA. Phadia; Rev 06/2020) | Same day/1 to 3 days | 14 days | This test has been cleared, approved, or is exempt by the US Food and Drug Administration and is used per manufacturer's instructions. Performance characteristics were verified by Mayo Clinic in a manner consistent with CLIA requirements. | 86003 | Duck Feathers, IgE | 6100-2 | DUCK | Duck Feathers, IgE | 6100-2
FDME | Duck Meat IgE |  | Enzyme Immunoassay (EIA) | Yes | Duck Meat IgE | Serum | Specimen Type: Serum Container/Tube: Red or SST Specimen Volume: 0.5 mL Collection Instructions: Draw blood in a plain red-top tube(s), serum gel tube is acceptable. Spin down and send 0.5 mL of serum refrigerated in a plastic vial. | 0.5 mL |  | <0.35 kU/L | Class IgE (kU/L) Comment 0 <0.35 Below Detection 1 0.35-0.69 Low Positive 2 0.70-3.49 Moderate Positive 3 3.50-17.49 Positive 4 17.50-49.99 Strong Positive 5 >49.99 Very Strong Positive |  |  | The conventional EIA uses allergen-coated discs from several suppliers and an enzyme-labeled anti-IgE. | 4 to 7 days |  | This test was developed and its performance characteristics determined by Eurofins Viracor. It has not been cleared or approved by the U.S. Food and Drug Administration. | 86003 | Duck Meat IgE | 6101-0 | Z3899 | CLASS | Unable to Verify
DULOX | Duloxetine, Serum | Monitoring duloxetine serum concentration during therapy Evaluating potential duloxetine toxicity Evaluating patient compliance | Liquid Chromatography Tandem Mass Spectrometry (LC-MS/MS) | Yes | Duloxetine, S | Serum Red | Collection Container/Tube:Red top (serum gel/SST arenot acceptable) Submission Container/Tube:Plastic vial Specimen Volume:1 mL Collection Instructions: 1. Draw blood immediately before the next scheduled dose (trough). 2. Centrifuge and aliquot serum into plastic vial within 2 hours of collection. | 0.5 mL | Duloxetine is an antidepressant of the serotonin-norepinephrine reuptake inhibitor class. It is effective in treating symptoms of depression, including physical pain associated with depression; other uses include therapy of neuropathic pain, fibromyalgia, and urinary stress incontinence. Duloxetine also inhibits serotonin uptake in human platelets and may be associated with potentiation of bleeding. Duloxetine undergoes extensive hepatic biotransformation to numerous inactive metabolites. The drug is metabolized by cytochrome P450 (CYP) 1A2 and CYP2D6, with moderate potential for drug interactions (duloxetine is both a substrate and a moderate inhibitor of CYP2D6). The mean elimination half-life is 12.5 hours with steady-state concentrations occurring in about 3 days. Specimens for therapeutic monitoring should be collected immediately before the next scheduled dose (ie, trough). Duloxetine is not recommended for patients with hepatic impairment, substantial alcohol use, or chronic liver disease. Use in patients with kidney disease significantly increases exposure to duloxetine due to decreased elimination. Patients with mild-to-moderate kidney dysfunction should be monitored closely; use of duloxetine is not recommended for patients with kidney failure. |  | Therapeutic ranges are not well-established, but literature suggests that patients receiving duloxetine monotherapy for depression responded well when trough concentrations were 30 to 120 ng/mL. Higher levels may be tolerated by individual patients. The therapeutic relevance of this concentration range to other uses of duloxetine therapy is currently unknown. | Specimens obtained using gel tube or anticoagulant collections cause assay interference. | 1. Hiemke C, Bergemann N, Clement HW, et al. Consensus guidelines for therapeutic drug monitoring in neuropsychopharmacology: Update 2017. Pharmacopsychiatry. 2018;51(1-02):9-62 2. Westanmo AD, Gayken J, Haight R. Duloxetine: a balanced and selective norepinephrine- and serotonin-reuptake inhibitor. Am J Health-Syst Pharm. 2005;62(23):2481-2490 3. Waldschmitt C, Vogel F, Pfuhlmann B, Hiemke C. Duloxetine serum concentrations and clinical effects. Data from a therapeutic drug monitoring (TDM) survey. Pharmacopsychiatry. 2009;42(5):189-193 4. Feighner JP, Cohn JB. Double-blind comparative trials of fluoxetine and doxepin in geriatric patients with major depressive disorder. J Clin Psychiatry. 1985;46(3 Pt 2):20-25 5. Kelly MW, Perry PJ, Holstad SG, Garvey MJ. Serum fluoxetine and norfluoxetine concentrations and antidepressant response. Ther Drug Monit. 1989;11:165-170 6. Benfield P, Heel RC, Lewis SP. Fluoxetine: a review of its pharmacodynamic and pharmacokinetic properties, and therapeutic efficacy in depressive illness. Drugs. 1986;32(6):481-508 7. Wille SM, Cooreman SG, Neels, et al. Relevant issues in the monitoring and toxicology of antidepressants. Crit Rev Clin Lab Sci. 2008;45(1):25-89 | Serum samples containing duloxetine are diluted in an aqueous solution containing deuterated internal standard and then injected onto a high-turbulence liquid chromatography system for online extraction. Detection is by tandem mass spectrometry.(Unpublished Mayo method) | 1 to 8 days | 14 days | This test was developed and its performance characteristics determined by Mayo Clinic in a manner consistent with CLIA requirements. It has not been cleared or approved by the US Food and Drug Administration. | 80299 | Duloxetine, S | 46227-5 | 89305 | Duloxetine, S | 46227-5
DYS2 | Dysautonomia, Autoimmune/Paraneoplastic Evaluation, Serum | Investigating idiopathic dysautonomic symptoms Directing a focused search for cancer in patients with idiopathic dysautonomia Investigating autonomic symptoms that appear in the course or wake of cancer therapy and are not explainable by recurrent cancer or metastasis (detection of autoantibodies in this profile helps differentiate autoimmune dysautonomia from the effects of chemotherapy) | ANN1S, AN1TS, APBIS, APBTS, DPPTS, PCAB2, PC2TS, CRMS, CRMTS: Indirect Immunofluorescence Assay (IFA) APBCS, CS2CS, DPPCS, LG1CS: Cell Binding Assay (CBA) CRMWS: Western Blot (WB) AN1BS, AN2BS: Immunoblot (IB) GANG: Radioimmunoassay (RIA) ADEI: Medical Interpretation | Yes | Dysautonomia, Autoimm/Paraneo, S | If the indirect immunofluorescence assay (IFA) patterns suggest collapsin response-mediator protein (CRMP)-5-IgG, then the CRMP-5-IgG IFA titer and CRMP-5-IgG Western blot will be performed at an additional charge. | Patient Preparation:For optimal antibody detection, specimen collection is recommended before initiation of immunosuppressant medication or intravenous immunoglobulin treatment. Supplies:SarstedtAliquot Tube, 5 mL (T914) Collection Container/Tube: Preferred:Red top Acceptable:Serum gel Submission Container/Tube:Plastic vial Specimen Volume:4 mL Collection Instructions:Centrifuge and aliquot serum into a plastic vial. | 2.5 mL | Autoimmune dysautonomia encompasses disorders of peripheral autonomic synapses, ganglionic neurons, autonomic nerve fibers, and central autonomic pathways mediated by neural-specific IgG or effector T cells. These disorders may be idiopathic or paraneoplastic, subacute or insidious in onset, and may present as a limited disorder or generalized pandysautonomia. Pandysautonomia is usually subacute in onset and severity and includes impaired pupillary light reflex, anhidrosis, orthostatic hypotension, cardiac arrhythmias, gastrointestinal dysmotility, sicca manifestations, and bladder dysfunction. Limited dysautonomia is confined to one or just a few domains, is often mild, and may include sicca manifestations, postural orthostatism and cardiac arrhythmias, bladder dysfunction, or gastrointestinal dysmotilities. Diagnosis of limited dysautonomia requires documentation ofobjective abnormalities by autonomic reflex testing, thermoregulatory sweat test, or gastrointestinal motility studies. The most frequently encountered autoantibody marker of autoimmune dysautonomia is the neuronal ganglionic alpha-3-acetylcholine receptor (AChR) autoantibody. This autoantibody to date is the only proven effector of autoimmune dysautonomia. A direct relationship has been demonstrated between antibody titer and severity of dysautonomia in both alpha-3-AChR-immunized animals and patients with autoimmune dysautonomia. Patients with high alpha-3-AChR autoantibody values (>1.0 nmol/L) generally have profound pandysautonomia. Dysautonomic patients with lower alpha-3-AChR autoantibody values (0.03-0.99 nmol/L) have limited dysautonomia. Importantly, cancer is detected in 30% of patients with alpha-3-AChR autoantibody. Cancers recognized include small-cell lung carcinomas, thymoma, lymphoma, and adenocarcinomas of breast, lung, prostate, and gastrointestinal tract. Cancer risk factors include a previous or family history of cancer, history of smoking, or social or environmental exposure to carcinogens. Early diagnosis and treatment of the neoplasm favors neurologic improvement and lessens morbidity. Autoantibodies to other onconeural proteins shared by neurons, glia, or muscle (eg, antineuronal nuclear antibody-type 1 [ANNA-1],collapsin response-mediator protein-5 neuronal [CRMP-5-IgG]) serve as additional markers of paraneoplastic or idiopathic dysautonomia. A specific neoplasm is often predictable by the individual patient's autoantibody profile. | Test ID,Reporting name,Methodology*,Reference value, ADEI,Dysautonomia, Interpretation, S,Medical interpretation,Interpretive report, GANG,AChR Ganglionic Neuronal Ab, S,RIA,< or =0.02 nmol/L, ANN1S,Anti-Neuronal Nuclear Ab, Type 1,IFA,Negative, APBIS,AP3B2 IFA, S,IFA,Negative, CS2CS,CASPR2-IgG CBA, S,CBA,Negative, CRMS,CRMP-5-IgG, S,IFA,Negative, DPPCS,DPPX Ab CBA, S,CBA,Negative, LG1CS,LGI1-IgG CBA, S,CBA,Negative, PCAB2,Purkinje Cell Cytoplasmic Ab Type 2,IFA,Negative, Test ID,Reporting name,Methodology*,Reference value, AN1BS,ANNA-1 Immunoblot, S,IB,Negative, AN1TS,ANNA-1 Titer, S,IFA,<1:240, AN2BS,ANNA-2 Immunoblot, S,IB,Negative, APBCS,AP3B2 CBA, S,CBA,Negative, APBTS,AP3B2 IFA Titer, S,IFA,<1:240, CRMTS,CRMP-5-IgG Titer, S,IFA,<1:240, CRMWS,CRMP-5-IgG Western Blot, S,WB,Negative, DPPTS,DPPX Ab IFA Titer, S,IFA,<1:240, PC2TS,PCA-2 Titer, S,IFA,<1:240, | Antibodies directed at onconeural proteins shared by neurons, muscle, and glia are valuable serological markers of a patient's immune response to cancer. These autoantibodies are not found in healthy subjects and are usually accompanied by subacute neurological signs and symptoms. It is not uncommon for more than one autoantibody to be detected in patients with autoimmune dysautonomia. These include: -Plasma membrane cation channel antibodies (neuronal ganglionic [alpha-3]). These autoantibodies are potential effectors of autonomic dysfunction. -Antineuronal nuclear antibody-type 1 (ANNA-1) -Neuronal and muscle cytoplasmic antibodies (collapsin response-mediator protein-5 neuronal [CRMP-5 IgG]) A rising autoantibody titer in previously seropositive patients suggests cancer recurrence. | Negative results do not exclude autoimmune dysautonomia or cancer. Intravenous immunoglobulin (IVIg) treatment prior to the serum collection may cause a false-positive result. | 1. Cutsforth-Gregory JK, McKeon A, Coon EA, et al. Ganglionic antibody level as a predictor of severity of autonomic failure. Mayo Clin Proc. 2018;93(10):1440-1447. doi:10.1016/j.mayocp.2018.05.033 2. Tobin WO, Lennon VA, Komorowski L, et al. DPPX potassium channel antibody: frequency, clinical accompaniments, and outcomes in 20 patients. Neurology. 2014;83(20):1797-1803. doi:10.1212/WNL.0000000000000991 | Cell Binding Assay: Patient specimen is applied to a composite slide containing transfected and nontransfected HEK-293 cells. After incubation and washing, fluorescein-conjugated goat-antihuman IgG is applied to detect the presence of patient IgG binding.(Package insert: IIFT: Neurology Mosaics, Instructions for the indirect immunofluorescence test. EUROIMMUN; FA_112d-1_A_UK_C13, 02/2019) Indirect Immunofluorescence Assay: The patient's sample is tested by a standardized immunofluorescence assay that uses a composite frozen section of mouse cerebellum, kidney, and gut tissues. After incubation with sample and washing, fluorescein-conjugated goat-antihuman IgG is applied. Neuron-specific autoantibodies are identified by their characteristic fluorescence staining patterns. Samples that are scored positive for any neuronal nuclear or cytoplasmic autoantibody are titrated to an endpoint. Interference by coexisting non-neuron-specific autoantibodies can usually be eliminated by serologic absorption.(Honorat JA, Komorowski L, Josephs KA, et al. IgLON5 antibody: neurological accompaniments and outcomes in 20 patients. Neurol Neuroimmunol Neuroinflamm 2017;4(5):e385. doi:10.1212/NXI.0000000000000385) Radioimmunoassay: (125)I-labeled recombinant human antigens or labeled receptors are incubated with patient specimen. After incubation, anti-human IgG is added to form an immunoprecipitate. The amount of (125)I-labeled antigen in the immunoprecipitate is measured using a gamma-counter. The amount of gamma emission in the precipitate is proportional to the amount of antigen-specific IgG in the specimen. Results are reported as units of precipitated antigen (nmol) per liter of patient sample.(Griesmann GE, Kryzer TJ, Lennon VA. Autoantibody profiles of myasthenia gravis and Lambert-Eaton myasthenic syndrome. In: Rose NR, Hamilton RG, eds. Manual of Clinical and Laboratory Immunology. 6th ed. ASM Press; 2002:1005-1012; Walikonis JE, Lennon V.A Radioimmunoassay for glutamic acid decarboxylase [GAD65] autoantibodies as a diagnostic aid for stiff-man syndrome and a correlate of susceptibility to type 1 diabetes mellitus. Mayo Clin Proc. 1998 December;73[12]:1161-1166; Jones AL, Flanagan EP, Pittock SJ, et al. Responses to and outcomes of treatment of autoimmune cerebellar ataxia in adults.JAMA Neurol. 2015;72[11]:1304-1312. doi:10.1001/jamaneurol.2015.2378) Immunoblot: All steps are performed at room temperature (18 to 28 degrees C) utilizing the EUROBlot One instrument. Diluted patient serum (1:101) is added to test strips (strips containing recombinant antigen manufactured and purified using biochemical methods) in individual channels and incubated for 30 minutes. Positive samples will bind to the purified recombinant antigen and negative samples will not bind. Strips are washed to remove unbound serum antibodies and then incubated with anti-human IgG antibodies (alkaline phosphatase-labelled) for 30 minutes. The strips are again washed to remove unbound anti-human IgG antibodies and nitroblue tetrazolium chloride/5-bromo-4-chloro-3-indolylphosphate substrate is added. Alkaline phosphatase enzyme converts the soluble substrate into a colored insoluble product on the membrane to produces a black band. Strips are digitized via picture capture on the EUROBlot One instrument and evaluated with the EUROLineScan software.(O'ConnorK, Waters P, Komorowski L, et al. GABAA receptor autoimmunity: A multicenter experience. Neurol Neuroimmunol Neuroinflamm. 2019;6[3]:e552. doi:10.1212/NXI.0000000000000552) Western Blot: Neuronal antigens extracted aqueously from adult rat cerebellum, full-length recombinant human collapsin response-mediator protein-5 (CRMP-5), or full-length recombinant human amphiphysin protein is denatured, reduced, and separated by electrophoresis on 10% polyacrylamide gel. IgG is detected autoradiographically by enhanced chemiluminescence.(Yu Z, Kryzer TJ, Griesmann GE, Kim K, Benarroch EE, Lennon VA. CRMP-5 neuronal autoantibody: marker of lung cancer and thymoma-related autoimmunity. Ann Neurol. 2001 February;49[2]:146-154; Dubey D, Jitprapaikulsan J, Bi H, et al. Amphiphysin-IgG autoimmune neuropathy: A recognizable clinicopathologic syndrome. Neurology. 2019;93(20):e1873-e1880. doi:10.1212/WNL.0000000000008472) | 8 to 12 days | 28 days | This test was developed and its performance characteristics determined by Mayo Clinic in a manner consistent with CLIA requirements. It has not been cleared or approved by the US Food and Drug Administration. | 8351986255 x 784182 AN1BS (if appropriate)86256 AN1TS (if appropriate)84182 AN2BS (if appropriate)86255 APBCS (if appropriate)86256 APBTS (if appropriate)86256 CRMTS (if appropriate)84182 CRMWS (if appropriate)86256 DPPTS (if appropriate)86256 PC2TS (if appropriate) | Dysautonomia, Autoimm/Paraneo, S | 99000-2 | 615863 | AP3B2 IFA, S | 101907-4
ECADB | E-Cadherin Immunostain, Bone Marrow, Technical Component Only | Differentiation between lobular and ductal neoplasms of the breast | Immunohistochemistry (IHC) | Yes | Bone Marrow E-Cadherin IHC, T Only | For the initial technical component only immunohistochemical (IHC) stain performed, the appropriate bill-only test ID will be reflexed and charged (IHTOI). For each additional technical component only IHC stain performed, an additional bill-only test ID will be reflexed and charged (IHTOA). | Supplies:Immunostain Technical Only Envelope (T693) Specimen Type:Tissue Container/Tube:Immunostain Technical Only Envelope Preferred:2 Unstained positively charged glass slides (25- x 75- x 1-mm) per test ordered; sections 4-microns thick; B5 fixed, decalcified, paraffin-embedded bone marrow tissue. Acceptable:B5 fixed, decalcified, paraffin-embedded bone marrow tissue block. |  | Membrane protein expressed on normal breast epithelial cells. Expression can be lost on lobular neoplasms of the breast, in contrast to ductal neoplasms of the breast. |  | This test does not include pathologist interpretation: only technical performance of the stain. If interpretation is required, order PATHC / Pathology Consultation for a full diagnostic evaluation or second opinion of the case. The positive and negative controls are verified as showing appropriate immunoreactivity and documentation is retained at Mayo Clinic Rochester. If a control tissue is not included on the slide, a scanned image of the relevant quality control tissue is available upon request, call 855-516-8404. Interpretation of this test should be performed in the context of the patient's clinical history and other diagnostic tests by a qualified pathologist. | This test is optimized for use on B5-fixed, decalcified, paraffin-embedded bone marrow specimens. Age of a cut paraffin section can affect immunoreactivity. Stability thresholds vary widely among published literature and are antigen-dependent. Best practice is for paraffin sections to be cut within 6 weeks. | 1. Engstrom MJ, Opdahl S, Vatten LJ, Haugen OA, Bofin AM. Invasive lobular breast cancer: The prognostic impact of histopathological grade, E-cadherin and molecular subtypes. Histopathol. 2015;66(3):409-419 2.Dabbs DJ, Schnitt SJ, Geyer FC,et al.Lobular neoplasia of the breast revisited with emphasis on the role of e-cadherin immunohistochemistry.Am J Surg Pathol.2013;37(7);e1-e11 3. Liu J, Feng C, Deng M, et al. E-cadherin expression phenotypes associated with molecular subtypes in invasive non-lobular breast cancer: evidence from a retrospective study and meta-analysis.World J Surg Onc. 2017;15(1):139 4. Magaki S, Hojat SA, Wei B, So A, Yong WH. An introduction to the performance of immunohistochemistry. Methods Mol Biol. 2019;1897:289-298. doi:10.1007/978-1-4939-8935-5_25 | Immunohistochemistry on sections of paraffin-embedded tissue.(Unpublished Mayo method) | 1 to 3 days | Until staining is complete. | This test has been cleared, approved, or is exempt by the US Food and Drug Administration and is used per manufacturer's instructions. Performance characteristics were verified by Mayo Clinic in a manner consistent with CLIA requirements. | 88342-TC, primary88341-TC, if additional IHC | Bone Marrow E-Cadherin IHC, T Only | Order only;no result | 603212 | Bone Marrow E-Cadherin IHC, T Only | Bill only; no result
ECAD | E-Cadherin Immunostain, Technical Component Only | Differentiation between lobular and ductal neoplasms of the breast | Immunohistochemistry (IHC) | Yes | E-Cadherin IHC, Tech Only | For the initial technical component only immunohistochemical (IHC) stain performed, the appropriate bill-only test ID will be reflexed and charged (IHTOI). For each additional technical component only IHC stain performed, an additional bill-only test ID will be reflexed and charged (IHTOA). | Supplies:Immunostain Technical Only Envelope (T693) Specimen Type:Tissue Container/Tube:Immunostain Technical Only Envelope Preferred:2 Unstained positively charged glass slide (25- x 75- x 1-mm) per test ordered; sections 4-microns thick Acceptable:Formalin-fixed, paraffin-embedded tissue block |  | Membrane protein expressed on normal breast epithelial cells. Expression can be lost on lobular neoplasms of the breast, in contrast to ductal neoplasms of the breast. |  | This test does not include pathologist interpretation, only technical performance of the stain. If interpretation is required, order PATHC / Pathology Consultation for a full diagnostic evaluation or second opinion of the case. The positive and negative controls are verified as showing appropriate immunoreactivity. If a control tissue is not included on the slide, a scanned image of the relevant quality control tissue is available upon request; call 855-516-8404. Interpretation of this test should be performed in the context of the patient's clinical history and other diagnostic tests by a qualified pathologist. | Age of a cut paraffin section can affect immunoreactivity. Stability thresholds vary widely among published literature and are antigen dependent. Best practice is for paraffin sections to be cut within 6 weeks. | 1.Engstrom MJ, Opdahl S, Vatten LJ, et al. Invasive Lobular Breast Cancer: The Prognostic Impact of Histopathological Grade, E-cadherin and Molecular Subtypes. Histopathol. 2015;66(3):409-419 2.Dabbs DJ, Schnitt SJ, Geyer FCet al. Lobular neoplasia of the breast revisited with emphasis on the role of e-cadherin immunohistochemistry.Am J Surg Pathol.2013;37:e1-e11 3.Liu J, Feng C, Deng M, et al. E-cadherin expression phenotypes associated with molecular subtypes in invasive non-lobular breast cancer: evidence from a retrospective study and meta-analysis.World J Surg Onc. 2017;15:139 4. Magaki S, Hojat SA, Wei B, So A, Yong WH. An introduction to the performance of Immunohistochemistry. Methods Mol Biol. 2019;1897:289-298. doi:10.1007/978-1-4939-8935-5_25 | Immunohistochemistry on sections of paraffin-embedded tissue.(Unpublished Mayo method) | 1 to 3 days | Until staining is complete. | This test has been cleared, approved, or is exempt by the US Food and Drug Administration and is used per manufacturer's instructions. Performance characteristics were verified by Mayo Clinic in a manner consistent with CLIA requirements. | 88342-TC, primary88341-TC, if additional IHC | E-Cadherin IHC, Tech Only | Order only;no result | 70736 | E-Cadherin IHC, Tech Only | Bill only; no result
EOIBD | Early Onset Monogenic Inflammatory Bowel Disease (IBD) Gene Panel, Varies | Providing a comprehensive genetic evaluation for patients with a personal or family history suggestive of an inherited inflammatory bowel disorder Establishing a diagnosis of a monogenic early onset inflammatory bowel disease, allowing for appropriate management and surveillance for disease features based on the gene and/or variant involved Identifying variants within genes known to be associated with monogenic early onset inflammatory bowel disease, allowing for predictive testing of at-risk family members | Sequence Capture and Amplicon-Based Next-Generation Sequencing (NGS)/Quantitative Real-Time Polymerase Chain Reaction (qPCR) and Sanger Sequencing as needed | Yes | Early Onset IBD Gene Panel | For skin biopsy or cultured fibroblast specimens, fibroblast culture will be performed at an additional charge. If viable cells are not obtained, the client will be notified. | Patient Preparation:A previous bone marrow transplant from an allogenic donor will interfere with testing. Call 800-533-1710 for instructions for testing patients who have received a bone marrow transplant. Submit only 1 of the following specimens: Specimen Type:Whole blood Container/Tube: Preferred:Lavender top (EDTA) or yellow top (ACD) Acceptable:Any anticoagulant Specimen Volume:3 mL Collection Instructions: 1. Invert several times to mix blood. 2. Send whole blood specimen in original tube.Do not aliquot. Specimen Stability Information:Ambient (preferred) 4 days/Refrigerated Specimen Type: Skin biopsy Supplies: Fibroblast Biopsy Transport Media (T115) Container/Tube: Sterile container with any standard cell culture media (eg, minimal essential media, RPMI 1640). The solution should be supplemented with 1% penicillin and streptomycin. Specimen Volume: 4-mm punch Specimen Stability Information: Refrigerated (preferred)/Ambient Additional Information:A separate culture charge will be assessed under CULFB / Fibroblast Culture for Biochemical or Molecular Testing. An additional 3 to 4 weeks is required to culture fibroblasts before genetic testing can occur. SpecimenType: Cultured fibroblasts Container/Tube: T-25 flask SpecimenVolume: 2 Flasks CollectionInstructions: Submit confluent cultured fibroblast cells from a skin biopsy from another laboratory. Cultured cells from a prenatal specimen will not be accepted. Specimen Stability Information: Ambient (preferred)/Refrigerated (<24 hours) Additional Information:A separate culture charge will be assessed under CULFB / Fibroblast Culture for Biochemical or Molecular Testing. An additional 3 to 4 weeks is required to culture fibroblasts before genetic testing can occur. | Blood: 1 mL Skin biopsy or cultured fibroblasts: See Specimen Required | Inflammatory bowel disease (IBD) is a term encompassing numerous disorders featuring chronic intestinal inflammation. These conditions are typically classified as either Crohn disease or ulcerative colitis based on clinical features, colonoscopy findings, histologic changes, and the anatomical distribution of disease. However, some cases are not readily classified or may have overlapping features and are classified as IBD-unspecified (IBD-U). The incidence of IBD has rapidly increased in children and adults over the past few decades. Common symptoms include diarrhea, abdominal pain, fatigue, and failure to thrive or unintentional weight loss. IBD is caused by a combination of dysregulated immune response, microbial dysbiosis, and environmental triggers and occurs in individuals with genetic susceptibility. Most IBD is thought to be either polygenic or multifactorial. However, in rare cases, IBD or IBD-like intestinal inflammation can be attributed to disease-causing variants in a single gene (ie, monogenic inheritance) that result in a highly penetrant condition that presents early in life. Many monogenic forms of IBD are disorders of immune deficiency or dysregulation. Genes associated with IBD continue to be identified with advances in sequencing technology. However, 70% to 80% of patients have IBD without a known genetic etiology. While the peak age of onset of IBD is between the ages of 20 and 40 years, the incidence of IBD in pediatric patients is increasing. When IBD presents in children younger than 6 years old, it is described as very early onset IBD (VEO-IBD). IBD that presents in children younger than 2 years old is described as infantile-onset IBD. VEO-IBD differs from IBD in older patients in that it is more likely to be IBD-U and have a monogenic cause, particularly among those with infantile-onset IBD. Conditions associated with VEO-IBD can be grouped into the following broad, sometimes overlapping categories: disorders of general immune dysregulation (eg,. IL-10 signaling defects, IPEX syndrome, STAT3 gain-of-function); T- and B-cell defects (eg,. LRBA deficiency, CTLA4 deficiency, Wiskott Aldrich syndrome, severe combined immunodeficiency [SCID]/Omenn syndrome); phagocytic defects (eg,. chronic granulomatous disease); hyper- or auto-inflammatory disorders (eg,. familial Mediterranean fever, familial hemophagocytic lymphohistiocytosis); epithelial barrier dysfunction (eg, TTC7A deficiency, nuclear factor kappa B essential modulator [NEMO] deficiency); and syndromic conditions (eg, trichohepatoenteric syndrome, CHAPLE [CD55 deficiency with hyper-activation of complement, angiopathic thrombosis, and severe protein-losing enteropathy] syndrome). Previous reports indicate patients with a monogenic form of IBD may not respond as well to conventional treatment modalities. Identification of the genetic cause of disease in these individuals is important as it may change their treatment plan. Depending on the genetic cause, targeted therapies or allogeneic hematopoietic stem cell transplantation may be beneficial. Therefore, early diagnosis and identification of the specific underlying genetic alteration is important in order to inform treatment, such as medical therapy, surgery, and stem cell transplant and to reduce the high morbidity and mortality associated with these conditions. Individuals with polygenic or monogenic IBD may have other family members affected with IBD. A family history of IBD is more common among those with VEO-IBD. If a monogenic cause is identified in an individual, family members may be tested for the genetic variant to assess their risk of developing IBD or to guide therapy for those who are affected. | An interpretive report will be provided. | All detected variants are evaluated according to American College of Medical Genetics and Genomics recommendations.(1) Variants are classified based on known, predicted, or possible pathogenicity and reported with interpretive comments detailing their potential or known significance. | Clinical Correlations: Test results should be interpreted in the context of clinical findings, family history, and other laboratory data. Misinterpretation of results may occur if the information provided is inaccurate or incomplete. If testing was performed because of a clinically significant family history, it is often useful to first test an affected family member. Detection of a reportable variant in an affected family member would allow for more informative testing of at-risk individuals. To discuss the availability of additional testing options or for assistance in the interpretation of these results, contact Mayo Clinic Laboratories genetic counselors at 800-533-1710. Technical Limitations: Next-generation sequencing may not detect all types of genomic variants. In rare cases, false-negative or false-positive results may occur. The depth of coverage may be variable for some target regions; assay performance below the minimum acceptable criteria or for failed regions will be noted. Given these limitations, negative results do not rule out the diagnosis of a genetic disorder. If a specific clinical disorder is suspected, evaluation by alternative methods can be considered. There may be regions of genes that cannot be effectively evaluated by sequencing or deletion and duplication analysis as a result of technical limitations of the assay, including regions of homology, high guanine-cytosine (GC) content, and repetitive sequences. Confirmation of select reportable variants will be performed by alternate methodologies based on internal laboratory criteria. This test is validated to detect 95% of deletions up to 75 base pairs (bp) and insertions up to 47 bp. Deletions-insertions (delins) of 40 or more bp, including mobile element insertions, may be less reliably detected than smaller delins. Deletion/Duplication Analysis: This analysis targets single and multi-exon deletions/duplications; however, in some instances, single exon resolution cannot be achieved due to isolated reduction in sequence coverage or inherent genomic complexity. Balanced structural rearrangements (such as translocations and inversions) may not be detected. This test is not designed to detect low levels of mosaicism or to differentiate between somatic and germline variants. If there is a possibility that any detected variant is somatic, additional testing may be necessary to clarify the significance of results. Genes may be added or removed based on updated clinical relevance. For detailed information regarding gene specific performance and technical limitations, see Method Description or contact a laboratory genetic counselor. If the patient has had an allogeneic hematopoietic stem cell transplant or a nonleukoreduced blood transfusion, results may be inaccurate due to the presence of donor DNA. Call Mayo Clinic Laboratories for instructions for testing patients who have received a bone marrow transplant. Reclassification of Variants: Currently, it is not standard practice for the laboratory to systematically review previously classified variants on a regular basis. The laboratory encourages health care providers to contact the laboratory at any time to learn how the classification of a particular variant may have changed over time. Due to broadening genetic knowledge, it is possible that the laboratory may discover new information of relevance to the patient. Should that occur, the laboratory may issue an amended report. Variant Evaluation: Evaluation and categorization of variants are performed using published American College of Medical Genetics and Genomics and the Association for Molecular Pathology recommendations as a guideline. (1) Other gene-specific guidelines may also be considered. Variants are classified based on known, predicted, or possible pathogenicity and reported with interpretive comments detailing their potential or known significance. Variants classified as benign or likely benign are not reported. Multiple in silico evaluation tools may be used to assist in the interpretation of these results. The accuracy of predictions made by in silico evaluation tools is highly dependent upon the data available for a given gene, and periodic updates to these tools may cause predictions to change over time. Results from in silico evaluation tools should be interpreted with caution and professional clinical judgement. Rarely, incidental or secondary findings may implicate another predisposition or presence of active disease. These findings will be carefully reviewed to determine whether they will be reported. | 1. Uhlig HH, Schwerd T, Koletzko S, et al. The diagnostic approach to monogenic very early onset inflammatory bowel disease. Gastroenterology. 2014;147(5):990-1007 2. Uhlig HH, Schwerd T: From genes to mechanisms. The expanding spectrum of monogenic disorders associated with inflammatory bowel disease. Inflamm Bowel Dis. 2016;22(1):202-212 3. Kelsen JR, Baldassano RN, Artis D, Sonnenberg GF. Maintaining intestinal health: the genetics and immunology of very early-onset inflammatory bowel disease. Cell Mol Gastroenterol Hepatol. 20151;1(5):462-476 4. Ouahed J, Spencer E, Kotlarz D, et al. Very early onset inflammatory bowel disease: A clinical approach with a focus on the role genetics and underlying immune deficiencies. Inflamm Bowel Dis. 2020;26(6):820-842 5. Richards S, Aziz N, Bale S, et al: Standards and guidelines for the interpretation of sequence variants: a joint consensus recommendation of the American College of Medical Genetics and Genomics and the Association for Molecular Pathology. Genet Med. 2015;17(5)405-24 | Next-generation sequencing (NGS) and/or Sanger sequencing is performed to test for the presence of variants in coding regions and intron/exon boundaries of the genes analyzed, as well as some other regions that have known disease-causing variants. The human genome reference GRCh37/hg19 build was used for sequence read alignment. At least 99% of the bases are covered at a read depth over 30X. Sensitivity is estimated at above 99% for single nucleotide variants, above 94% for deletions/insertions (delins) less than 40 base pairs (bp), above 95% for deletions up to 75 bp and insertions up to 47 bp. NGS and/or a polymerase chain reaction-based quantitative method is performed to test for the presence of deletions and duplications in the genes analyzed. There may be regions of genes that cannot be effectively evaluated by sequencing or deletion and duplication analysis as a result of technical limitations of the assay, including regions of homology, high guanine-cytosine (GC) content, and repetitive sequences.SeeTargeted Genes and Methodology Details for Early Onset Monogenic Inflammatory Bowel Disease (IBD) Gene Panelfor details regarding the targeted gene regions identified by this test.(Unpublished Mayo method)(Unpublished Mayo method) Genes analyzed:ADA, ADAM17, AICDA, AIRE, ALPI, ANKZF1, ARPC1B, ASAH1, BACH2, BTK, CARMIL2, CASP8, CD3G, CD40LG, CD55, COL7A1, CTLA4, CYBA, CYBB, CYBC1, DCLRE1C, DEF6, DGAT1, DKC1, DOCK8, DUOX2, EPCAM, FCHO1, FERMT1, FOXP3, G6PC(G6PC1), G6PC3, GUCY2C, HPS1, HPS3, HPS4, HPS6, ICOS, IFIH1, IKBKG, IL10, IL10RA, IL10RB, IL21, IL21R, IL2RA, IL2RB, IL2RG, IL7R, ITCH, ITGB2, JAK1, LCT, LIG4, LRBA, MALT1, MEFV, MVK, MYO5B, NCF2, NCF4, NEUROG3, NFKBIA, NLRC4, PAX1, PCSK1, PIK3CD, PIK3R1, PLCG2, PLVAP, POLA1, RAG1, RAG2, RIPK1, RTEL1, SH2D1A, SI, SKIV2L, SLC10A2, SLC26A3, SLC37A4, SLC39A4, SLC51B, SLC5A1, SLC9A3, SPINT2, STAT1, STAT3, STAT5B, STIM1, STX3, STXBP2, TGFB1, TGFBR1, TGFBR2, TLR3, TNFAIP3, TRIM22, TRNT1, TTC37, TTC7A, UNC45A, WAS, WIPF1, XIAP, ZAP70,andZBTB24 | 28 to 42 days | Whole blood: 2 weeks (if available); Extracted DNA: 3 months; Cultured fibroblasts, skin biopsy: 1 month | This test was developed and its performance characteristics determined by Mayo Clinic in a manner consistent with CLIA requirements. It has not been cleared or approved by the US Food and Drug Administration. | 8144388233- Tissue culture, skin, solid tissue biopsy (if appropriate)88240- Cryopreservation (if appropriate) | Early Onset IBD Gene Panel | 105196-0 | 620133 | Released By | 18771-6
EEPC | Eastern Equine Encephalitis Antibody Panel, IgG and IgM, Spinal Fluid | Aiding in the diagnosis of Eastern equine encephalitis using spinal fluid specimens | Immunofluorescence Assay (IFA) | No | East Equine Enceph Ab Panel, CSF | For more information seeMosquito-borne Disease Laboratory Testing | Container/Tube:Sterile vial Preferred:Vial number 1 Acceptable:Any vial Specimen Volume:0.8 mL | 0.7 mL | Eastern equine encephalitis (EEE) is within the alphavirus group. It is a low-prevalence cause of human disease in the Eastern and Gulf Coast states. EEE is maintained by a cycle of mosquito/wild bird transmission, peaking in the summer and early fall, when humans may become an adventitious host. The most common clinically apparent manifestation is a mild undifferentiated febrile illness, usually with headache. Central nervous system involvement is demonstrated in only a minority of infected individuals and is more abrupt and more severe than with other arboviruses, with children being more susceptible to severe disease. Fatality rates are approximately 70% EEE. Infections with arboviruses can occur at any age. The age distribution depends on the degree of exposure to the particular transmitting arthropod, relating to age, sex, and occupational, vocational, and recreational habits of the individuals. Once humans have been infected, the severity of the host response may be influenced by age. | IgG: <1:1 IgM: <1:1 Reference values apply to all ages. | Detection of organism-specific antibodies in the cerebrospinal fluid (CSF) may suggest central nervous system (CNS) infection. However, these results are unable to distinguish between intrathecal antibodies and serum antibodies introduced into the CSF at the time of lumbar puncture or from a breakdown in the blood-brain barrier. The results should be interpreted with other laboratory and clinical data prior to a diagnosis of CNS infection. | All results must be correlated with clinical history and other dataavailable to the attending physician. False-positive results may be caused by breakdown of the blood-brain barrier, or by the introduction of blood into the cerebrospinal fluid at collection. Eastern equine encephalitis viruses show some cross-reactivity; however, antibodyresponse to the infection virus is typically at least 8-fold higher. | Piantadosi A, Kanjilal S: Diagnostic approach for arboviral infections in the United States. J Clin Microbiol. 2020 Nov 18;58(12):e01926-19. doi: 10.1128/JCM.01926-19 | The indirect immunofluorescent antibody (IFA) assay is a 2-stage “sandwich” procedure. In the first stage, the patient cerebrospinal fluid (CSF) is diluted in Pretreatment Diluent for IgM and phosphate buffered saline (PBS) for IgG, added to appropriate slide wells in contact with the substrate, and incubated. Following incubation, the slide is washed in PBS, which removes unbound CSF antibodies. In the second stage, each antigen well is overlaid with fluorescein-labeled antibody to IgM and IgG. The slide is incubated allowing antigen-antibody complexes to react with the fluorescein-labeled anti-IgM and anti-IgG. After the slide is washed, dried, and mounted, it is examined using fluorescence microscopy. Positive reactions appear as cells exhibiting bright apple-green cytoplasmic fluorescence against a background of red negative control cells. Semi-quantitative endpoint titers are obtained by testing serial dilutions of positive specimens.(Package inserts: Arbovirus IFA IgM and Arbovirus IFA IgG Instructions for Use. Focus Diagnostics; Rev 02, 05/01/2018) | Same day/1 to 4 days | 2 weeks | This test was developed and its performance characteristics determined by Mayo Clinic in a manner consistent with CLIA requirements. It has not been cleared or approved by the US Food and Drug Administration. | 86652 x 2 | East Equine Enceph Ab Panel, CSF | 69035-4 | 26370 | East Equine Enceph Ab, IgM, CSF | 10899-3
EEEP | Eastern Equine Encephalitis Antibody, IgG and IgM, Serum | Aiding in the diagnosis of Eastern equine encephalitis using serum specimens | Immunofluorescence Assay (IFA) | Yes | East Equine Enceph Ab, IgG and IgM, S | For more information seeMosquito-borne Disease Laboratory Testing. | Collection Container/Tube: Preferred:Serum gel Acceptable:Red top Submission Container/Tube:Plastic vial Specimen Volume:0.5 mL Collection Instructions:Centrifuge and aliquot serum into plastic vial. | 0.15 mL | Eastern equine encephalitis (EEE) is within the alphavirus group. It is a low prevalence cause of human disease in the Eastern and Gulf Coast states. EEE is maintained by a cycle of mosquito/wild bird transmission, peaking in the summer and early fall, when humans may become an adventitious host. The most common clinically apparent manifestation is a mild undifferentiated febrile illness, usually with headache. Central nervous system involvement is demonstrated in only a minority of infected individuals; it is more abrupt and more severe with EEE than other arboviruses, with children being more susceptible to severe disease. Fatality rates are approximately 70% for EEE. | IgG: <1:10 IgM: <1:10 Reference values apply to all ages. | In patients infected with this virus, IgG antibody is generally detectable within 1 to 3 weeks of onset, peaking within 1 to 2 months, and decliningslowly thereafter. IgM class antibody is also reliably detected within 1 to 3 weeks of onset, peaking and rapidly declining within 3 months. Single serum specimen IgG greater than or equal to 1:10 indicates exposure to the virus. Results from a single serum specimen can differentiate early (acute)infection from past infection with immunity if IgM is positive (suggestsacute infection). A 4-fold or greater rise in IgG antibody titer in acute andconvalescent sera indicate recent infection. In theUnited Statesit is unusual for any patient to show positivereactions to more than 1 of the arboviral antigens, although Westernequine encephalitis and Eastern equine encephalitis antigens will show a noticeablecross-reactivity. Infections can occur at any age. The age distribution depends on thedegree of exposure to the particular transmitting arthropod relating toage and sex, as well as the occupational, vocational, and recreational habits of theindividuals. Once humans have been infected, the severity of the hostresponse may be influenced by age. | All results must be correlated with clinical history and other data available to the attending physician. Specimens collected within the first 2 weeks after onset are variably negative for IgG antibody and should not be used to exclude the diagnosis of arboviral disease. If arboviral infection is suspected, a second specimen should be collected and tested 10 to 21 days later. Eastern equine encephalitis and Western equine encephalitis viruses show some cross-reactivity; however, antibody response to the infecting virus is typically at least 8-fold higher. Usually, when an infection with an arbovirus is suspected, it is too late to isolate the virus or draw serum specimens to detect a rise of antibody titer. | 1. Gonzalez-Scarano F, Nathanson N: Bunyaviruses. In: Fields BN, Knipe DM, eds. Fields Virology. Vol 1. 2nd ed. Raven Press; 1990:1195-1228 2. Donat JF, Rhodes KH, Groover RV, Smith TF: Etiology and outcome in 42 children with acute nonbacterial meningoencephalitis. Mayo Clin Proc. 1980 Mar;55(3):156-160 3. Tsai TF: Arboviruses. In: Murray PR, Baron EJ, Pfaller MA, et al, eds. Manual of Clinical Microbiology. 7th ed. American Society for Microbiology; 1999:1107-1124 4. Calisher CH: Medically important arboviruses of the United States and Canada. Clin Microbiol Rev. 1994 Jan;7(1):89-116 5. Markoff L: Alphaviruses (Chikungunya, Eastern equine encephalitis). In: Bennett JE, Dolin R, Blaser MJ, eds. Mandell, Douglas, and Bennett's Principles and Practice of Infectious Diseases. 9th ed. Elsevier; 2020:1997-2006 | The indirect immunofluorescent antibody (IFA) assay is a 2-stage “sandwich” procedure. In the first stage, the patient serum is diluted in Pretreatment Diluent for IgM and phosphate buffered saline (PBS) for IgG, added to appropriate slide wells in contact with the substrate, and incubated. Following incubation, the slide is washed in PBS, which removes unbound serum antibodies. In the second stage, each antigen well is overlaid with fluorescein-labeled antibody to IgM and IgG. The slide is incubated allowing antigen-antibody complexes to react with the fluorescein-labeled anti-IgM and anti-IgG. After the slide is washed, dried, and mounted, it is examined using fluorescence microscopy. Positive reactions appear as cells exhibiting bright apple-green cytoplasmic fluorescence against a background of red negative control cells. Semi-quantitative endpoint titers are obtained by testing serial dilutions of positive specimens.(Package inserts: Arbovirus IFA IgM and Arbovirus IFA IgG Instructions for Use. Focus Diagnostics; Rev. 02, 05/01/2018) | Same day/1 to 4 days | 2 weeks | This test has been cleared, approved, or is exempt by the US Food and Drug Administration and is used per manufacturer's instructions. Performance characteristics were verified by Mayo Clinic in a manner consistent with CLIA requirements. | 86652 x 2 | East Equine Enceph Ab, IgG and IgM, S | 69034-7 | 83355 | East Equine Enceph Ab, IgM, S | In Process
ESYC | Eastern Sycamore, IgE, Serum | Establishing a diagnosis of an allergy to Eastern Sycamore Defining the allergen responsible for eliciting signs and symptoms Identifying allergens: -Responsible for allergic response and/or anaphylactic episode -To confirm sensitization prior to beginning immunotherapy -To investigate the specificity of allergic reactions to insect venom allergens, drugs, or chemical allergens | Fluorescence Enzyme Immunoassay (FEIA) | Yes | Eastern Sycamore, IgE | Serum | Collection Container/Tube: Preferred:Serum gel Acceptable:Red top Submission Container/Tube:Plastic vial Specimen Volume:0.5 mL for every 5 allergens requested Collection Instructions:Centrifuge and aliquot serum into a plastic vial. | For 1 allergen: 0.3 mL For more than 1 allergen: (0.05 mL x number of allergens) + 0.25 mL deadspace | Clinical manifestations of immediate hypersensitivity (allergic) diseases are caused by the release of proinflammatory mediators (histamine, leukotrienes, and prostaglandins) from IgE-sensitized effector cells (mast cells and basophils) when cell-bound IgE antibodies interact with an allergen. In vitro serum testing for IgE antibodies provides an indication of the immune response to allergens that may be associated with allergic disease. The allergens chosen for testing often depend upon the age of the patient, history of allergen exposure, season of the year, and clinical manifestations. In individuals predisposed to develop allergic disease, the sequence of sensitization and clinical manifestations proceed as follows: eczema and respiratory disease (rhinitis and bronchospasm) in infants and children less than 5 years due to food sensitivity (milk, egg, soy, and wheat proteins) followed by respiratory disease (rhinitis and asthma) in older children and adults due to sensitivity to inhalant allergens (dust mite, mold, and pollen inhalants). | Class,IgE kU/L,Interpretation, 0,<0.10,Negative, 0/1,0.10-0.34,Borderline/equivocal, 1,0.35-0.69,Equivocal, 2,0.70-3.49,Positive, 3,3.50-17.4,Positive, 4,17.5-49.9,Strongly positive, 5,50.0-99.9,Strongly positive, 6,> or =100,Strongly positive, | Detection of IgE antibodies in serum (class 1 or greater) indicates an increased likelihood of allergic disease as opposed to other etiologies and defines the allergens that may be responsible for eliciting signs and symptoms. The level of IgE antibodies in serum varies directly with the concentration of IgE antibodies expressed as a class score or kU/L. | Testing for IgE antibodies is not useful in patients previously treated with immunotherapy to determine if residual clinical sensitivity exists or in patients in whom the medical management does not depend upon identification of allergen specificity. Some individuals with clinically insignificant sensitivity to allergens may have measurable levels of IgE antibodies in serum, and test results must be interpreted in the clinical context. False-positive results for IgE antibodies may occur in patients with markedly elevated serum IgE (>2500 kU/L) due to nonspecific binding to allergen solid phases. | Homburger HA, Hamilton RG: Allergic diseases. In: McPherson RA, Pincus MR, eds. Henry's Clinical Diagnosis and Management by Laboratory Methods. 23rd ed.Elsevier; 2017:1057-1070 | Specific IgE from the patient's serum reacts with the allergen of interest, which is covalently coupled to an ImmunoCAP. After washing away nonspecific IgE, enzyme-labeled anti-IgE antibody is added to form a complex. After incubation, unbound anti-IgE is washed away, and the bound complex incubated with a developing agent. After stopping the reaction, the fluorescence of the eluate is measured. Fluorescence is proportional to the amount of specific IgE present in the patient's sample (ie, the higher the fluorescence value, the more IgE antibody is present).(Package insert: ImmunoCAP System Specific IgE FEIA. Phadia; Rev 06/2020) | Same day/1 to 3 days | 14 days | This test has been cleared, approved, or is exempt by the US Food and Drug Administration and is used per manufacturer's instructions. Performance characteristics were verified by Mayo Clinic in a manner consistent with CLIA requirements. | 86003 | Eastern Sycamore, IgE | 6263-8 | ESYC | Eastern Sycamore, IgE | 6263-8
ECHNG | Echinococcus Antibody, IgG, Serum | Detection of antibodies toEchinococcus granulosus | Enzyme Immunoassay (EIA) | Yes | Echinococcus Ab, IgG, S | Serum | Collection Container/Tube: Preferred:Serum gel Acceptable:Red top Submission Container/Tube:Plastic vial Specimen Volume:0.5 mL Collection Instructions:Centrifuge and aliquot serum into plastic vial. | 0.4 mL | Echinococcosis, also referred to as hydatidosis or hydatid disease, is 1 of the 17 neglected tropical diseases recognized by the World Health Organization and affects over 1 million people worldwide.Echinococcusspecies are tapeworms or cestodes, and 2 main species infect humans:EchinococcusgranulosusandEchinococcusmultilocularis. With respect to geographic distribution,E granulosuscan be found worldwide but, more frequently, is found in rural grazing areas where dogs may feed on infected sheep or cattle carcasses.E multilocularisis largely localized to the northern hemisphere. The definitive hosts forE granulosusare dogs or other canids, while the definitive host forE multilocularisare foxes and, to a much lesser extent, canids.Echinococcustapeworms reside in the small intestine of definitive hosts and release eggs that are passed in the feces and ingested by an intermediate host, typically sheep or cattle in the case ofE granulosusor small rodents forE multilocularis. The eggs hatch in the small bowel, releasing an oncosphere that penetrates the intestinal wall and migrates through the circulatory system to various organs where it develops into a cyst that gradually enlarges, producing protoscolices and daughter cysts, which fill the interior. The definitive host becomes infected following ingestion of these infectious cysts. Humans become accidentally infected following ingestion ofEchinococcuseggs. In humans,E granulosus(cystic echinococcal disease) cysts typically develop in the lungs and liver. The infection may remain silent or latent for years (5-20 years) prior to cyst enlargement and symptom manifestation. Symptomatic manifestations include chest pain, hemoptysis, and cough for pulmonary involvement and abdominal pain and biliary duct obstruction for liver infection.E multilocularis(alveolar echinococcal disease) infections manifest more rapidly than those ofE granulosusand similarly to a rapidly growing, destructive tumor, resulting in abdominal pain and biliary obstruction. Rupture of cysts can produce fever, urticaria, and anaphylactic shock. Diagnosis of echinococcal infections relies on characteristic findings by ultrasound or other imaging techniques and serologic findings. Fine-needle aspirates of cystic fluid may be performed; however, they carry the risk of cyst puncture and fluid leakage, potentially leading to severe allergic reactions. Importantly, infected individuals do not shed eggs in stool. | Negative Reference values apply to all ages. | Negative: The absence of antibodies toEchinococcusspecies suggests that the individual has not been exposed to this cestode. A single negative result should not be used to rule out infection (see Cautions). Positive: Results suggest infection withEchinococcus. False-positive results may occur in settings of infection with other helminths or in patients with chronic immune disorders. Results should be considered alongside other clinical findings (eg, characteristic findings on imaging) and exposure history. | Depending on cyst location, individuals may not develop high enough antibody titers to be detectable by serologic assays, leading to false-negative results. Cysts localized to the lungs, central nervous system, or spleen or cysts that are senescent, calcified, or dead are associated with lower serologic reactivity. False-positive results may occur in patients with other helminth infections, including withTaeniaspecies,Schistosomaspecies, andStrongyloides. Careful correlation with imaging findings and exposure history is required. This assay may not detect antibodies to other species ofEchinococcus, includingEchinococcus vogeliandEchinococcus oligarthrus, both fairly uncommon causes of hydatid disease in humans. | 1. Agudelo Higuita NI, Brunetti E, McCloskey C. Cystic Echinococcosis. J Clin Microbiol. 2016;54(3):518-523 2. Sarkari B, Rezaei Z. Immunodiagnosis of human hydatid disease: Where do we stand? World J Methodol. 2015;5(4):185-195 | The BordierEchinococcus granulosusIgG ELISA is an enzymatically amplified sandwich-type immunoassay. After a blocking step, diluted serum and controls are incubated in antigen coated microtiter wells, then washed and incubated with anti-human IgG antibody labeled with protein A-alkaline phosphatase conjugate. After a washing step, the wells are incubated with the colorless pNPP substrate. The enzyme converts the substrate to a yellow product. The reaction is stopped by adding potassium phosphate and the degree of enzymatic turnover is determined by absorbance measured at 405 nm on the ELISA microplate reader on the Dynex Agility. OD results of the patient sample are compared to the assay calibrator to establish a final index value for qualitative interpretation.(Package insert: BordierEchinococcus granulosusIgG ELISA, Bordier Affinity Products SA; 01/2018) | Same day/1 to 7 days | 14 days | This test has been cleared, approved, or is exempt by the US Food and Drug Administration and is used per manufacturer's instructions. Performance characteristics were verified by Mayo Clinic in a manner consistent with CLIA requirements. | 86682 | Echinococcus Ab, IgG, S | 32171-1 | ECHNG | Echinococcus Ab, IgG, S | 32171-1
ECMP | Eculizumab Monitoring Panel, Serum | Monitoring of complement blockage by eculizumab Assessing the response to eculizumab therapy Assessing the need for dose escalation Evaluating the potential for dose de-escalation or discontinuation of therapy in remission states Monitoring patients who need to be above a certain eculizumab concentration to improve the odds of a clinical response for therapy optimization This test isnot usefulas the sole basis for a diagnosis or treatment decisions. | EAH50: Enzyme-Linked Immunosorbent Assay (ELISA) ECULI: Liquid Chromatography Tandem Mass Spectrometry (LC-MS/MS), High Resolution Accurate Mass | Yes | Eculizumab Monitoring Panel, S | Serum | Patient Preparation: 1. Fasting preferred. 2. Suggest discontinuing natalizumab at least 4 weeks prior to testing for eculizumab quantitation in serum. Patient should consult the healthcare provider who prescribed this drug to determine if discontinuation is an option. If not, ok to proceed with testing while taking natalizumab. Supplies:Sarstedt Aliquot Tube, 5 mL (T914) Collection Container/Tube:Red top (serum gel/SST arenot acceptable) Submission Container/Tube:2 Plastic vials Specimen Volume:2 mL in 2 plastic vials, each vial containing 1 mL Collection Instructions: 1. Draw blood immediately before next scheduled dose. 2. Immediately after specimen collection, place the tube on wet ice. 3. After sample has clotted on wet ice, centrifuge at 4 degrees C and aliquot serum into two 5 mL plastic vials. 4. Freeze specimen within 30 minutes of centrifugation. Sample must be placed on dry ice if not frozen immediately. | 1 mL total in 2 plastic vials, each vial containing 0.5 mL | Eculizumab (Soliris, Alexion Pharmaceuticals), a humanized monoclonal IgG2/4 kappa antibody therapeutic directed against complement component C5, has been heralded as a breakthrough treatment for paroxysmal nocturnal hemoglobinuria (PNH) and atypical hemolytic uremic syndrome (aHUS). More recently, eculizumab has been approved to treat aquaporin-4 (AQP4) IgG positive neuromyelitis optica spectrum disorder and generalized myasthenia gravis. By association with C5, eculizumab inhibits the terminal complement pathway through simultaneous blockade of the generation of the potent prothrombotic and proinflammatory molecule, C5a, and the formation of membrane attack complex initiator, C5b. Eculizumab is administered as an intravenous infusion and the dosing regimen prescribed for an average adult diagnosed with PNH is 600 mg weekly for the first 4 weeks, followed by 900 mg for the fifth dose 1 week later, then 900 mg every 2 weeks thereafter. Eculizumab has been evaluated in aHUS patients through 2 prospective, open-label, single-arm studies (C08-002 and C08-003) as well as a single-arm retrospective study. In aHUS, it is prescribed for an average adult at 900 mg weekly for the first 4 weeks, followed by 1200 mg for the fifth dose 1 week later, then 1200 mg every 2 weeks thereafter. Eculizumab was generally well tolerated, and no significant adverse effects were attributed to drug treatment; some adverse reactions included upper respiratory tract infections and diarrhea in prospective and retrospective studies, hypertension, headache, and leucopenia (C08-002/C08-003), and fever (C09-001R). Additional case reports suggest that eculizumab may prevent post-transplantation recurrence of aHUS, even in those patients harboring CFH/CFHR1 hybrid gene variants who are at very high risk of recurrence. Further research is needed to determine the duration of eculizumab therapy in the context of the genetic background of aHUS cases and risk of disease relapse. Therapeutic drug monitoring of eculizumab is helpful when providers are considering personalized treatment decisions such as therapy discontinuation or extending dose intervals when patients are in remission states. In PNH, a minimum therapeutic concentration is expected to be above 35 mcg/mL and in aHUS, the therapeutic concentrations are expected to be above 50 to 100 mcg/mL of eculizumab. Complement blockage studies can aid in determining that a therapeutic concentration of the drug has blocked the complement function and subsequent production of sC5b-9. Here we offer a panel of eculizumab concentration plus alternative pathway function to monitor eculizumab therapy efficacy. | Eculizumab Complement Blockage: > or =46% normal Eculizumab: Lower limit of quantitation =5.0 mcg/mL >35 Therapeutic concentration for paroxysmal nocturnal hemoglobinuria (PNH) >50 Therapeutic concentration for atypical hemolytic uremic syndrome (aHUS) | Minimum trough therapeutic concentrations (immediately before next infusion) of eculizumab are expected to be above 35 mcg/mL for paroxysmal nocturnal hemoglobinuria and above 50 mcg/mL for atypical hemolytic uremic syndrome. For the complement blockage monitoring of eculizumab: -When eculizumab is present in serum at concentrations around 100 mcg/mL, the results are below the limit of quantitation of the assay (<10% of normal). | Eculizumab complement blockage monitoring is a functional test and is dependent on correct sampling, storage, and shipping conditions. Both degradation by temperature and consumption of complement components will lead to false low function results. These are difficult to differentiate from real complement dysregulation or blockage, and in the event of poor pre-analytical handling, eculizumab concentrations are a more reliable indicator, as not subject to stringent temperature stability. While pre-analytic handling can lead to falsely low results, it is far less likely that it would lead to falsely normal results. Complement testing may be ordered in several circumstances where standard treatment includes plasmapheresis or plasma exchange. The procedure itself, if traumatic, may activate complement and therefore, may not be a true reflection of the patient's complement system. The recommendation is to collect blood prior to the plasma exchange whenever possible. Functional results inconsistent with the clinical history should be verified with a new blood draw. Specimens should be frozen immediately after collection. Long term stability is optimal when the sample is kept at -70 degrees Celsius or lower prior to testing. Results must be interpreted within the clinical context of the patient. Patients in transition between eculizumab and ravulizumab administration will have a result that is the sum of eculizumab plus ravulizumab in circulation. This assay will not clearly differentiate between these specific analytes and must be interpreted with caution. Patients actively undergoing therapy with both natalizumab and eculizumab (extremely rare scenario) could present as assay interference. It is suggested patients discuss with their doctors the possibility of discontinuing natalizumab 4 weeks prior to testing. If discontinuation is not possible, it is ok to proceed with testing. | 1. Frazer-Abel A, Sepiashvili L, Mbughuni MM, Willrich MA. Overview of laboratory testing and clinical presentations of complement deficiencies and dysregulation. Adv Clin Chem. 2016;77:1-75. doi:10.1016/bs.acc.2016.06.001 2. Go RS, Winters JL, Leung N, et al. Thrombotic microangiopathy care pathway: A consensus statement for the Mayo Clinic Complement Alternative Pathway-Thrombotic Microangiopathy (CAP-TMA) Disease-Oriented Group. Mayo Clin Proc. 2016;91(9):1189-1211. doi:10.1016/j.mayocp.2016.05.015 3. Willrich MAV, Andreguetto BD, Sridharan M, et al: The impact of eculizumab on routine complement assays. J Immunol Methods. 2018;460:63-71. doi:10.1016/j.jim.2018.06.010 4. Ardissino G, Tel F, Sgarbanti M, et al. Complement functional tests for monitoring eculizumab treatment in patients with atypical hemolytic uremic syndrome: an update. Pediatr Nephrol. 2018;33(3):457-461 5. Volokhina EB, van de Kar NC, Bergseth G, et al. Sensitive, reliable and easy-performed laboratory monitoring of eculizumab therapy in atypical hemolytic uremic syndrome. Clin Immunol. 2015;160(2):237-243 6. Sridharan M, Willrich MA, Go RS. Personalized Dosing of Eculizumab Using C5 Functional Activity and Eculizumab Level in Complement-mediated Thrombotic Microangiopathy: A Safe and Cost-saving Approach. XXVIII Congress of the International Society on Thrombosis and Haemostasis. Virtual ISTH 2020; July 12-14, 2020. 7. Cataland S, Ariceta G, Chen P, et al. Discordance between free C5 and CH50 complement assays in measuring complement C5 inhibition in patients with aHUS treated with ravulizumab. Blood. 2019;134(Supplement_1):1099 8. Willrich MA, Murray DL, Barnidge DR, Ladwig PM, Snyder MR. Quantitation of infliximab using clonotypic peptides and selective reaction monitoring by LC-MS/MS. Int Immunopharmacol. 2015;28(1):513-520. doi:10.1016/j.intimp.2015.07.007 9. Ladwig PM, Barnidge DR, Willrich MA. Quantification of the IgG2/4 kappa monoclonal therapeutic eculizumab from serum using isotype specific affinity purification and microflow LC-ESI-Q-TOF Mass Spectrometry. J Am Soc Mass Spectrom. 2017;28(5):811-817. doi:10.1007/s13361-016-1566-y 10. Ladwig PM, Barnidge DR, Willrich MA. Mass spectrometry approaches for identification and quantitation of therapeutic monoclonal antibodies in the clinical laboratory. Clin Vaccine Immunol. 2017;24(5):e00545-16. doi:10.1128/CVI.00545-16 11. Kulasekararaj AG, Hill A, Rottinghaus ST, et al. Ravulizumab (ALXN1210) vs eculizumab in C5-inhibitor-experienced adult patients with PNH: the 302 study. Blood. 2019;133(6):540-549. doi:10.1182/blood-2018-09-876805 12. Stern RM, Connell NT. Ravulizumab: a novel C5 inhibitor for the treatment of paroxysmal nocturnal hemoglobinuria. Ther Adv Hematol. 2019;10:2040620719874728. doi:10.1177/2040620719874728 13. Alexion Pharmaceuticals. BLA 761108-S1 Multi-disciplinary review and evaluation: Ultomiris (ravulizumab-cwvz). FDA; April 2, 2019. Available at www.fda.gov/media/135113/download 14. Willrich MAV, Ladwig PM, Martinez MA, et al. Monitoring Ravulizumab effect on complement assays. J Immunol Methods. 2021;490:112944. doi:10.1016/j.jim.2020.112944 15. Wong EK, Goodship TH, Kavanagh D. Complement therapy in atypical haemolytic uraemic syndrome (aHUS). Mol Immunol. 2013;56(3):199-212 16. Rother RP, Rollins SA, Mojcik CF, Brodsky RA, Bell L. Discovery and development of the complement inhibitor eculizumab for the treatment of paroxysmal nocturnal hemoglobinuria. Nat Biotechnol. 2007;25(11):1256-1264 17. Zuber J, Le Quintrec M, Krid S, et al. Eculizumab for atypical hemolytic uremic syndrome recurrence in renal transplantation. Am J Transplant. 2012;12(12):3337-3354 18. Andreguetto B, Murray D, Snyder M, et al: The impact of eculizumab in complement assays. Mol Immunol. 2015;67:119-120 19. Willrich MAV, Braun KMP, Moyer AM, Jeffrey DH, Frazer-Abel A. Complement testing in the clinical laboratory. Crit Rev Clin Lab Sci. 2021;58(7):447-478. doi:10.1080/10408363.2021.1907297 20. Pittock SJ, Berthele A, Fujihara K, et al: Eculizumab in aquaporin-4-positive neuromyelitis optica spectrum disorder. N Engl J Med. 2019;381(7):614-625. doi:10.1056/NEJMoa1900866 21. Dhillon S. Eculizumab: A review in generalized myasthenia gravis. Drugs. 2018;78(3):367-376. doi:10.1007/s40265-018-0875-9 22. Howard JF Jr, Utsugisawa, K, Benatar M, et al. Safety and efficacy of eculizumab in anti-acetylcholine receptor antibody-positive refractory generalised myasthenia gravis (REGAIN): a phase 3, randomised, double-blind, placebo-controlled, multicentre study. Lancet Neurol. 2017;16(12):976-986. doi:10.1016/ S1474-4422(17)30369-1 | The Wieslab enzyme-linked immunosorbent assay (ELISA) complement assay for the alternative pathway combines principles of the hemolytic assay for complement activation with the use of labeled antibodies specific for neoantigens produced as a result of complement activation. The microtiter plate strips are coated with lipopolysaccharide. Patient serum is diluted in diluent containing specific blocker to ensure that only the alternative pathway is activated. During the first incubation, the diluted patient serum in the wells is activated by the coating. The wells are then washed and C5b-9 (membrane attack complex: MAC) is detected with a specific alkaline phosphatase labeled antibody to the neoantigen expressed during MAC formation. After a final wash, an alkaline phosphatase substrate is added. The amount of alternative pathway complement activity correlates with the color intensity of the solution and is measured in terms of absorbance (optical density).(Nordin JG, Truedsson L, Sjoholm A. New procedure for detection of complement deficiency by ELISA. Analysis of activation pathways and circumvention of rheumatoid factor influence. J Immunol Methods. 1993;166(2):263-270; Frazer-Abel A, Sepiashvili L, Mbughuni MM, Willrich MA. Overview of laboratory testing and clinical presentations of complement deficiencies and dysregulation. Adv Clin Chem. 2016;77:1-75. doi:10.1016/bs.acc.2016.06.001) Eculizumab is extracted from serum and measured by liquid chromatography (high-resolution accurate-mass) mass spectrometry.(Unpublished Mayo method) | 3 to 12 days | 14 days | This test was developed and its performance characteristics determined by Mayo Clinic in a manner consistent with CLIA requirements. It has not been cleared or approved by the US Food and Drug Administration. | 8029986161 | Eculizumab Monitoring Panel, S | 101922-3 | 618697 | Eculizumab Complement Blockage, S | 74520-8
ECULI | Eculizumab, Serum | Assessing the response to eculizumab therapy Assessing the need for dose escalation Evaluating the potential for dose de-escalation or discontinuation of therapy in remission states Monitoring patients who need to be above a certain eculizumab concentration in order to improve the odds of a clinical response for therapy optimization | Liquid Chromatography Tandem Mass Spectrometry, High-Resolution Accurate Mass (LC-MS/MS HRAM) | Yes | Eculizumab, S | Serum | Patient Preparation:Suggest discontinuing natalizumab at least 4 weeks prior to testing for eculizumab quantitation in serum. Patient should consult the healthcare provider who prescribed this drug to determine if discontinuation is an option. If not, ok to proceed with testing while taking natalizumab. Collection Container/Tube: Preferred:Red top Acceptable:Serum gel Submission Container/Tube:Plastic vial Specimen Volume:1 mL Collection Instructions: 1. Draw blood immediately before next scheduled dose. 2. Immediately after specimen collection, place the tube on wet ice. 3. After specimen has clotted on wet ice, centrifuge at 4 degrees C and aliquot serum into plastic vial. 4. Freeze specimen within 30 minutes of centrifugation. Specimen must be placed on dry ice if not frozen immediately. | 0.5 mL | Eculizumab (Soliris, Alexion Pharmaceuticals) is a humanized monoclonal IgG2/4 kappa antibody therapeutic directed against complement component 5 (C5). By association with C5, eculizumab inhibits the terminal complement pathway through simultaneous blockade of the generation of the potent prothrombotic and proinflammatory molecule, C5a, and the formation of membrane attack complex initiator, C5b. Eculizumab is administered as an IV infusion. The dosing regimen prescribed for an average adult diagnosed with paroxysmal nocturnal hemoglobinuria (PNH) is 600 mg weekly for the first 4 weeks, followed by 900 mg for the fifth dose 1 week later, and 900 mg every 2 weeks thereafter. Eculizumab has been evaluated in patients with atypical hemolytic uremic syndrome (aHUS) through 2 prospective, open-label, single-arm studies (C08-002 and C08-003) as well as a single-arm retrospective study. In aHUS, it is prescribed for an average adult at 900 mg weekly for the first 4 weeks, followed by 1200 mg for the fifth dose 1 week later, then 1200 mg every 2 weeks thereafter. Eculizumab was generally well tolerated, and no significant adverse effects were attributed to drug treatment; some adverse reactions included upper respiratory tract infections and diarrhea in prospective and retrospective studies, hypertension, headache, and leucopenia (C08-002/C08-003), and fever (C09-001R). Additional case reports suggest that eculizumab may prevent posttransplantation recurrence of aHUS, even in those patients harboringCFH/CFHR1hybrid gene variants, who are at very high risk of recurrence. Further research is needed to determine the duration of eculizumab therapy in the context of the genetic background of aHUS cases and risk of disease relapse. Therapeutic drug monitoring of eculizumab ishelpful when providers are considering personalized treatment decisions, such as therapy discontinuation or extending dose intervals when patients are in remission states. In PNH, a minimum therapeutic concentration is expected to be above 35 mcg/mL. In aHUS, the therapeutic concentrations are expected to be above 50 to 100 mcg/mL of eculizumab. Complement blockage studies can aid in determining if a therapeutic concentration of the drug has blocked the complement function and subsequent production of sC5b-9. Tests recommended for complement blockage evaluation in eculizumab therapy are thealternative complement pathway (AH50 / Alternative Complement Pathway, Functional, Serum), classical complement pathway (CH50 / Complement, Total, Serum) or C5 function assays. A panel of eculizumab concentration plus AH50 is available; see ECMP / Eculizumab Monitoring Panel, Serum. | Lower limit of quantitation =5.0 mcg/mL >35 Therapeutic concentration for paroxysmal nocturnal hemoglobinuria (PNH) >50 Therapeutic concentration for atypical hemolytic uremic syndrome (aHUS) | Minimum trough therapeutic concentrations (immediately before next infusion) of eculizumab are expected to be above 35 mcg/mL for paroxysmal nocturnal hemoglobinuria and above 50 mcg/mL for atypical hemolytic uremic syndrome. | Patients in transition between eculizumab (ECULI / Eculizumab, Serum) and ravulizumab administration may have a skewed therapeutic level of the respective analytes reported under the relative orderable. Test results cannot be interpreted as absolute evidence for the presence or absence of malignant disease. This test should not form the sole basis for a diagnosis or treatment decisions. Patients actively undergoing therapy with both natalizumab and eculizumab (extremely rare scenario) could present as assay interference. It is suggested patients discuss with their doctors the possibility of discontinuing natalizumab 4 weeks prior to testing. If discontinuation is not possible, ok to proceed with testing. | 1. Ladwig PM, Barnidge DR, Willrich MA. Quantification of the IgG2/4 kappa monoclonal therapeutic eculizumab from serum using isotype specific affinity purification and microflow LC-ESI-Q-TOF mass spectrometry. J Am Soc Mass Spectrom. 2017;28(5):811-817 2. Willrich MA, Murray DL, Barnidge DR, et al. Quantitation of infliximab using clonotypic peptides and selective reaction monitoring by LC-MS/MS. Int Immunopharmacol. 2015;28(1):513-520 3.Ladwig PM, Barnidge DR, Willrich MA. Mass spectrometry approaches for identification and quantitation of therapeutic monoclonal antibodies in the clinical laboratory. Clin Vaccine Immunol. 2017;24(5):e00545-16 | Eculizumab is extracted from serum and measured by liquid chromatography high-resolution accurate-mass mass spectrometry.(Unpublished Mayo method) | 3 to 9 days | 14 days | This test was developed and its performance characteristics determined by Mayo Clinic in a manner consistent with CLIA requirements. It has not been cleared or approved by the US Food and Drug Administration. | 80299 | Eculizumab, S | 90240-3 | 65676 | Eculizumab, S | 90240-3
EGFRS | EGFR Gene, Targeted Mutation Analysis, 51 Mutation Panel, Tumor | Identifying non-small cell lung cancers that may respond to epidermal growth factor receptor-targeted therapies | Polymerase Chain Reaction (PCR) | Yes | EGFR Gene, Mutation Analysis, Tumor | Whenthistestisordered,slidereviewwillalwaysbeperformedatanadditionalcharge. | Submit only 1 of the following specimens: Preferred: Specimen Type:Tissue, smear stained with Diff Quik, fine needle aspirate (FNA), or pleural fluid in cell blocks Container/Tube:Tissue block Collection Instructions:Submit a formalin-fixed, paraffin-embedded (FFPE) tissue block. Acceptable: Specimen Type:Tissue, smear stained with Diff Quik, FNA, or pleural fluid in cell block or cytology blood smear Container/Tube:Slides Specimen Volume:1 Hematoxylin and eosin stained and 5 unstained Collection Instructions: 1.For FFPE tissue, FNA or pleural fluid:Submit 1 slide stained with hematoxylin and eosin and 5 unstained, non-baked slides with 5 to 10-micron thick sections of the tumor tissue. 2.For cytology blood smear:Submit up to 2 slides stained with Diff Quik | Formalin-fixed,paraffin-embeddedtissueblockorSlides: see Specimen Required Cytology smear stained with Diff Quik: >1000 cells | Targeted cancer therapies are defined as antibody or small molecule drugs that block the growth and spread of cancer by interfering with specific cell molecules involved in tumor growth and progression. Multiple targeted therapies have been approved by the US Food and Drug Administration for treatment of specific cancers. Molecular genetic profiling is often needed to identify targets amenable to targeted therapies and to minimize treatment costs and therapy-associated risks. Epidermal growth factor receptor (EGFR) protein is activated by the binding of specific ligands, resulting in activation of the RAS/MAPK pathway. Activation of this pathway induces a signaling cascade ultimately leading to cell proliferation. Dysregulation of the RAS/MAPK pathway is a key factor in tumor progression for many solid tumors. Targeted therapies directed to tumors harboring activating mutations within theEGFRtyrosine kinase domain (exons 18-21) have demonstrated some success in treating a subset of patients with non-small cell lung cancer. As a result, the mutation status ofEGFRcan be a useful marker by which patients are selected for EGFR-targeted therapy. | Aninterpretivereportwillbeprovided. | The interpretation of molecular biomarker analysis includes an overview of the results and the associated diagnostic, prognostic, and therapeutic implications. | A negative (wildtype) result does not rule out the presence of a mutation that may be present but below the limits of detection for this assay (approximately 10%). A negative (wildtype) result does not rule out the presence of other activating mutations in theEGFRgene. Not all patients that have activatingEGFRmutations detected by this assay respond to EGFR-targeted therapies. Rare genetic alterations (ie, polymorphisms) exist that could lead to false-negative or false-positive results. | 1. Sharma SV, Bell DW, Settleman J, Haber DA. Epidermal growth factor receptor mutations in lung cancer. Nat Rev Cancer. 2007;7(3):169-181. doi:10.1038/nrc2088 2. Gao G, Ren S, Li A, et al. Epidermal growth factor receptor-tyrosine kinase inhibitor therapy is effective as first- line treatment of advanced non-small-cell lung cancer with mutated EGFR: a meta-analysis from six phase III randomized controlled trials. Int J Cancer. 2012;131(5):E822-829. doi:10.1002/ijc.27396 3. Mok TS. Personalized medicine in lung cancer: what we need to know. Nat Rev Clin Oncol. 2011;8(11):661-668. doi:10.1038/nrclinonc.2011.126 4. Lee CS, Sharma S, Miao E, Mensah C, Sullivan K, Seetharamu N. A comprehensive review of contemporary literature for epidermal growth factor receptor tyrosine kinase inhibitors in non-small cell lung cancer and their toxicity. Lung Cancer (Auckl). 2020;11:73-103. doi:10.2147/LCTT.S258444 | All ordered specimens will undergoEGFRtesting. TheEGFRtest is a qualitative polymerase chain reaction (PCR)-based assay employing fluorescently labeled probes that are used to detect exon 18 (G719A/C/S), exon 21 (L858R, L861Q), exon 20 (T790M, S768I) mutations, exon 19 deletions and exon 20 insertions of theEGFRgene.(Unpublished Mayo method) Exon Mutation Protein change Nucleotide change Genotype 18 G719A p.Gly719Ala c.2156G>C G719A/C/S G719C p.Gly719Cys c.2155G>T G719C p.Gly719Cys c.2154_2155delinsTT G719S p.Gly719Ser c.2155G>A 19 Deletion 9 p.Leu747_Ala750delinsPro c.2238_2248delinsGC Exon 19 deletion c.2239_2248delinsC p.Leu747_Ala750delinsSer c.2240_2248del p.Leu747_Glu749del c.2239_2247del Deletion 12 p.Leu747_Thr751delinsPro c.2239_2251delinsC p.Leu747_Thr751delinsSer c.2240_2251del Deletion 15 p.Glu746_Ala750del c.2235_2249del c.2236_2250del p.Leu747_Thr751del c.2239_2253del c.2240_2254del c.2238_2252del p.Glu746_Thr751delinsAla c.2237_2251del p.Glu746_Thr751delinsIle c.2235_2252delinsAAT p.Glu746_Thr751delinsVal c.2237_2252delinsT p.Lys745_Ala750delinsThr c.2234_2248del p.Glu746_Thr751delinsLeu c.2236_2253delinsCTA p.Glu746_Thr751delinsVal c.2237_2253delinsTA p.Glu746_Thr751delinsAla c.2235_2251delinsAG p.Glu746_Thr751delinsGln c.2236_2253delinsCAA p.Ile744_Ala750delinsValLys c.2230_2249delinsGTCAA Deletion 18 p.Leu747_Pro753delinsSer c.2240_2257del p.Glu746_Ser752delinsVal c.2237_2255delinsT p.Leu747_Ser752del c.2239_2256del p.Glu746_Thr751del c.2236_2253del p.Leu747_Pro753delinsGln c.2239_2258delinsCA p.Glu746_Ser752delinsAla c.2237_2254del p.Glu746_Ser752delinsAsp c.2238_2255del p.Glu746_Pro753delinsValSer c.2237_2257delinsTCT p.Glu746_Ser752delinsIle c.2236_2255delinsAT c.2236_2256delinsATC p.Glu746_Ser752delinsVal c.2237_2256delinsTT c.2237_2256delinsTC c.2235_2255delinsGGT Deletion 21 p.Leu747_Pro753del c.2238_2258del p.Glu746_Ser752del c.2236_2256del Deletion 24 p.Ser752_Ile759del c.2253_2276del 20 T790M p.Thr790Met c.2369C>T T790M S768I** p.Ser768Ile c.2303G>T S768I InsG p.Asp770_Asn771insGly c.2310_2311insGGT Exon 20 insertion InsASV(9) p.Val769_Asp770insAlaSerVal c.2307_2308insGCCAGCGTG InsASV(11) p.Val769_Asp770insAlaSerVal c.2309_2310delinsCCAGCGTGGAT InsSVD p.Asp770_Asn771insSerValAsp c.2311_2312insGCGTGGACA InsH p.His773_Val774insHis c.2319_2320insCAC 21 L858R p.Leu858Arg c.2573T>G L858R c.2573_2574delinsGT c.2573_2574delinsGA L861Q p.Leu861Gln c.2582T>A L861Q | 4 to 7 days | Unused portions of blocks will be returned. Unused slides are stored indefinitely. | This test was developed and its performance characteristics determined by Mayo Clinic in a manner consistent with CLIA requirements. It has not been cleared or approved by the US Food and Drug Administration. | 81235-EGFR (epidermal growth factor receptor) (eg, non-small cell lung cancer) gene analysis, common variants (eg, exon 19 LREA deletion, L858R, T790M, G719A, G719S, L861Q)88381-Microdissection, manual | EGFR Gene, Mutation Analysis, Tumor | 21665-5 | 616129 | Released By | 18771-6
EGFRW | EGFR Targeted Mutation Analysis with ALK Reflex, Tumor | Identifying non-small cell lung cancers that may benefit from treatment with epidermal growth factor receptor -targeted therapies or anaplastic lymphoma kinase inhibitors | Polymerase Chain Reaction (PCR) | Yes | EGFR with ALK Reflex, Tumor | When this test is ordered, the EGFR Gene, Mutation Analysis, 51 Mutation Panel, Tumor will always be performed. All specimens without an EGFR mutation will be automatically reflexed to testing for the ALK (2p23) rearrangement. Specimens with an identified EGFR mutation will result in cancellation of the LCAF test. | Pathology report must accompany specimen for testing to be performed. Preferred: Specimen Type: Tissue Container/Tube: Tissue block Collection Instructions: Submit a formalin-fixed, paraffin-embedded tissue block. Acceptable: Specimen Type: Tissue Container/Tube: Slides Specimen Volume: 12 unstained, positively charged, unbaked slides or 2 hematoxylin and eosin-stained slides (will not be returned) and 10 unstained, positively charged, unbaked slides Collection Instructions: Submit 12 unstained, positively charged, unbaked slides cut at 5-microns or 2 hematoxylin and eosin-stained slides and 10 unstained, positively charged, unbaked slides with 5-micron thick sections of the tumor tissue. | See Specimen Required | Targeted cancer therapies are defined as antibody or small molecule drugs that block the growth and spread of cancer by interfering with specific cell molecules involved in tumor growth and progression. Multiple targeted therapies have been approved by the FDA for treatment of specific cancers. Molecular genetic profiling is often needed to identify targets amenable to targeted therapies and to minimize treatment costs and therapy-associated risks. Epidermal growth factor receptor (EGFR) protein is activated by the binding of specific ligands, resulting in activation of theRAS/MAPK pathway. Activation of this pathway induces a signaling cascade, ultimately leading to cellproliferation.DysregulationoftheRAS/MAPKpathwayisakeyfactorintumorprogressionformanysolidtumors.Targeted therapies directed to tumors harboring activating mutations within theEGFRtyrosine kinase domain(exons 18-21) have demonstrated some success in treating a subset of patients with non-small cell lung cancer (NSCLC). As a result, the mutation status ofEGFRcan be a useful marker by which patients are selected forEGFR-targetedtherapy. Rearrangements of the anaplastic lymphoma kinase (ALK) locus are found in a subset of lung carcinomas(generallyEGFRwildtype tumors) and their identification by fluorescence in situ hybridization (FISH) may guide important therapeutic decisions forthe management of these tumors. The fusion of the echinoderm microtubule-associated protein-like 4 (EML4)gene with theALKgene results from an inversion of chromosome band2p23. TheALK-EML4rearrangement has been identified in 3% to 5% of NSCLC with the majority occurring inadenocarcinoma and younger male patients who were light or nonsmokers. Recent studies have demonstratedthatlungcancersharboringALKrearrangementsareresistanttoEGFRtyrosinekinaseinhibitors but may be highly sensitive to ALK inhibitors, like crizotinib (Xalkori). The drug crizotinib works byblocking certain kinases, including those produced by the abnormalALKgene. Clinical studies havedemonstrated that crizotinib treatment of patients with tumors exhibitingALKrearrangements can halt tumorprogression or result in tumor regression. TheALK/EML4FISH assay is an FDA-approved companion diagnostic test for crizotinib, which was recently approved by the FDA to treat certain patients with late-stage (locallyadvanced or metastatic), non-small cell lung cancers that harborALKgene rearrangements. It is useful for theidentificationofpatientswithlungcancerwho willbenefitfromcrizotinibtherapy. | Aninterpretivereportwillbeprovided. | An interpretive report will be provided. | A negative (wildtype) EGFR result does not rule out the presence of a mutation that may be present but is below the limits of detection for this assay (approximately 10%). A negative (wildtype) EGFR result does not rule out the presence of other activating mutations in the EGFR gene. Rare polymorphisms exist that could lead to false-negative or false-positive EGFR results. The ALK fluorescence in situ hybridization (FISH) test is intended to be used for therapeutic purposes in pulmonary carcinoma. This FISH assay does not rule out other chromosome abnormalities. While results of these tests may indicate the likely response to EGFR-targeted therapies oranaplastic lymphoma kinase (ALK)-inhibitor therapies, selection of treatment remains a clinical decision. | 1. Sharma SV, Bell DW, Settleman J, Haber DA: Epidermal growth factor receptor mutations in lung cancer. Nat Rev Cancer. 2007 Mar;7(3):169-181. doi: 10.1038/nrc2088 2. Gao G, Ren S, Li A, et al: Epidermal growth factor receptor-tyrosine kinase inhibitor therapy is effective as first- line treatment of advanced non-small-cell lung cancer with mutated EGFR: a meta-analysis from six phase III randomized controlled trials. Int J Cancer. 2012 Sep 1;131(5):E822-829. doi: 10.1002/ijc.27396 3. Mok TS: Personalized medicine in lung cancer: what we need to know. Nat Rev Clin Oncol. 2011 Aug 23;8(11):661-668. doi: 10.1038/nrclinonc.2011.126 4. Cheng L, Alexander RE, Maclennan GT, et al: Molecular pathology of lung cancer: key to personalized medicine. Mod Path 2012 Mar;25(3):346-369. doi: 10.1038/modpathol.2011.215 | All ordered specimens will undergoEGFRtesting. TheEGFRtest is a qualitative polymerase chain reaction (PCR)-based assay employing fluorescently labeled probes that are used to detect exon 18 (G719A/C/S), exon 21 (L858R, L861Q), exon 20 (T790M, S768I) mutations, exon 19 deletions and exon 20 insertions of theEGFRgene. Exon Mutation Protein change Nucleotide change Genotyp 18 G719A p.Gly719Ala c.2156G>C G719A/C/S G719C p.Gly719Cys c.2155G>T G719C p.Gly719Cys(2) c.2154_2155delinsTT G719S p.Gly719Ser c.2155G>A 19 Deletion9 p.Leu747_Ala750delinsPro c.2238_2248delinsGC Exon19deletion c.2239_2248delinsC p.Leu747_Ala750delinsSer c.2240_2248del p.Leu747_Glu749del c.2239_2247del Deletion12 p.Leu747_Thr751delinsPro c.2239_2251delinsC p.Leu747_Thr751delinsSer c.2240_2251del Deletion15 p.Glu746_Ala750del c.2235_2249del c.2236_2250del p.Leu747_Thr751del c.2239_2253del c.2240_2254del c.2238_2252del p.Glu746_Thr751delinsAla c.2237_2251del p.Glu746_Thr751delinsIle c.2235_2252delinsAAT p.Glu746_Thr751delinsVal c.2237_2252delinsT p.Lys745_Ala750delinsThr c.2234_2248del p.Glu746_Thr751delinsLeu c.2236_2253delinsCTA p.Glu746_Thr751delinsVal c.2237_2253delinsTA p.Glu746_Thr751delinsAla c.2235_2251delinsAG p.Glu746_Thr751delinsGln c.2236_2253delinsCAA p.Ile744_Ala750delinsValLys c.2230_2249delinsGTCAA Deletion18 p.Leu747_Pro753delinsSer c.2240_2257del p.Glu746_Ser752delinsVal c.2237_2255delinsT p.Leu747_Ser752del c.2239_2256del p.Glu746_Thr751del c.2236_2253del p.Leu747_Pro753delinsGln c.2239_2258delinsCA p.Glu746_Ser752delinsAla c.2237_2254del p.Glu746_Ser752delinsAsp c.2238_2255del p.Glu746_Pro753delinsValSer c.2237_2257delinsTCT p.Glu746_Ser752delinsIle c.2236_2255delinsAT c.2236_2256delinsATC p.Glu746_Ser752delinsVal c.2237_2256delinsTT c.2237_2256delinsTC c.2235_2255delinsGGT p.Leu747_Pro753del c.2238_2258del p.Glu746_Ser752del c.2236_2256del p.Ser752_Ile759del c.2253_2276del p.Thr790Met c.2369C>T p.Ser768Ile c.2303G>T p.Asp770_Asn771insGly c.2310_2311insGGT p.Val769_Asp770insAlaSerVal c.2307_2308insGCCAGCGTG p.Val769_Asp770insAlaSerVal c.2309_2310delinsCCAGCGTGGAT p.Asp770_Asn771insSerValAsp c.2311_2312insGCGTGGACA p.His773_Val774insHis c.2319_2320insCAC p.Leu858Arg c.2573T>G c.2573_2574delinsGT c.2573_2574delinsGA p.Leu861Gln c.2582T>A Apathologyreviewandmacrodissectiontoenrichfortumorcellsisperformedpriortoslide scraping. TheALKfluorescence in situ hybridization (FISH) testuses an FDA-approvedALKdual-color, break-apart rearrangement probe kitset. TheALKprobe consists of 2probesthatflanktheALKgeneregionat2p23(AbbottMolecular).Five-micronsectionsofformalin-fixed,paraffin-embedded tissue specimens are cut and mounted on positively-charged glass slides. The selection of tissue andthe identification of target areas on the hematoxylin and eosin-stained slide are performed by a pathologist. Theprobe set is hybridized to the appropriate target areas and 2 technologists analyze 25 interphase nuclei each (50total). Results are reported based on the guidelines include with the probe kit and package insert with the resultsexpressedas the percentabnormal nuclei.(UnpublishedMayomethod) | 5 to 14 days | Unused portions of blocks will be returned. Unused slides are stored indefinitely. | This test was developed and its performance characteristics determined by Mayo Clinic in a manner consistent with CLIA requirements. It has not been cleared or approved by the US Food and Drug Administration. | 81235-EGFR(epidermalgrowthfactorreceptor)(eg,non-smallcelllungcancer)geneanalysis,commonvariants(eg,exon19deletions,L858R,T790M,G719S,L861Q)88381-Microdissection,manual88271x2-DNAProbe(ifappropriate)88274-Interphaseinsituhybridization(ifappropriate)88291-Interpretationandreport(ifappropriate) | EGFR with ALK Reflex, Tumor | 21665-5 | 616136 | Released By | 18771-6
EGGPF | Egg Comprehensive Profile, Serum | Identifying egg allergens: -Responsible for allergic disease and/or anaphylactic episode -To confirm sensitization prior to beginning immunotherapy This test isnot useful forpatients previously treated with immunotherapy to determine if residual clinical sensitivity exists, or for patients in whom the medical management does not depend upon identification of allergen specificity. | Fluorescence Enzyme Immunoassay (FEIA) | Yes | Egg Comprehensive Profile, S | Serum | Collection Container/Tube: Preferred:Serum gel Acceptable:Red top Submission Container/Tube:Plastic vial Specimen Volume:1 mL; if needed,0.5 mL for every 5 additional allergens requested Collection Instructions:Centrifuge and aliquot serum into a plastic vial. | 0.5 mL For 1 allergen: 0.3 mL For more than 1 allergen: (0.05 mL x number of allergens) + 0.25 mL deadspace | Clinical manifestations of immediate hypersensitivity (allergic) diseases are caused by the release of proinflammatory mediators (histamine, leukotrienes, and prostaglandins) from IgE-sensitized effector cells (mast cells and basophils) when cell-bound IgE antibodies interact with allergen. Allergy to egg represents one of the most common causes of food allergy, especially in children. The evaluation for egg-related IgE antibodies can identify up to 95% of individuals at risk for clinical allergic reactions. The most clinically prevalent allergens in egg are found in the egg white, but egg yolk also contains clinically significant specific IgE-binding allergens. The allergenic egg proteins found in egg white include ovomucoid (Gal d 1), ovalbumin (Gal d 2), ovotransferrin (Gal d 3) and lysozyme (Gal d 4). Ovomucoid has been demonstrated to be the most clinically significant egg allergen, in part due to its heat and digestion resistance. In the yolk, the protein alpha-livetin (Gal d 5) is the major allergen and is involved in bird-egg syndrome. Foods that may contain egg include salad dressings, breads, breaded foods, muffins, cakes, marshmallows, prepared soups and beverages, frostings, ice cream and sherbets, pie fillings, sausages, prepared meats, mayonnaise, coatings and breading for fried foods, and some sauces. Sensitization to allergic reaction to inhaled egg-white allergens has been reported in egg-processing workers and bakers. Certain vaccines grown on chick embryos may cause severe allergic reactions in patients when injected. Further development of vaccines, most of which are no longer grown on egg protein, seems to have decreased or even eliminated the risk. There is cross-reactivity between chicken egg white and turkey, duck, goose, and gull egg whites. In vitro serum testing for IgE antibodies provides an indication of the immune response to allergens that may be associated with allergic disease. | Class,IgE kU/L,Interpretation, 0,<0.10,Negative, 0/1,0.10-0.34,Borderline/Equivocal, 1,0.35-0.69,Equivocal, 2,0.70-3.49,Positive, 3,3.50-17.4,Positive, 4,17.5-49.9,Strongly positive, 5,50.0-99.9,Strongly positive, 6,> or =100,Strongly positive, | Whole egg includes proteins and potential allergens from both egg white and egg yolk. Egg white is generally more allergenic than egg yolk. Clinical reactions to egg are predominantly IgE-mediated immediate reactions characterized by atopic dermatitis, urticarial (hives), angioedema, vomiting, diarrhea, rhinoconjunctivitis, and asthma. Children with atopic dermatitis may have an immediate exacerbation of symptoms or a delayed reaction causing a worsening of their dermatitis 1 to 2 days after exposure to egg. Eosinophilic esophagitis as a result of allergy to egg has been described. Egg white is often responsible for the early development of urticaria and eczema during infancy. In egg yolk, alpha-livetin (Gal d 5) is the major allergen and allergenicity to Gal d 5 is involved in bird-egg syndrome characterized egg intolerance in adults is due to sensitization by inhalation of bird dander. In these cases, there is secondary sensitization or cross-reactivity with serum albumin in egg yolk (Gal d 5) resulting in potential respiratory symptoms, including asthma or rhinitis with bird exposure and additional allergic symptoms to egg. Table. Major Egg Allergens Egg white allergen Common name Heat-and digestion stability Allergenic activity Gal d 1 Ovomucoid Stable +++ (major allergen) Gal d 2 Ovalbumin Unstable ++ Gal d 3 Ovotransferrin/conalbumin Unstable + Gal d 4 Lysozyme Unstable ++ Egg yolk allergen Gal d 5 Alpha-livetin, serum albumin Partially stable ++ Gal d 6 YGP42, a lipoprotein Stable + Detection of IgE antibodies in serum (Class 1 or greater) indicates an increased likelihood of allergic disease as opposed to other etiologies and defines the allergens that may be responsible for eliciting signs and symptoms. The level of IgE antibodies in serum varies directly with the concentration of IgE antibodies expressed as a class score or kU/L. | Some individuals with clinically insignificant sensitivity to allergens may have measurable levels of IgE antibodies in serum, and results must be interpreted in the clinical context. False-positive results for IgE antibodies may occur in patients with markedly elevated serum IgE (>2500 kU/L) due to nonspecific binding to allergen solid phases. | 1. Homburger HA, Hamilton RG: Allergic diseases. In: McPherson RA, Pincus MR, eds. Henry's Clinical Diagnosis and Management by Laboratory Methods. 23rd ed. Elsevier; 2017:1057-1070 2. Caubet JC, Wang J: Current understanding of egg allergy. Pediatr Clin North Am. 2011;58(2):427-xi. doi: 10.1016/j.pcl.2011.02.014 3. Shin M, Han Y, Ahn K: The influence of the time and temperature of heat treatment on the allergenicity of egg white proteins. Allergy Asthma Immunol Res. 2013 Mar;5(2):96-101. doi: 10.4168/aair.2013.5.2.96 4.Allergen Encyclopedia. ThermoFisher Scientific; 2023. Accessed February 22, 2023. Available at www.thermofisher.com/diagnostic-education/hcp/us/en/resource-center/allergen-encyclopedia.html | Specific IgE from the patient's serum reacts with the allergen of interest, which is covalently coupled to an ImmunoCAP. After washing away nonspecific IgE, enzyme-labeled anti-IgE antibody is added to form a complex. After incubation, unbound anti-IgE is washed away, and the bound complex is then incubated with a developing agent. After stopping the reaction, the fluorescence of the eluate is measured. Fluorescence is proportional to the amount of specific IgE present in the patient's sample (ie, the higher the fluorescence value, the more IgE antibody is present).(Package insert: ImmunoCAP System Specific IgE FEIA; Phadia; Rev 06/2020) | Same day/1 to 3 days | 14 days | This test has been cleared, approved, or is exempt by the US Food and Drug Administration and is used per manufacturer's instructions. Performance characteristics were verified by Mayo Clinic in a manner consistent with CLIA requirements. | 86003 x 386008 x 2 | Egg Comprehensive Profile, S | 104536-8 | WEGG | Whole Egg, IgE | 7291-8
EGWTP | Egg White Component Profile, Serum | Identifying egg white allergens: -Responsible for allergic disease and/or anaphylactic episode -To confirm sensitization prior to beginning immunotherapy This test isnot useful forpatients previously treated with immunotherapy to determine if residual clinical sensitivity exists, or for patients in whom the medical management does not depend upon identification of allergen specificity. | Fluorescence Enzyme Immunoassay (FEIA) | Yes | Egg White Component Profile, S | Serum | Collection Container/Tube: Preferred:Serum gel Acceptable:Red top Submission Container/Tube:Plastic vial Specimen Volume:0.75 mL; if needed,0.5 mL for every 5 allergens requested Collection Instructions:Centrifuge and aliquot serum into a plastic vial. | 0.4 mL For 1 allergen: 0.3 mL For more than 1 allergen: (0.05 mL x number of allergens) + 0.25 mL deadspace | Clinical manifestations of immediate hypersensitivity (allergic) diseases are caused by the release of proinflammatory mediators (histamine, leukotrienes, and prostaglandins) from IgE-sensitized effector cells (mast cells and basophils) when cell-bound IgE antibodies interact with allergen. Allergy to egg represents one of the most common causes of food allergy, especially in children. The evaluation for egg-related IgE antibodies can identify up to 95% of individuals at risk for clinical allergic reactions. The most clinically prevalent allergens in egg are found in the egg white, but egg yolk also contains clinically significant specific IgE-binding allergens. The allergenic egg proteins found in egg white include ovomucoid (Gal d 1), ovalbumin (Gal d 2), ovotransferrin (Gal d 3), and lysozyme (Gal d 4). Ovomucoid has been demonstrated to be the most clinically significant egg allergen, in part due to its heat and digestion resistance. In the yolk, the protein alpha-livetin (Gal d 5) is the major allergen and is involved in bird-egg syndrome. Foods that may contain egg include salad dressings, breads, breaded foods, muffins, cakes, marshmallows, prepared soups and beverages, frostings, ice cream and sherbets, pie fillings, sausages, prepared meats, mayonnaise, coatings and breading for fried foods, and some sauces. Sensitization to allergic reaction to inhaled egg-white allergens has been reported in egg-processing workers and bakers. Certain vaccines grown on chick embryos may cause severe allergic reactions in patients when injected. Further development of vaccines, most of which are no longer grown on egg protein, seems to have decreased or even eliminated the risk. There is cross-reactivity between chicken egg white and turkey, duck, goose, and gull egg whites. In vitro serum testing for IgE antibodies provides an indication of the immune response to allergens that may be associated with allergic disease. | Class,IgE kU/L,Interpretation, 0,<0.10,Negative, 0/1,0.10-0.34,Borderline/equivocal, 1,0.35-0.69,Equivocal, 2,0.70-3.49,Positive, 3,3.50-17.4,Positive, 4,17.5-49.9,Strongly positive, 5,50.0-99.9,Strongly positive, 6,> or =100,Strongly positive, | Whole egg includes proteins and potential allergens from both egg white and egg yolk. Egg white is generally more allergenic than egg yolk. Clinical reactions to egg are predominantly IgE-mediated immediate reactions characterized by atopic dermatitis, urticarial (hives), angioedema, vomiting, diarrhea, rhinoconjunctivitis, and asthma. Children with atopic dermatitis may have an immediate exacerbation of symptoms or a delayed reaction causing a worsening of their dermatitis 1 to 2 days after exposure to egg. Eosinophilic esophagitis as a result of allergy to egg has been described. Egg white is often responsible for the early development of urticaria and eczema during infancy. In egg yolk, alpha-livetin (Gal d 5) is the major allergen and allergenicity to Gal d 5 is involved in bird-egg syndrome characterized egg intolerance in adults is due to sensitization by inhalation of bird dander. In these cases, there is secondary sensitization or cross-reactivity with serum albumin in egg yolk (Gal d 5) resulting in potential respiratory symptoms including asthma or rhinitis with bird exposure and additional allergic symptoms to egg. Table. Major Egg Allergens Egg white allergen Common name Heat-and digestion stability Allergenic activity Gal d 1 Ovomucoid Stable +++ (major allergen) Gal d 2 Ovalbumin Unstable ++ Gal d 3 Ovotransferrin/conalbumin Unstable + Gal d 4 Lysozyme Unstable ++ Egg yolk allergen Gal d 5 Alpha-livetin, serum albumin Partially stable ++ Gal d 6 YGP42, a lipoprotein Stable + Detection of IgE antibodies in serum (class 1 or greater) indicates an increased likelihood of allergic disease as opposed to other etiologies and defines the allergens that may be responsible for eliciting signs and symptoms. The level of IgE antibodies in serum varies directly with the concentration of IgE antibodies expressed as a class score or kU/L. | Some individuals with clinically insignificant sensitivity to allergens may have measurable levels of IgE antibodies in serum, and results must be interpreted in the clinical context. False-positive results for IgE antibodies may occur in patients with markedly elevated serum IgE (>2500 kU/L) due to nonspecific binding to allergen solid phases. | 1. Homburger HA, Hamilton RG: Allergic diseases. In: McPherson RA, Pincus MR, eds. Henry's Clinical Diagnosis and Management by Laboratory Methods. 23rd ed. Elsevier; 2017:1057-1070 2. Caubet JC, Wang J: Current understanding of egg allergy. Pediatr Clin North Am. 2011;58(2):427-xi. doi:10.1016/j.pcl.2011.02.014 3. Shin M, Han Y, Ahn K: The influence of the time and temperature of heat treatment on the allergenicity of egg white proteins. Allergy Asthma Immunol Res. 2013 Mar;5(2):96-101. doi: 10.4168/aair.2013.5.2.96 4.Allergen Encyclopedia. ThermoFisher Scientific; 2023. Accessed February 22, 2023.Available at www.thermofisher.com/diagnostic-education/hcp/us/en/resource-center/allergen-encyclopedia.html | Specific IgE from the patient's serum reacts with the allergen of interest, which is covalently coupled to an ImmunoCAP. After washing away nonspecific IgE, enzyme-labeled anti-IgE antibody is added to form a complex. After incubation, unbound anti-IgE is washed away, and the bound complex incubated with a developing agent. After stopping the reaction, the fluorescence of the eluate is measured. Fluorescence is proportional to the amount of specific IgE present in the patient's sample (ie, the higher the fluorescence value, the more IgE antibody is present).(Package insert: ImmunoCAP System Specific IgE FEIA. Phadia; Rev 06/2020) | Same day/1 to 3 days | 14 days | This test has been cleared, approved, or is exempt by the US Food and Drug Administration and is used per manufacturer's instructions. Performance characteristics were verified by Mayo Clinic in a manner consistent with CLIA requirements. | 86003 x 186008 x 2 | Egg White Component Profile, S | 104689-5 | OVMU | Ovomucoid, IgE | 7557-2
FEGWH | Egg White IgG |  | Enzyme Immunoassay (FEIA) | No | Egg White IgG | Serum | Collection Container/Tube: Preferred:Red Top Acceptable:Serum gel Specimen Volume:0.5 mL Collection Instructions: 1. Draw blood in a plain red-top tube(s), serum gel tube(s) is acceptable. 2. Centrifuge and aliquot 0.5 mL of serum in a plastic vial. 3. Send refrigerate. | See Specimen Required |  | Reference ranges have not been established for food-specific IgG tests. | The clinical utility of food-specific IgG tests has not been established. These tests can be used in special clinical situations to select foods for evaluation by diet elimination and challenge in patients who have food-related complaints. It should be recognized that the presence of food-specific IgG alone cannot be taken as evidence of food allergy and only indicates immunologic sensitization by the food allergen in question. This test should only be ordered by physicians who recognize the limitations of the test. |  |  |  | 5 to 7 days |  | This test was developed and its performance characteristics determined by Eurofins Viracor. It has not been cleared or approved by the U.S. Food and Drug Administration. | 86001 | Egg White IgG | 35535-4 | FEGWH | Egg White IgG | 35535-4
FEWG4 | Egg White IgG4 |  | Enzyme Immunoassay (FEIA) | No | Egg White IgG4 | Serum | Collection Container/Tube: Preferred:Red Top Acceptable:Serum gel Specimen Volume:0.5 mL Collection Instructions: 1. Draw blood in a plain red-top tube(s), serum gel tube(s) is acceptable. 2. Centrifuge and aliquot 0.5 mL of serum in a plastic vial. 3. Send refrigerate. | See Specimen Required |  | Reference ranges have not been established for food-specific IgG4 tests. | The clinical utility of food-specific IgG4 tests has not been clearly established. These tests can be used in special clinical situations to select foods for evaluation by diet elimination and challenge in patients who have food-related complaints, and to evaluate food allergic patients prior to food challenges. The presence of food-specific IgG4 alone has been studied in response to various oral food immunotherapy treatments but cutoffs have not been established. |  |  |  | 4 to 7 days |  | This test was developed and its performance characteristics determined by Eurofins Viracor. It has not been cleared or approved by the U.S. Food and Drug Administration. | 86001 | Egg White IgG4 | 56253-8 | FEWG4 | Egg White IgG4 | 56253-8
EGG | Egg White, IgE, Serum | Establishing a diagnosis of an allergy to egg white Defining the allergen responsible for eliciting signs and symptoms Identifying allergens: -Responsible for allergic response and/or anaphylactic episode -To confirm sensitization prior to beginning immunotherapy -To investigate the specificity of allergic reactions to insect venom allergens, drugs, or chemical allergens | Fluorescence Enzyme Immunoassay (FEIA) | Yes | Egg White, IgE | Serum | Collection Container/Tube: Preferred:Serum gel Acceptable:Red top Submission Container/Tube:Plastic vial Specimen Volume:0.5 mL for every 5 allergens requested Collection Instructions:Centrifuge and aliquot serum into a plastic vial. | For 1 allergen: 0.3 mL For more than 1 allergen: (0.05 mL x number of allergens) + 0.25 mL deadspace | Clinical manifestations of immediate hypersensitivity (allergic) diseases are caused by the release of proinflammatory mediators (histamine, leukotrienes, and prostaglandins) from IgE-sensitized effector cells (mast cells and basophils) when cell-bound IgE antibodies interact with an allergen. In vitro serum testing for IgE antibodies provides an indication of the immune response to allergens that may be associated with allergic disease. The allergens chosen for testing often depend upon the age of the patient, history of allergen exposure, season of the year, and clinical manifestations. In individuals predisposed to develop allergic disease, the sequence of sensitization and clinical manifestations proceed as follows: eczema and respiratory disease (rhinitis and bronchospasm) in infants and children less than 5 years due to food sensitivity (milk, egg, soy, and wheat proteins) followed by respiratory disease (rhinitis and asthma) in older children and adults due to sensitivity to inhalant allergens (dust mite, mold, and pollen inhalants). | Class,IgE kU/L,Interpretation, 0,<0.10,Negative, 0/1,0.10-0.34,Borderline/equivocal, 1,0.35-0.69,Equivocal, 2,0.70-3.49,Positive, 3,3.50-17.4,Positive, 4,17.5-49.9,Strongly positive, 5,50.0-99.9,Strongly positive, 6,> or =100,Strongly positive, | Detection of IgE antibodies in serum (class 1 or greater) indicates an increased likelihood of allergic disease as opposed to other etiologies and defines the allergens that may be responsible for eliciting signs and symptoms. The level of IgE antibodies in serum varies directly with the concentration of IgE antibodies expressed as a class score or kU/L. | Testing for IgE antibodies is not useful in patients previously treated with immunotherapy to determine if residual clinical sensitivity exists or in patients in whom the medical management does not depend upon identification of allergen specificity. Some individuals with clinically insignificant sensitivity to allergens may have measurable levels of IgE antibodies in serum, and test results must be interpreted in the clinical context. False-positive results for IgE antibodies may occur in patients with markedly elevated serum IgE (>2500 kU/L) due to nonspecific binding to allergen solid phases. | Homburger HA, Hamilton RG: Allergic diseases. In: McPherson RA, Pincus MR, eds. Henry's Clinical Diagnosis and Management by Laboratory Methods. 23rd ed.Elsevier; 2017:1057-1070 | Specific IgE from the patient's serum reacts with the allergen of interest, which is covalently coupled to an ImmunoCAP. After washing away nonspecific IgE, enzyme-labeled anti-IgE antibody is added to form a complex. After incubation, unbound anti-IgE is washed away, and the bound complex incubated with a developing agent. After stopping the reaction, the fluorescence of the eluate is measured. Fluorescence is proportional to the amount of specific IgE present in the patient's sample (ie, the higher the fluorescence value, the more IgE antibody is present).(Package insert: ImmunoCAP System Specific IgE FEIA. Phadia; Rev 06/2020) | Same day/1 to 3 days | 14 days | This test has been cleared, approved, or is exempt by the US Food and Drug Administration and is used per manufacturer's instructions. Performance characteristics were verified by Mayo Clinic in a manner consistent with CLIA requirements. | 86003 | Egg White, IgE | 6106-9 | EGG | Egg White, IgE | 6106-9
FEWHG | Egg Whole IgG |  | Enzyme Immunoassay (FEIA) | No | Egg Whole IgG | Serum | Collection Container/Tube: Preferred:Red Top Acceptable:Serum gel Specimen Volume:0.5 mL Collection Instructions: 1. Draw blood in a plain red-top tube(s), serum gel tube(s) is acceptable. 2. Centrifuge and aliquot 0.5 mL of serum in a plastic vial. 3. Send refrigerate. | See Specimen Required |  | Reference ranges have not been established for food-specific IgG tests. | The clinical utility of food-specific IgG tests has not been established. These tests can be used in special clinical situations to select foods for evaluation by diet elimination and challenge in patients who have food-related complaints. It should be recognized that the presence of food-specific IgG alone cannot be taken as evidence of food allergy and only indicates immunologic sensitization by the food allergen in question. This test should only be ordered by physicians who recognize the limitations of the test. |  |  |  | 5 to 7 days |  | This test was developed and its performance characteristics determined by Eurofins Viracor. It has not been cleared or approved by the U.S. Food and Drug Administration. | 86001 | Egg Whole IgG | 45201-1 | FEWHG | Egg Whole IgG | 45201-1
FEGYK | Egg Yolk IgG |  | Enzyme Immunoassay (FEIA) | No | Egg Yolk IgG | Serum | Collection Container/Tube: Preferred:Red Top Acceptable:Serum gel Specimen Volume:0.5 mL Collection Instructions: 1. Draw blood in a plain red-top tube(s), serum gel tube(s) is acceptable. 2. Centrifuge and aliquot 0.5 mL of serum in a plastic vial. 3. Send refrigerate. | See Specimen Required |  | Reference ranges have not been established for food-specific IgG tests. | The clinical utility of food-specific IgG tests has not been established. These tests can be used in special clinical situations to select foods for evaluation by diet elimination and challenge in patients who have food-related complaints. It should be recognized that the presence of food-specific IgG alone cannot be taken as evidence of food allergy and only indicates immunologic sensitization by the food allergen in question. This test should only be ordered by physicians who recognize the limitations of the test. |  |  |  | 5 to 9 days |  | This test was developed and its performance characteristics determined by Eurofins Viracor. It has not been cleared or approved by the U.S. Food and Drug Administration. | 86001 | Egg Yolk IgG | 35536-2 | FEGYK | Egg Yolk IgG | 35536-2
YOLK | Egg Yolk, IgE, Serum | Establishing a diagnosis of an allergy to egg yolk Defining the allergen responsible for eliciting signs and symptoms Identifying allergens: -Responsible for allergic response and/or anaphylactic episode -To confirm sensitization prior to beginning immunotherapy -To investigate the specificity of allergic reactions to insect venom allergens, drugs, or chemical allergens | Fluorescence Enzyme Immunoassay (FEIA) | Yes | Egg Yolk, IgE | Serum | Collection Container/Tube: Preferred:Serum gel Acceptable:Red top Submission Container/Tube:Plastic vial Specimen Volume:0.5 mL for every 5 allergens requested Collection Instructions:Centrifuge and aliquot serum into a plastic vial. | For 1 allergen: 0.3 mL For more than 1 allergen: (0.05 mL x number of allergens) + 0.25 mL deadspace | Clinical manifestations of immediate hypersensitivity (allergic) diseases are caused by the release of proinflammatory mediators (histamine, leukotrienes, and prostaglandins) from IgE-sensitized effector cells (mast cells and basophils) when cell-bound IgE antibodies interact with an allergen. In vitro serum testing for IgE antibodies provides an indication of the immune response to allergens that may be associated with allergic disease. The allergens chosen for testing often depend upon the age of the patient, history of allergen exposure, season of the year, and clinical manifestations. In individuals predisposed to develop allergic disease, the sequence of sensitization and clinical manifestations proceed as follows: eczema and respiratory disease (rhinitis and bronchospasm) in infants and children less than 5 years due to food sensitivity (milk, egg, soy, and wheat proteins) followed by respiratory disease (rhinitis and asthma) in older children and adults due to sensitivity to inhalant allergens (dust mite, mold, and pollen inhalants). | Class,IgE kU/L,Interpretation, 0,<0.10,Negative, 0/1,0.10-0.34,Borderline/equivocal, 1,0.35-0.69,Equivocal, 2,0.70-3.49,Positive, 3,3.50-17.4,Positive, 4,17.5-49.9,Strongly positive, 5,50.0-99.9,Strongly positive, 6,> or =100,Strongly positive, | Detection of IgE antibodies in serum (class 1 or greater) indicates an increased likelihood of allergic disease as opposed to other etiologies and defines the allergens that may be responsible for eliciting signs and symptoms. The level of IgE antibodies in serum varies directly with the concentration of IgE antibodies expressed as a class score or kU/L. | Testing for IgE antibodies is not useful in patients previously treated with immunotherapy to determine if residual clinical sensitivity exists or in patients in whom the medical management does not depend upon identification of allergen specificity. Some individuals with clinically insignificant sensitivity to allergens may have measurable levels of IgE antibodies in serum, and test results must be interpreted in the clinical context. False-positive results for IgE antibodies may occur in patients with markedly elevated serum IgE (>2500 kU/L) due to nonspecific binding to allergen solid phases. | Homburger HA, Hamilton RG: Allergic diseases. In: McPherson RA, Pincus MR, eds. Henry's Clinical Diagnosis and Management by Laboratory Methods. 23rd ed. Elsevier; 2017:1057-1070 | Specific IgE from the patient's serum reacts with the allergen of interest, which is covalently coupled to an ImmunoCAP. After washing away nonspecific IgE, enzyme-labeled anti-IgE antibody is added to form a complex. After incubation, unbound anti-IgE is washed away, and the bound complex incubated with a developing agent. After stopping the reaction, the fluorescence of the eluate is measured. Fluorescence is proportional to the amount of specific IgE present in the patient's sample (ie, the higher the fluorescence value, the more IgE antibody is present).(Package insert: ImmunoCAP System Specific IgE FEIA. Phadia; Rev 06/2020) | Same day/1 to 3 days | 14 days | This test has been cleared, approved, or is exempt by the US Food and Drug Administration and is used per manufacturer's instructions. Performance characteristics were verified by Mayo Clinic in a manner consistent with CLIA requirements. | 86003 | Egg Yolk, IgE | 6107-7 | YOLK | Egg Yolk, IgE | 6107-7
EGGP | Eggplant, IgE, Serum | Establishing the diagnosis of an allergy to eggplant Defining the allergen responsible for eliciting signs and symptoms Identifying allergens: -Responsible for allergic response and/or anaphylactic episode -To confirm sensitization prior to beginning immunotherapy -To investigate the specificity of allergic reactions to insect venom allergens, drugs, or chemical allergens | Fluorescence Enzyme Immunoassay (FEIA) | Yes | Eggplant, IgE | Serum | Collection Container/Tube: Preferred:Serum gel Acceptable:Red top Submission Container/Tube:Plastic vial Specimen Volume:0.5 mL for every 5 allergens requested Collection Instructions:Centrifuge and aliquot serum into a plastic vial. | For 1 allergen: 0.3 mL More than 1 allergen: (0.05 mL x number of allergens) + 0.25 mL dead space | Clinical manifestations of immediate hypersensitivity (allergic) diseases are caused by the release of proinflammatory mediators (histamine, leukotrienes, and prostaglandins) from IgE-sensitized effector cells (mast cells and basophils) when cell-bound IgE antibodies interact with an allergen. In vitro serum testing for IgE antibodies provides an indication of the immune response to allergens that may be associated with allergic disease. The allergens chosen for testing often depend upon the age of the patient, history of allergen exposure, season of the year, and clinical manifestations. In individuals predisposed to develop allergic disease, the sequence of sensitization and clinical manifestations proceed as follows: eczema and respiratory disease (rhinitis and bronchospasm) in infants and children less than 5 years due to food sensitivity (milk, egg, soy, and wheat proteins) followed by respiratory disease (rhinitis and asthma) in older children and adults due to sensitivity to inhalant allergens (dust mite, mold, and pollen inhalants). | Class,IgE kU/L,Interpretation, 0,<0.10,Negative, 0/1,0.10-0.34,Borderline/equivocal, 1,0.35-0.69,Equivocal, 2,0.70-3.49,Positive, 3,3.50-17.4,Positive, 4,17.5-49.9,Strongly positive, 5,50.0-99.9,Strongly positive, 6,> or =100,Strongly positive, | Detection of IgE antibodies in serum (class 1 or greater) indicates an increased likelihood of allergic disease as opposed to other etiologies and defines the allergens that may be responsible for eliciting signs and symptoms. The level of IgE antibodies in serum varies directly with the concentration of IgE antibodies expressed as a class score or kU/L. | Testing for IgE antibodies is not useful in patients previously treated with immunotherapy to determine if residual clinical sensitivity exists or in patients in whom the medical management does not depend upon identification of allergen specificity. Some individuals with clinically insignificant sensitivity to allergens may have measurable levels of IgE antibodies in serum, and test results must be interpreted in the clinical context. False-positive results for IgE antibodies may occur in patients with markedly elevated serum IgE (>2500 kU/L) due to nonspecific binding to allergen solid phases. | Homburger HA, Hamilton RG: Allergic diseases. In: McPherson RA, Pincus MR, eds. Henry's Clinical Diagnosis and Management by Laboratory Methods. 23rd ed.Elsevier; 2017:1057-1070 | Specific IgE from the patient's serum reacts with the allergen of interest, which is covalently coupled to an ImmunoCAP. After washing away nonspecific IgE, enzyme-labeled anti-IgE antibody is added to form a complex. After incubation, unbound anti-IgE is washed away, and the bound complex incubated with a developing agent. After stopping the reaction, the fluorescence of the eluate is measured. Fluorescence is proportional to the amount of specific IgE present in the patient's sample (ie, the higher the fluorescence value, the more IgE antibody is present).(Package insert: ImmunoCAP System Specific IgE FEIA. Phadia; Rev 06/2020) | Same day/1 to 3 days | 14 days | This test was developed and its performance characteristics determined by Mayo Clinic in a manner consistent with CLIA requirements. It has not been cleared or approved by the US Food and Drug Administration. | 86003 | Eggplant, IgE | 7296-7 | EGGP | Eggplant, IgE | 7296-7
EDSGG | Ehlers-Danlos Syndrome Gene Panel, Varies | Providing a genetic evaluation for patients with a personal or family history suggestive of Ehlers-Danlos syndrome and related conditions Establishing a diagnosis for Ehlers-Danlos syndrome, X-linked occipital horn syndrome, X-linked periventricular nodular heterotopia, and brittle cornea syndrome | Sequence Capture and Targeted Next-Generation Sequencing (NGS) followed by Polymerase Chain Reaction (PCR) and Sanger Sequencing | Yes | Ehlers-Danlos Syndrome Gene Panel | Varies | Patient Preparation:A previous bone marrow transplant from an allogenic donor will interfere with testing. For instructions for testing patients who have received a bone marrow transplant, call 800-533-1710 Specimen Type:Whole blood Container/Tube: Preferred:Lavender top (EDTA) or yellow top (ACD) Acceptable:Any anticoagulant Specimen Volume:3 mL Collection Instructions: 1. Invert several times to mix blood. 2. Send whole blood specimen in original tube.Do not aliquot. Specimen Stability Information:Ambient (preferred)/Refrigerated Specimen Type:Saliva Patient Preparation:Patient should not eat, drink, smoke, or chew gum 30 minutes prior to collection. Supplies:Saliva Swab Collection Kit (T786) Specimen Volume:1 Swab Collection Instructions:Collect and send specimen per kit instructions. Specimen Stability Information:Ambient 30 days Additional Information:Due to lower concentration of DNA yielded from saliva, it is possible that additional specimen may be required to complete testing. | 1 mL | The Ehlers-Danlos syndromes (EDS) are a clinically and genetically diverse group of heritable connective tissue disorders characterized by joint hypermobility, skin hyperextensibility, and tissue fragility. EDS has an overall estimated prevalence between 1:5000 and 1:25,000. The classification system proposed by the International EDS Consortium identifies 13 subtypes of EDS.(1) A helpful chart delineating the various forms of EDS and their corresponding genes is provided by the Ehlers-Danlos Society.(2) This panel includes genes associated with autosomal dominant and autosomal recessive forms of EDS, including classical, classical-like EDS, vascular, dermatosparaxis, spondylodysplastic, musculocontractural, cardiac-valvular EDS, myopathic, and kyphoscoliotic forms. Of note, hypermobile EDS is inherited in an autosomal dominant inheritance pattern, however, the molecular basis of this condition is unknown, and a diagnosis is based on clinical criteria. Other conditions with phenotypic overlap with EDS covered by this panel include X-linked occipital horn syndrome (ATP7Agene), X-linked periventricular nodular heterotopia (FLNAgene), and brittle cornea syndrome (PRDM5andZNF469genes). | An interpretive report will be provided. | All detected variants are evaluated according to American College of Medical Genetics and Genomics recommendations.(3) Variants are classified based on known, predicted, or possible pathogenicity and reported with interpretive comments detailing their potential or known significance. | Clinical Correlations: Test results should be interpreted in the context of clinical findings, family history, and other laboratory data. Misinterpretation of results may occur if the information provided is inaccurate or incomplete. If testing was performed because of a clinically significant family history, it is often useful to first test an affected family member. Detection of a reportable variant in an affected family member would allow for more informative testing of at-risk individuals. To discuss the availability of additional testing options or for assistance in the interpretation of these results, contact the Mayo Clinic Laboratories genetic counselors at 800-533-1710. Technical Limitations: Next-generation sequencing may not detect all types of genomic variants. In rare cases, false-negative or false-positive results may occur. The depth of coverage may be variable for some target regions; assay performance below the minimum acceptable criteria or for failed regions will be noted. Given these limitations, negative results do not rule out the diagnosis of a genetic disorder. If a specific clinical disorder is suspected, evaluation by alternative methods can be considered. There may be regions of genes that cannot be effectively evaluated by sequencing or deletion and duplication analysis as a result of technical limitations of the assay, including regions of homology, high guanine-cytosine (GC) content, and repetitive sequences. Confirmation of select reportable variants will be performed by alternate methodologies based on internal laboratory criteria. This test is validated to detect 95% of deletions up to 75 base pairs (bp) and insertions up to 47 bp. Deletions-insertions (delins) of 40 or more bp, including mobile element insertions, may be less reliably detected than smaller delins. Deletion/Duplication Analysis: This analysis targets single and multi-exon deletions/duplications; however, in some instances, single exon resolution cannot be achieved due to isolated reduction in sequence coverage or inherent genomic complexity. Balanced structural rearrangements (such as translocations and inversions) may not be detected. This test is not designed to detect low levels of mosaicism or to differentiate between somatic and germline variants. If there is a possibility that any detected variant is somatic, additional testing may be necessary to clarify the significance of results. Genes may be added or removed based on updated clinical relevance. For detailed information regarding gene-specific performance and technical limitations, see Method Description or contact a laboratory genetic counselor. If the patient has had an allogeneic hematopoietic stem cell transplant or a recent blood transfusion, results may be inaccurate due to the presence of donor DNA. Call Mayo Clinic Laboratories for instructions for testing patients who have received a bone marrow transplant. Reclassification of Variants: Currently, it is not standard practice for the laboratory to systematically review previously classified variants on a regular basis. The laboratory encourages healthcare providers to contact the laboratory at any time to learn how the classification of a particular variant may have changed over time. Due to broadening genetic knowledge, it is possible that the laboratory may discover new information of relevance to the patient. Should that occur, the laboratory may issue an amended report. Variant Evaluation: Evaluation and categorization of variants are performed using published American College of Medical Genetics and Genomics and the Association for Molecular Pathology recommendations as a guideline.(3) Other gene-specific guidelines may also be considered. Variants are classified based on known, predicted, or possible pathogenicity and reported with interpretive comments detailing their potential or known significance. Variants classified as benign or likely benign are not reported. Multiple in silico evaluation tools may be used to assist in the interpretation of these results. The accuracy of predictions made by in silico evaluation tools is highly dependent upon the data available for a given gene, and periodic updates to these tools may cause predictions to change over time. Results from in silico evaluation tools should be interpreted with caution and professional clinical judgment. Rarely, incidental or secondary findings may implicate another predisposition or presence of active disease. Incidental findings may include, but are not limited to, results related to the sex chromosomes. These findings will be carefully reviewed to determine whether they will be reported. | 1. Malfait F, Francomano C, Byers P, et al. The 2017 international classification of the Ehlers-Danlos syndromes. Am J Med Genet C Semin Med Genet. 2017;175(1):8-26. doi:10.1002/ajmg.c.31552 2. The Ehlers-Danlos Society. EDS types. The Ehlers-Danlos Society; 2017. Accessed March 20, 2024. Available at: www.ehlers-danlos.com/eds-types/ 3. Richards S, Aziz N, Bale S, et al: Standards and guidelines for the interpretation of sequence variants: a joint consensus recommendation of the American College of Medical Genetics and Genomics and the Association for Molecular Pathology. Genet Med. 2015;17(5):405-424. doi:10.1038/gim.2015.30 | Next-generation sequencing (NGS) and Sanger sequencing are performed to test for the presence of variants in coding regions and intron/exon boundaries of the genes analyzed, as well as some other regions that have known disease-causing variants. The human genome reference GRCh37/hg19 build was used for sequence read alignment. At least 99% of the bases are covered at a read depth over 30X. Sensitivity is estimated to be over 99% for single nucleotide variants, over 94% for deletion-insertions (delins) less than 40 base pairs (bp), and over 95% for deletions up to 75 bp and insertions up to 47 bp. NGS and/or a polymerase chain reaction-based quantitative method is performed to test for the presence of deletions and duplications in the genes analyzed. There may be regions of genes that cannot be effectively evaluated by sequencing or deletion and duplication analysis as a result of technical limitations of the assay, including regions of homology, high guanine-cytosine (GC) content, and repetitive sequences. SeeTargeted Genes and Methodology Details for Ehlers-Danlos Syndrome Gene Panelfor details regarding the targeted genes analyzed for each test and specific gene regions not routinely covered.(Unpublished Mayo method) Confirmation of select reportable variants may be performed by alternate methodologies based on internal laboratory criteria. Genes analyzed: ADAMTS2, AEBP1, ATP7A, B3GALT6, B3GAT3, B4GALT7, CHST14, COL12A1, COL1A1, COL1A2, COL3A1, COL5A1, COL5A2, DSE, FKBP14, FLNA, PLOD1, PRDM5, SLC39A13, SPARC, TNXB,andZNF469 | 28 to 42 days | Whole blood: 2 weeks (if available); Extracted DNA: 3 months; Saliva: 1 month | This test was developed and its performance characteristics determined by Mayo Clinic in a manner consistent with CLIA requirements. It has not been cleared or approved by the US Food and Drug Administration. | 81408 x28147981479 (if appropriate for government payers) | Ehlers-Danlos Syndrome Gene Panel | 93200-4 | 617266 | Released By | 18771-6
EHRCP | Ehrlichia Antibody Panel, Serum | An adjunct in the diagnosis of infection withAnaplasma phagocytophilumorEhrlichia chaffeensis Seroepidemiological surveys of the prevalence of the infection in certain populations | Immunofluorescence Assay (IFA) | Yes | Ehrlichia Ab Panel | For more information seeAcute Tick-Borne Disease Testing Algorithm. | Supplies:Sarstedt Aliquot Tube, 5 mL (T914) Collection Container/Tube: Preferred:Serum gel Acceptable:Red top Submission Container/Tube:Plastic vial Specimen Volume:0.5 mL Collection Instructions: Centrifuge and aliquot serum into a plastic vial. | See Specimen Required | Anaplasma phagocytophilumis an intracellular rickettsia-like bacterium that preferentially infects granulocytes and forms inclusion bodies, referred to as morulae.A phagocytophilumis transmitted byIxodesspecies ticks, which also transmitBorrelia burgdorferiandBabesiaspecies. Infection withA phagocytophilumis also referred to as human granulocytic anaplasmosis (HGA) or human granulocytic ehrlichiosis, and symptoms in otherwise healthy individuals are often mild and nonspecific, including fever, myalgia, arthralgia, and nausea. Clues to the diagnosis of anaplasmosis in a patient with an acute febrile illness after tick exposure include laboratory findings of leukopenia or thrombocytopenia and elevated liver enzymes.HGA is most prevalent in the upper Midwest and in other areas of the United States that are endemic for Lyme disease. Ehrlichia chaffeensisis an intracellular rickettsia-like bacterium that preferentially infects monocytes and is sequestered in parasitophorous vacuoles referred to as morulae. Infections withE chaffeensisare also referred to as human monocytotropic ehrlichiosis (HME).E chaffeensisis transmitted byAmblyommaspecies ticks, which are found throughout the Southeastern and South-Central United States. Many cases of HME are subclinical or mild, however, the infection can be severe and life-threatening, particularly in immunosuppressed individuals. Reported mortality rates range from 2% to 3%. Fever, fatigue, malaise, headache, and other "flu-like" symptoms occur most commonly. Leukopenia, thrombocytopenia, and elevated hepatic transaminases are frequent laboratory findings. | ANAPLASMA PHAGOCYTOPHILUM <1:64 Reference values apply to all ages. EHRLICHIA CHAFFEENSIS <1:64 Reference values apply to all ages. | A positive immunofluorescence assay result (titer > or =1:64) suggests current or previous infection. In general, the higher the titer, the more likely the patient has an active infection. Four-fold rises in titer also indicate active infection. Previous episodes of ehrlichiosis may produce a positive serology result although antibody levels decline significantly during the year following infection. | Serology results for IgG may be negative during the acute phase of infection (<7 days post-symptom onset), during which time detection using targeted nucleic acid amplification testing (eg, polymerase chain reaction) is recommended. Detectable IgG-class antibodies typically appear within 7 to 10 days post-symptom onset. IgG-class antibodies may remain detectable for months to years following prior infection. Therefore, a single time point-positive titer needs to be interpreted alongside other findings to differentiate recent versus past infection. Other members of theEhrlichiagenus (eg,Ehrlichia ewingii) may not be detected by this assay. | Centers for Disease Control and Prevention (CDC), Division of Vector-Borne Diseases: Tickborne Diseases of the United States: A Reference Manual for Healthcare Providers. 6th ed. US Department of Health and Human Services; 2022. Accessed September 5, 2024. Available at www.cdc.gov/ticks/tickbornediseases/TickborneDiseases-P.pdf | The patient's serum is diluted and is placed in microscopic slide wells that have been coated withAnaplasma phagocytophilum-infected cells orEhrlichia chaffeensis-infected cells. After incubation, the slides are washed and a fluorescein-isothiocyanate conjugate is added to each well. The slides are then read using a fluorescence microscope and significant fluorescent staining of intracellular organisms constitutes a positive reaction.(Dumler JS, Asanovich KM, Bakken JS, Richter P, Kimsey R, Madigan JE. Serologic cross-reactions among Ehrlichia equi, Ehrlichia phagocytophila, and human granulocytic Ehrlichia. J Clin Microbiol. 1995;33[5]:1098-1103; Pancholi P, Kolbert CP, Mitchell PD, et al. Ixodes dammini as a potential vector of human granulocytic ehrlichiosis. J Infect Dis. 1995;172[4]:1007-1012; Dawson JE, Fishbein DB, Eng TR, Redus MA, Green NR. Diagnosis of human ehrlichiosis with the indirect fluorescent antibody test: kinetics and specificity. J Infect Dis. 1990;162[1]:91-95; package insert:Ehrlichia chaffeensisIFAIgG. DiaSorin Molecular; 08/2016) | Same day/1 to 3 days | 14 days | This test was developed using an analyte specific reagent. Its performance characteristics were determined by Mayo Clinic in a manner consistent with CLIA requirements. This test has not been cleared or approved by the US Food and Drug Administration. | 86666 x 2 | Ehrlichia Ab Panel | 77165-9 | 81478 | Ehrlichia Chaffeensis (HME) Ab, IgG | 47405-6
EHRC | Ehrlichia chaffeensis (HME) Antibody, IgG, Serum | An adjunct in the diagnosis of ehrlichiosis Seroepidemiological surveys of the prevalence of the infection in certain populations | Immunofluorescence Assay (IFA) | Yes | Ehrlichia Chaffeensis (HME) Ab, IgG | For more information seeAcute Tick-Borne Disease Testing Algorithm | Supplies:Sarstedt Aliquot Tube, 5 mL (T914) Collection Container/Tube: Preferred:Serum gel Acceptable:Red top Submission Container/Tube:Plastic vial Specimen Volume:0.5 mL Collection Instructions: Centrifuge and aliquot serum into a plastic vial. | 0.4 mL | Ehrlichia chaffeensisis an intracellular rickettsia-like bacterium that preferentially infects monocytes and is sequestered in parasitophorous vacuoles referred to as morulae. Infections withE chaffeensisare also referred to as human monocytotropic ehrlichiosis (HME).E chaffeensisis transmitted byAmblyommaspecies ticks, which are found throughout the Southeastern and South-central United States. Many cases of HME are subclinical or mild, however, the infection can be severe and life-threatening, particularly in immunosuppressed individuals. Reported mortality rates range from 2% to 3%. Fever, fatigue, malaise, headache, and other "flu-like" symptoms occur most commonly. Leukopenia, thrombocytopenia, and elevated hepatic transaminases are frequent laboratory findings. | <1:64 Reference values apply to all ages. | A positive immunofluorescence assay result (titer > or =1:64) suggests current or previous infection. In general, the higher the titer, the more likely the patient has an active infection. Four-fold rises in titer also indicate active infection. Previous episodes of ehrlichiosis may produce a positive serology result although antibody levels decline significantly during the year following infection. | Serology results for IgG may be negative during the acute phase of infection (<7 days post-symptom onset), during which time detection using targeted nucleic acid amplification testing (eg, polymerase chain reaction) is recommended. Detectable IgG-class antibodies typically appear within 7 to 10 days post-symptom onset. IgG-class antibodies may remain detectable for months to years following prior infection. Therefore, a single time point-positive titer needs to be interpreted alongside other findings to differentiate recent versus past infection. Other members of theEhrlichiagenus (eg,Ehrlichia ewingii) may not be detected by this assay. | Centers for Disease Control and Prevention (CDC): Tickborne Diseases of the United States: A Reference Manual for Healthcare Providers. 6th ed. US Department of Health and Human Services; 2022. Accessed September 5, 2024. Available at www.cdc.gov/ticks/tickbornediseases/TickborneDiseases-P.pdf | The patient's serum is diluted and is placed in microscopic slide wells that have been coated withEhrlichia chaffeensis-infected cells. After incubation, the slides are washed and a fluorescein-isothiocyanate conjugate is added to each well. The slides are then read using a fluorescence microscope and significant fluorescent staining of intracellular organisms constitutes a positive reaction.(Dumler JS, Asanovich KM, Bakken JS, Richter P, Kimsey R, Madigan JE. Serologic cross-reactions among Ehrlichia equi, Ehrlichia phagocytophila, and human granulocytic Ehrlichia. J Clin Microbiol. 1995;33[5]:1098-1103; Pancholi P, Kolbert CP, Mitchell PD, et al. Ixodes dammini as a potential vector of human granulocytic ehrlichiosis. J Infect Dis. 1995;172[4]:1007-1012; Dawson JE, Fishbein DB, Eng TR, Redus MA, Green NR. Diagnosis of human ehrlichiosis with the indirect fluorescent antibody test: kinetics and specificity. J Infect Dis. 1990;162[1]:91-95; package insert: Ehrlichia chaffeensis IFA IgG. DiaSorin Molecular; 08/2016) | Same day/1 to 3 days | 14 days | This test was developed using an analyte specific reagent. Its performance characteristics were determined by Mayo Clinic in a manner consistent with CLIA requirements. This test has not been cleared or approved by the US Food and Drug Administration. | 86666 | Ehrlichia Chaffeensis (HME) Ab, IgG | 47405-6 | 81478 | Ehrlichia Chaffeensis (HME) Ab, IgG | 47405-6
EPCRB | Ehrlichia/Anaplasma, Molecular Detection, PCR, Blood | Evaluating patients suspected of acuteanaplasmosisorehrlichiosis This testshould not beused for screening asymptomatic individuals. | Real-Time Polymerase Chain Reaction (PCR)/DNA Probe Hybridization | Yes | Ehrlichia/Anaplasma, PCR, B | Whole Blood EDTA | Container/Tube:Lavender top (EDTA) Specimen Volume:1 mL Collection Instructions:Send whole blood specimen in original tube.Do not aliquot. | 0.3 mL | Ehrlichiosis and anaplasmosis are a group of emerging zoonotic tick-borne infectionscaused byEhrlichiaandAnaplasmaspecies, respectively. These obligate intracellular, gram-negative rickettsial organismsinfect leukocytes and cause a potentially serious febrile illness in humans. Human granulocytic anaplasmosis (HGA), formerly known as human granulocytic ehrlichiosis, is caused byAnaplasma phagocytophilum, which istransmitted through the bite of an infectedIxodesspecies tick. The epidemiology of thisinfection in the United States is very much like that of Lyme disease (causedbyBorrelia burgdorferi) and babesiosis (caused primarily byBabesia microti), which all have the same tick vector. HGA is most prevalent in the upperMidwest and in other areas of the United States that areendemic for Lyme disease. Human monocytic ehrlichiosis (HME) is caused byEhrlichiachaffeensis,which is transmitted by the Lone Star tick,Amblyommaamericanum. Most cases of HME have been reported from the Southeasternand South-Central regions of the United States.Ehrlichia ewingii, the known cause of canine granulocytic ehrlichiosis, can occasionally cause an HME-like illness in humans. Clinicalfeatures and laboratory abnormalities are similar to those ofE chaffeensisinfection, and antibodies toE ewingiicross-react with current serologic assays for detection of antibodiestoE chaffeensis. Most recently, Mayo Clinic Laboratories detected a new species ofEhrlichiain patients with exposure to ticks in Wisconsin and Minnesota. This organism is most closely related toEhrlichiamurisand therefore, hasbeen referred to as theE muris-like agent or EMLA. The nameEhrlichiamuris eauclairensishas recently been proposed after the city in which the first case was described.E muris eauclairensiscauses a similar disease to ehrlichiosis due toE chaffeensisandE ewingiiand may cause more severe disease in immunocompromised hosts. Most cases of anaplasmosis and ehrlichiosis are subclinical or mild, but infection can be severe and life-threatening in some individuals. Fever, fatigue, malaise, headache, and other "flu-like" symptoms, including myalgias, arthralgias, and nausea, occur most commonly. Central nervous system involvement can result in seizures and coma. Diagnosis may be difficult since the patient's clinical courseis often mild and nonspecific. This symptom complex is easily confusedwith other illnesses (such as influenza) or other tick-borne zoonoses(such as Lyme disease, babesiosis, and Rocky Mountain spotted fever). Clues to the diagnosis of ehrlichiosis in an acutely febrile patient aftertick exposure include laboratory findings of leukopenia or thrombocytopenia and elevated serum aminotransferase levels. However, whilethese abnormal laboratory findings are frequently seen, they are notspecific. Rarely, intra-granulocytic or monocytic morulae may be observed on peripheral blood smear, but this is not a reliable means of diagnosing cases of human ehrlichiosis or anaplasmosis. Definitive diagnosis is usually accomplished throughpolymerase chain reaction (PCR) and serologic methods. Serologic testing is done primarily for confirmatory purposes by demonstrating a 4-fold rise or fall in specific antibody titers toEhrlichiaspecies orAnaplasmaantigens. There is not currently a commercially available specific serologic test forE muris eauclairensis, but cross-reactivity with the otherEhrlichiaspecies by serology may be detected. PCR techniques allow direct detection of pathogen-specific DNA from patients' whole blood and is the preferred method for detection during the acute phase of illness. The Mayo Clinic PCR assay is capable of detecting and differentiatingA phagocytophilum, E chaffeensis, E ewingii,andE muris eauclairensis. It is important to note that concurrent infection withAphagocytophilum, Borrelia burgdorferi,andBabesia microtiis not uncommon, as these organisms share the sameIxodestick vector. Additional testing for these pathogens may be indicated. | Negative Reference values apply to all ages. | Positive results indicate presence of specific DNA fromEhrlichia chaffeensis, Ehrlichia ewingii,Ehrlichiamuris eauclairensisorganism, orAnaplasma phagocytophilumandsupport the diagnosis of ehrlichiosis or anaplasmosis. Negative results indicate absence of detectable DNA from any of these 4 pathogens in specimens but do not exclude the presence of these organisms or active or recent disease. Since DNA ofE ewingiiis indistinguishable from that ofEhrlichia canisby this rapidpolymerase chain reactionassay, a positive result forE ewingii/canisindicates the presence of DNA from either of these 2 organisms. | This assay should only be used to test patients with signs and symptoms of ehrlichiosis or anaplasmosis. A negative result does not indicate absence of disease. Inadequate specimen collection or improper conditions for storage or transport may invalidate test results. This test may detect DNA ofEhrlichia canis(reported to causeasymptomatic infection in Venezuela only). Thispolymerase chain reactiontest does not detect DNA ofRickettsia(formerlyEhrlichia)sennetsu,whichhas been reported to cause a rare mononucleosis-like illnessin humans (in Japan and Malaysia). | 1. Bakken JS, Dunler JS: Human granulocytic ehrlichiosis. Clin Infect Dis. 2000 Aug;31(2):554-560 2. Dumler JS, Bakken JS: Human ehrlichioses: newly recognized infections transmitted by ticks. Ann Rev Med. 1998;49:201-213 3. Krause PJ, McKay K, Thompson CA, et al: Disease-specific diagnosis of coinfecting tickborne zoonoses: babesiosis, human granulocytic ehrlichiosis, and Lyme disease. Clin Infect Dis. 2002 May 1;34(9):1184-1191 4. McQuiston JH, Paddock CD, Holman RC, Childs JE: The human ehrlichioses in the United States. Emerg Infect Dis. 1999 Sept-Oct;5(5):635-642 5. Pritt BS, Sloan LM, Johnson DK, et al: Emergence of a new pathogenic Ehrlichia species, Wisconsin and Minnesota, 2009. N Engl J Med. 2011 Aug 4;365(5):422-429 6. Johnson DKH, Schiffman EK, Davis JP, et al: Human infection withEhrlichia muris-like pathogen, United States, 2007-2013. Emerg Infect Dis. 2015 Oct; 21(10):1794-1799 | Nucleic acid is extracted from the pathogens in blood using the automated MagNA Pure LC system. The extract is then transferred to a 96-well Lightcycler 480 dish for amplification. The LightCycler 480 is an automated instrument that amplifies and monitors the development of target nucleic acid (amplicon) after each cycle ofpolymerase chain reaction(PCR). The DNA target for PCR assay is groEL, the open reading frame gene segment of the heat-shock protein operon (groEL), which is present at a frequency of 1 copy per organism in pathogenic species ofAnaplasmaandEhrlichia. A specific base pair DNA target sequence is amplified by PCR. The detection of amplicon is based on fluorescence resonance energy transfer, which utilizes a hybridization probe with a donor fluorophore, fluorescein, at the 3' end and a second hybridization probe with an acceptor fluorophore, LC-Red 640, at the 5' end. When the target amplicon is present, the LC-Red 640 emits a measurable and quantifiable light signal at a specific wavelength. Presence of the specific organism nucleic acid may be confirmed by performing a melting curve analysis of the amplicon. Using features of the melting curve analysis, the assay primers and specific hybridization probes are able to detect and differentiate amongAnaplasma phagocytophilum,Ehrlichiosis chaffeensis, Ehrlichia muriseauclairensis,andEhrlichia ewingii/canis.Due to close proximity of the melting curves ofEhrlichia ewingiiandEhrlichia canis, this assay cannot distinguish between these 2 organisms.(Unpublished Mayo method) | Same day/1 to 4 days | 1 week | This test was developed and its performance characteristics determined by Mayo Clinic in a manner consistent with CLIA requirements. It has not been cleared or approved by the US Food and Drug Administration. | 874688748487798 x 287999 ( if appropriate for government payers) | Ehrlichia/Anaplasma, PCR, B | 87548-4 | 618326 | Ehrlichia muris eauclairensis | 87561-7
EHBAP | Ehrlichia/Babesia Antibody Panel, Immunofluorescence, Serum | As an adjunct in the diagnosis of infection withAnaplasma phagocytophilum,Ehrlichia chaffeensisorBabesia microti Seroepidemiological surveys of the prevalence of the infection in certain populations | Immunofluorescence Assay (IFA) | Yes | Ehrlichia/Babesia Ab Panel, S, IFA | For more information seeAcute Tick-Borne Disease Testing Algorithm. | Collection Container/Tube: Preferred:Serum gel Acceptable:Red top Submission Container/Tube:Plastic vial Specimen Volume:0.6 mL Collection Instructions: Centrifuge and aliquot serum into a plastic vial. | 0.5 mL | Anaplasma phagocytophilum: Anaplasmaphagocytophilumis an intracellular rickettsia-like bacterium that preferentially infects granulocytes and forms inclusion bodies referred to as morulae.A phagocytophilumis transmitted byIxodesspecies ticks, which also transmitBorrelia burgdorferiandBabesiaspecies. Infection withA phagocytophilumis also referred to as human granulocytic anaplasmosis (HGA) or human granulocytic ehrlichiosis, and symptoms in otherwise healthy individuals are often mild and nonspecific, including fever, myalgia, arthralgia, and nausea. Clues to the diagnosis of anaplasmosis in a patient with an acute febrile illness after tick exposure include laboratory findings of leukopenia or thrombocytopenia and elevated liver enzymes.HGA is most prevalent in the upper Midwest and in other areas of the United States that are endemic for Lyme disease. Ehrlichia chaffeensis: Ehrlichiachaffeensisis an intracellular rickettsia-like bacterium that preferentially infects monocytes and is sequestered in parasitophorous vacuoles referred to as morulae. Infections withE chaffeensisare also referred to as human monocytotropic ehrlichiosis (HME).E chaffeensisis transmitted byAmblyommaspecies ticks, which are found throughout the Southeastern and South-Central United States. Many cases of HME are subclinical or mild; however, the infection can be severe and life-threatening, particularly in immunosuppressed individuals. Reported mortality rates range from 2% to 3%. Fever, fatigue, malaise, headache, and other "flu-like" symptoms occur most commonly. Leukopenia, thrombocytopenia, and elevated hepatic transaminases are frequent laboratory findings. Babesia microti: Babesiosis is a zoonotic infection caused by the protozoan parasiteBabesia microti. The infection is acquired by contact withIxodesticks carrying the parasite. The deer mouse is the animal reservoir, and overall, the epidemiology of this infection is much like that of Lyme disease. Babesiosis is most prevalent in the Northeast, upper Midwest, and Pacific Coast of the United States. Infectious forms (sporozoites) are injected during tick bites, and the organism enters the vascular system where it infects red blood cells (RBC). During this intraerythrocytic stage, it becomes disseminated throughout the reticuloendothelial system. Asexual reproduction occurs in RBC, and daughter cells (merozoites) are formed, which are liberated on rupture (hemolysis) of the RBC. Most cases of babesiosis are subclinical or mild, but the infection can be severe and life-threatening, especially in older or asplenic patients. Fever, fatigue, malaise, headache, and other flu-like symptoms occur most commonly. In the most severe cases, hemolysis, acute respiratory distress syndrome, and shock may develop. Patients may have hepatomegaly and splenomegaly. A serologic test can be used as an adjunct in the diagnosis and follow-up of babesiosis, when infection is chronic or persistent, or in seroepidemiologic surveys of the prevalence of the infection in certain populations. Babesiosis is usually diagnosed by observing the organisms in infected RBC on Giemsa-stained thin blood films of smeared peripheral blood. Serology may also be useful if the parasitemia is too low to detect or if the infection has cleared naturally or following treatment. | ANAPLASMA PHAGOCYTOPHILUM <1:64 Reference values apply to all ages. EHRLICHIA CHAFFEENSIS <1:64 Reference values apply to all ages. BABESIA MICROTI <1:64 Reference values apply to all ages. | Anaplasma phagocytophilum: A positive result of an immunofluorescence assay (IFA) test (titer > or =1:64) suggests current or previous infection with human granulocytic ehrlichiosis (anaplasmosis). In general, the higher the titer, the more likely it is that the patient has an active infection. Seroconversion may also be demonstrated by a significant increase in IFA titers. During the acute phase of the infection, serologic tests are often nonreactive, polymerase chain reaction (PCR) testing is available to aid in the diagnosis of these cases (see EPCRB /Ehrlichia/Anaplasma, Molecular Detection, PCR, Blood). Ehrlichia chaffeensis: A positive IFA result (titer > or =1:64) suggests current or previous infection. In general, the higher the titer, the more likely the patient has an active infection. Four-fold rises in titer also indicate active infection. Previous episodes of ehrlichiosis may produce a positive serology result although antibody levels decline significantly during the year following infection. Babesia microti: A positive result of an indirect fluorescent antibody test (titer > or =1:64) suggests current or previous infection withBabesia microti. In general, the higher the titer, the more likely it is that the patient has an active infection. Patients with documented infections have usually had titers ranging from 1:320 to 1:2560. | Performance characteristics have not been established for hemolyzed or lipemic specimens. Anaplasma phagocytophilum: Previous episodes of human granulocytic ehrlichiosis (anaplasmosis) may produce a positive serologic result. In rare instances, clinical evidence of infection may also be derived by direct microscopic examination of Giemsa- or Diff-Quik-stained peripheral blood buffy coat smears, which may reveal clusters of round, dark-purple stained, small dots (morulae) in the cytoplasm of polymorphonuclear cells. However, this is a very insensitive method. Ehrlichia chaffeensis: Serology results for IgG may be negative during the acute phase of infection (<7 days post-symptom onset), during which time detection using targeted nucleic acid amplification testing (eg, polymerase chain reaction: PCR) is recommended. Detectable IgG-class antibodies typically appear within 7 to 10 days post-symptom onset. IgG-class antibodies may remain detectable for months to years following prior infection. Therefore, a single time point-positive titer needs to be interpreted alongside other findings to differentiate recent versus past infection. Other members of theEhrlichiagenus (eg,Ehrlichia ewingii) may not be detected by this assay. Babesia microti: Previous episodes of babesiosis may produce a positive serologic result. In selected cases, documentation of infection may be attempted by animal inoculation or PCR methods (BABPB /Babesiaspecies, Molecular Detection, PCR, Blood) | Centers for Disease Control and Prevention (CDC). Tickborne Diseases of the United States: A Reference Manual for Healthcare Providers. 6th ed. US Department of Health and Human Services; 2022. Accessed September 29, 2022. Available at www.cdc.gov/ticks/tickbornediseases/TickborneDiseases-P.pdf | Anaplasma phagocytophilumandEhrlichia chaffeensis: The patient's serum is diluted and is placed in microscopic slide wells that have been coated withAnaplasma phagocytophilumorEhrlichia chaffeensis-infected cells. After incubation, the slides are washed and a fluorescein-isothiocyanate conjugate is added to each well. The slides are then read using a fluorescence microscope and significant fluorescent staining of intracellular organisms constitutes a positive reaction.(Dumler JS, Asanovich KM, Bakken JS, Richter P, Kimsey R, Madigan JE. Serologic cross-reactions among Ehrlichia equi, Ehrlichia phagocytophila, and human granulocytic Ehrlichia. J Clin Microbiol. 1995;33[5]:1098-1103; Pancholi P, Kolbert CP, Mitchell PD, et al. Ixodes dammini as a potential vector of human granulocytic ehrlichiosis. J Infect Dis. 1995;172[4]:1007-1012; Dawson JE, Fishbein DB, Eng TR, Redus MA, Green NR. Diagnosis of human ehrlichiosis with the indirect fluorescent antibody test: kinetics and specificity. J Infect Dis. 1990;162[1]:91-95; package insert: Ehrlichia chaffeensis IFA IgG. DiaSorin; 08/2016) Babesia microti: The patient's serum is diluted and is placed in microscopic slide wells which have been coated withBabesia microti-infected red blood cells from Syrian hamsters. After incubation, the slides are washed and a fluorescein-isothiocyanate conjugate is added to each well. The slides are then read using a fluorescence microscope and significant fluorescent staining of intraerythrocytic organisms constitutes a positive reaction.(Krause PJ, Telford III SR, Ryan R, et al. Diagnosis of babesiosis: Evaluation of a serologic test for the detection ofBabesia microtiantibody. J Infect Dis. 1994;169[4]:923-926; package insert: Babesia IFA IgG. DiaSorin Molecular; 08/12/2016) | Same day/1 to 3 days | 14 days | This test was developed using an analyte specific reagent. Its performance characteristics were determined by Mayo Clinic in a manner consistent with CLIA requirements. This test has not been cleared or approved by the US Food and Drug Administration. | 86666 x 286753 | Ehrlichia/Babesia Ab Panel, S, IFA | 101409-1 | 81478 | Ehrlichia Chaffeensis (HME) Ab, IgG | 47405-6
FPCEL | Elastase, Pancreatic, Serum |  | Direct radioimmunoassay (RIA) | No | Pancreatic Elastase-1 | Serum | Patient Preparation:The patient should fast for 10 to 12 hours prior to collection of specimen. Medications that affect pancreatic activity should be discontinued, if possible, for at least 48 hours prior to collection of specimen. Collection Container/Tube: Preferred:Red top Acceptable: Serum gel Submission Container/Tube:Plastic vial Specimen Volume:3 mL Collection Instructions: 1. Draw blood in a plain, red-top or a serum gel tube(s). 2. Centrifuge as soon as possible, aliquot 3 mL of serum into a plastic vial, and freeze immediately. 3. Send frozen. | 1 mL | Serum Elastase, also called Pancreatopeptidase, is a protease present in pancreatic secretion with the unique ability to rapidly hydrolyze elastin. Elastin is a fibrillar protein found in connective tissue. Elastin forms the elastic fibers found mostly in lungs and skin. Elastase is able to hydrolyze denatured hemoglobin, casein, fibrin, albumin and denatured but not native collagen. Elastase has been implicated in the pathogenesis of pulmonary emphysema, atherosclerosis and in the vascular injury of acute pancreatic necrosis. Elastase activity is inhibited by protease inhibitors including a1-Anti-Trypsin, a1-anti-Chymotrypsin, anti-Thrombin III, a2-Macroglobulin and b1-anti-Collagenase. Patients with thyroid dysfunction have decreased Elastase activity. Serum pancreatic levels quantify EL 1 for the diagnosis or exclusion of an acute pancreatitis or an inflammatory episode of chronic pancreatitis or gallstone induced pancreatitis. | Normal pancreatic exocrine function: Less than 3.5 ng/mL No pediatric reference ranges available for this test. |  |  |  |  | 12 to 14 days |  | This test was developed and its performance characteristics determined by Inter Science Institute. Values obtained with different methods, laboratories, or kits cannot be used interchangeably with the results on this report. The results cannot be interpreted as absolute evidence of the presence or absence of malignant disease. | 83519 | Pancreatic Elastase-1 | Not Provided | FPCEL | Pancreatic Elastase-1 | 14048-3
ELDR | Elder, IgE, Serum | Establishing the diagnosis of an allergy to elder Defining the allergen responsible for eliciting signs and symptoms Identifying allergens: -Responsible for allergic response and/or anaphylactic episode -To confirm sensitization prior to beginning immunotherapy -To investigate the specificity of allergic reactions to insect venom allergens, drugs, or chemical allergens | Fluorescence Enzyme Immunoassay (FEIA) | Yes | Elder, IgE | Serum | Collection Container/Tube: Preferred:Serum gel Acceptable:Red top Submission Container/Tube:Plastic vial Specimen Volume:0.5 mL for every 5 allergens requested Collection Instructions:Centrifuge and aliquot serum into a plastic vial. | For 1 allergen: 0.3 mL More than 1 allergen: (0.05 mL x number of allergens) + 0.25 mL dead space | Clinical manifestations of immediate hypersensitivity (allergic) diseases are caused by the release of proinflammatory mediators (histamine, leukotrienes, and prostaglandins) from IgE-sensitized effector cells (mast cells and basophils) when cell-bound IgE antibodies interact with an allergen. In vitro serum testing for IgE antibodies provides an indication of the immune response to allergens that may be associated with allergic disease. The allergens chosen for testing often depend upon the age of the patient, history of allergen exposure, season of the year, and clinical manifestations. In individuals predisposed to develop allergic disease, the sequence of sensitization and clinical manifestations proceed as follows: eczema and respiratory disease (rhinitis and bronchospasm) in infants and children less than 5 years due to food sensitivity (milk, egg, soy, and wheat proteins) followed by respiratory disease (rhinitis and asthma) in older children and adults due to sensitivity to inhalant allergens (dust mite, mold, and pollen inhalants). | Class,IgE kU/L,Interpretation, 0,<0.10,Negative, 0/1,0.10-0.34,Borderline/equivocal, 1,0.35-0.69,Equivocal, 2,0.70-3.49,Positive, 3,3.50-17.4,Positive, 4,17.5-49.9,Strongly positive, 5,50.0-99.9,Strongly positive, 6,> or =100,Strongly positive, | Detection of IgE antibodies in serum (class 1 or greater) indicates an increased likelihood of allergic disease as opposed to other etiologies and defines the allergens that may be responsible for eliciting signs and symptoms. The level of IgE antibodies in serum varies directly with the concentration of IgE antibodies expressed as a class score or kU/L. | Testing for IgE antibodies is not useful in patients previously treated with immunotherapy to determine if residual clinical sensitivity exists or in patients in whom the medical management does not depend upon identification of allergen specificity. Some individuals with clinically insignificant sensitivity to allergens may have measurable levels of IgE antibodies in serum, and test results must be interpreted in the clinical context. False-positive results for IgE antibodies may occur in patients with markedly elevated serum IgE (>2500 kU/L) due to nonspecific binding to allergen solid phases. | Homburger HA, Hamilton RG: Allergic diseases. In: McPherson RA, Pincus MR, eds. Henry's Clinical Diagnosis and Management by Laboratory Methods. 23rd ed.Elsevier; 2017:1057-1070 | Specific IgE from the patient's serum reacts with the allergen of interest, which is covalently coupled to an ImmunoCAP. After washing away nonspecific IgE, enzyme-labeled anti-IgE antibody is added to form a complex. After incubation, unbound anti-IgE is washed away, and the bound complex incubated with a developing agent. After stopping the reaction, the fluorescence of the eluate is measured. Fluorescence is proportional to the amount of specific IgE present in the patient's sample (ie, the higher the fluorescence value, the more IgE antibody is present).(Package insert: ImmunoCAP System Specific IgE FEIA. Phadia; Rev 06/2020) | Same day/1 to 3 days | 14 days | This test was developed and its performance characteristics determined by Mayo Clinic in a manner consistent with CLIA requirements. It has not been cleared or approved by the US Food and Drug Administration. | 86003 | Elder, IgE | 6108-5 | ELDR | Elder, IgE | 6108-5
EFPO | Electrolyte and Osmolality Panel, Feces | Workup of cases of chronic diarrhea Diagnosis of factitious diarrhea (where patient adds water to stool to simulate diarrhea) | OG_F: Calculation NA_F, K_F, CL_F: Indirect Ion-Selective Electrode (ISE) Potentiometry OSMOF: Freezing Point Depression POU_F: Photometric, Ammonium Molybdate MG_F: Colorimetric Titration | Yes | Electrolyte and Osmolality Panel, F | Fecal | Patient Preparation: Nobarium, laxatives, or enemas may be usedfor 96 hours prior to start of, or during, collection. Supplies:Stool containers-24, 48, 72 Hour Kit (T291) Note: A random collection is required, but may be submitted in containers provided for timed collection. Container/Tube:Stool container Specimen Volume:10 g Collection Instructions: 1.Collect a very liquid, random stool specimen. 2.Do not add preservative to the specimen.If a preservative is added, testing will be canceled. | 5 g | The concentration of electrolytes in fecal water and their rate of excretion are dependent upon 3 factors: -Normal daily dietary intake of electrolytes -Passive transport from serum and other vascular spaces to equilibrate fecal osmotic pressure with vascular osmotic pressure -Electrolyte transport into fecal water due to exogenous substances and rare toxins (eg, cholera toxin) Fecal osmolality is normally in equilibrium with vascular osmolality, and sodium is the major effector of this equilibrium. Fecal osmolality is normally 2 x (sodium + potassium) unless there are exogenous factors inducing a change in composition, such as the presence of other osmotic agents (magnesium sulfate, saccharides) or drugs inducing secretions, such as phenolphthalein or bisacodyl. Osmotic diarrhea is caused by ingestion of poorly absorbed ions or sugars.(1) There are multiple potential causes of osmotic diarrhea. Measurement of phosphate and/or magnesium in liquid stool can assist in identifying intentional or inadvertent use of magnesium and/or phosphate containing laxatives as the cause.(2-4) The other causes of osmotic diarrhea include ingestion of osmotic agents such as sorbitol or polyethylene glycol laxatives, or carbohydrate malabsorption due most commonly to lactose intolerance. Carbohydrate malabsorption can be differentiated from other osmotic causes by a low stool pH (<6).(5,6) Non-osmotic causes of diarrhea include bile acid malabsorption, inflammatory bowel disease, endocrine tumors, and neoplasia.(1) Secretory diarrhea is classified as non-osmotic and is caused by disruption of epithelial electrolyte transport when secretory agents such as anthraquinones, phenolphthalein, bisacodyl, or cholera toxin are present. The fecal fluid usually has elevated electrolytes (primarily sodium and chloride) and a low osmotic gap (<50 mOsm/kg). Infection is a common secretory process; however, it does not typically cause chronic diarrhea (defined as symptoms >4 weeks). Differentiating osmotic from non-osmotic causes of diarrhea is the goal of liquid stool testing.(1,7) The primary way this is accomplished is through the measurement of sodium and chloride and calculation of the osmotic gap, which uses an assumed normal osmolality of 290 mOsm/kg rather than direct measurement of the osmolality. Measurement of osmolality can be useful in the evaluation of chronic diarrhea to help identify whether a specimen has been diluted with hypotonic fluid to simulate diarrhea.(1,8) Chronic diarrhea with elevations in fecal chloride concentrations are caused by congenital chloridorrhea. This is a rare condition associated with a genetic defect in a protein responsible for transport of chloride ions across the mucosal membranes in the lower intestinal tract in exchange for bicarbonate ions. It plays an essential part in intestinal chloride absorption, therefore mutations in this gene have been associated with congenital chloride diarrhea.(9) Acquired chloridorrhea is a rare condition which has been described as causing profuse, chloride-rich diarrhea and a surprising contraction metabolic alkalosis rather than metabolic acidosis often associated with typical diarrhea. Contributors to acquired chloridorrhea include chronic intestinal inflammation and reduction of chloride/bicarbonate transporter expression in genetically susceptible persons post-bowel resection and ostomy placement. Acquired chloridorrhea is rare but may be an under-recognized condition in post-bowel resection patients.(10) | An interpretive report will be provided | Osmotic Gap: Osmotic gap is calculated as 290 mOsm/kg-(2[Na]+2[K]). Typically, stool osmolality is similar that seen in serum since the gastrointestinal (GI) tract does not secrete water.(1) An osmotic gap above 50 mOsm/kg is suggestive of an osmotic component contributing to the symptoms of diarrhea.(1,5,7) Magnesium-induced diarrhea should be considered if the osmotic gap is above 75 mOsm/kg and is likely if the magnesium concentration is above110 mg/dL.(1) An osmotic gap of50 mOsm/kg or less is suggestive of secretory causes of diarrhea.(1,5,7) A highly negative osmotic gap or a fecal sodium concentration greater than plasma or serum suggests the possibility of either sodium phosphate or sodium sulfate ingestion by the patient.(4) Phosphorus: Phosphorus elevation above 102 mg/dL is suggestive of phosphate-induced diarrhea.(4) Osmolality: Osmolality below 220 mOsm/kg indicates dilution with a hypotonic fluid.(1) Sodium and Potassium: High sodium and potassium in the absence of an osmotic gap indicate active electrolyte transport in the GI tract that might be induced by agents such as cholera toxin or hypersecretion of vasoactive intestinal peptide.(1) Sodium: Sodium is typically found at lower concentrations (mean 30 +/- 5 mmol/L) in patients with osmotic diarrhea caused by magnesium-containing laxatives, while typically at higher concentrations (mean 104 +/- 5 mmol/L) in patients known to be taking secretory laxatives.(8) Chloride: Chloride may be low (<20 mmol/L) in sodium sulfate-induced diarrhea.(5) Markedly elevated fecal chloride concentration in infants (>60 mmol/L) and adults (>100 mmol/L) is associated with congenital and secondary chloridorrhea.(6) | Prolonged storage at incorrect temperatures may cause osmolality to increase due to bacterial metabolism generating osmotically active products. In very rare cases, gammopathy, in particular type IgM (Waldenstrom macroglobulinemia), may cause unreliable results. Phospholipids contained in liposomal drug formulations (eg, AmBisome) may be hydrolyzed in the test due to the acidic reaction pH and thus lead to elevated phosphate results.(1,2) Falsely high chloride values have been reported from patients receiving perchlorate medication. This is due to an interference of perchlorate ions with chloride ion-selective electrode determination. | 1. Steffer KJ, Santa Ana CA, Cole JA, Fordtran JS: The practical value of comprehensive stool analysis in detecting the cause of idiopathic chronic diarrhea.Gastroenterol Clin North Am. 2012 Sep;41(3):539-560 2. Ho J, Moyer TP, Phillips SF: Chronic diarrhea: the role of magnesium. Mayo Clin Proc. 1995 Nov;70(11):1091-1092 3. Fine KD, Santa Ana CA, Fordtran JS: Diagnosis of magnesium-induced diarrhea. N Engl J Med. 1991 Apr 11;324(15):1012-1017 4. Fine KD, Ogunji F, Florio R, Porter J, Ana CS:Investigation and diagnosis of diarrhea caused by sodium phosphate. Dig Dis Sci. 1998 Dec;43(12):2708-2714 5. Eherer AJ, Fordtran JS:Fecal osmotic gap and pH in experimental diarrhea of various causes. Gastroenterology. 1992 Aug;103(2):545-551 6. Caspary WF: Diarrhea associated with carbohydrate malabsorption. Clin Gastroenterol. 1986 Jul;15(3):631-655 7. Sweetser S: Evaluating the patient with diarrhea: a case-based approach.Mayo Clin Proc. 2012 Jun;87(6):596-602 8. Phillips S, Donaldson L, Geisler K, Pera A, Kochar R: Stool composition in factitial diarrhea: a 6-year experience with stool analysis. Ann Intern Med. 1995 Jul 15;123(2):97-100 9. Makela S, Kere J, Holmberg C, Hoglund P: SLC26A3 mutations in congenital chloride diarrhea. Hum Mutat. 2002 Dec;20(6):425-438. doi: 10.1002/humu.10139 10. Ali OM, Shealy C, Saklayen M: Acute pre-renal failure: acquired chloride diarrhea after bowel resection. Clin Kidney J. 2012 Aug;5(4):356-358. doi: 10.1093/ckj/sfs082 | Osmotic Gap: Calculated result=290 mOsm/kg - 2(stool Na [mmol/L] + stool K [mmol/L]) Osmolality: The depression of the freezing point of serum or other fluid is used to measure osmolality in most osmometers. The extent of lowering below 0 degrees C (the freezing point of water) is a function of the concentration of substances dissolved in the serum. By definition, 1 milliosmole per kilogram lowers the freezing point 0.001858 degrees C.(Schnidler EI, Brown SM, Scott MG: Electrolytes and Blood Gases. In: Rifai N, Horvath AR, Wittwer CT, eds: Tietz Textbook of Clinical Chemistry and Molecular Diagnostics. 6th ed. Elsevier; 2018:610-612) Sodium, Potassium, and Chloride: The Roche cobas c 501 analyzer makes use of the unique properties of certain membrane materials to develop an electrical potential (electromotive force: EMF) for the measurements of ions in solution. The electrode has a selective membrane in contact with both the test solution and internal filling solution. The internal filling solution contains the test ion at a fixed concentration. The membrane EMF is determined by the difference in concentration of the test ion in the test solution and the internal filling solution. The EMF develops according to the Nernst equation for a specific ion in solution.(Package insert: ISE reagent. Roche Diagnostics; V14, 02/2018) Phosphorus: In the presence of sulfuric acid, inorganic phosphate and ammonium molybdate form an ammonium phosphomolybdate complex. The concentration of phosphomolybdate formed is measured photometrically and is directly proportional to the inorganic phosphate concentration.(Package insert: Phosphorus reagent. Roche Diagnostics; V9.0, 09/2019) Magnesium: In an alkaline solution, magnesium forms a purple complex with xylidyl blue, a diazonium salt. The magnesium concentration is measured photometrically via the decrease in the xylidyl blue absorbance.(Package insert: Magnesium reagent. Roche Diagnostics; V8.0, 01/2020) | 1 to 3 days | 7 days | This test has been modified from the manufacturer's instructions. Its performance characteristics were determined by Mayo Clinic in a manner consistent with CLIA requirements. This test has not been cleared or approved by the US Food and Drug Administration. | 82438-Chloride83735-Magnesium84302-Sodium84100-Phosphorus84999 x 2-Osmolality, Potassium | Electrolyte and Osmolality Panel, F | 88697-8 | OSMOF | Osmolality, F | 2693-0
ELPSR | Electrolyte Panel, Serum | Identifying a suspected imbalance in electrolytes or acid/base imbalance | KS, NAS, CL: Potentiometric, Indirect Ion-Selective Electrode HCO3: Photometric/Enzymatic AGAP: Calculated Result | Yes | Electrolyte Panel, S | Serum | Collection Container/Tube: Preferred:Serum gel Acceptable:Red top Submission Container/Tube:Plastic vial Specimen Volume:0.5 mL Collection Instructions: 1. Serum gel tubes should be centrifuged within 2 hours of collection. 2. Red-top tubes should be centrifuged, and the serum aliquoted into a plastic vial within 2 hours of collection. | 0.4 mL | The electrolyte panel is ordered to identify electrolyte, fluid, or pH imbalance. Electrolyte concentrations are evaluated to assist in investigating conditions that cause electrolyte imbalances such as dehydration, kidney disease, lung diseases, or heart conditions. Repeat testing of the electrolyte or its components may be used to monitor the patientâ€™s response to treatment of any condition that may be causing the electrolyte, fluid or pH imbalance. Electrolyte and acid-base imbalances can often be indicative of many acute and chronic illnesses. For this reason, the electrolyte panel is often used in the hospital and emergency settings to evaluate patients. | SODIUM <1 year: not established > or =1 year: 135-145 mmol/L POTASSIUM <1 year: not established > or =1 year: 3.6-5.2 mmol/L CHLORIDE <1 year: not established 1-17 years: 102-112 mmol/L > or =18 years: 98-107 mmol/L BICARBONATE Males <1 year: not established 1-2 years: 17-25 mmol/L 3 years: 18-26 mmol/L 4-5 years: 19-27 mmol/L 6-7 years: 20-28 mmol/L 8-17 years: 21-29 mmol/L > or =18 years: 22-29 mmol/L Females <1 year: not established 1-3 years: 18-25 mmol/L 4-5 years: 19-26 mmol/L 6-7 years: 20-27 mmol/L 8-9 years: 21-28 mmol/L > or =10 years: 22-29 mmol/L ANION GAP <7 years: not established > or =7 years: 7-15 | With an imbalance of a single electrolyte, such as sodium or potassium, repeat testing may be ordered of that particular electrolyte, can be used to monitor the imbalance until remedied. With an acid-base imbalance, blood gases may be ordered, which will measure the oxygen, carbon dioxide, and pH levels in the arterial blood. These tests assist in evaluating the acuteness of the imbalance and monitoring the response to treatment. | No significant cautionary statements | 1. Oh MS: Evaluation of renal function, water, electrolytes, and acid-base balance.InHenry's Clinical Diagnosis and Management by Laboratory Methods. 22nd edition. Edited by RA McPherson, MR Pincus. Philadelphia, PA: Elsevier Saunders; 2011:chap 14 2. AACC: Lab Tests Online: Access 03/22/2017. Available athttps://labtestsonline.org/understanding/analytes/electrolyes | Potassium; Chloride; Sodium: The ion-selective electrode (ISE) module indirectly measures the electromotive force (EMF) difference between an ISE and a reference electrode. The EMF of the ISE is dependent on the ion concentration of the sample. The EMF of the reference electrode is constant. An electronic calculation circuit converts EMF of the sample to the ion concentration of the sample.(Package insert: ISE reagent. Roche Diagnostics; V14.0, 02/2018) Bicarbonate: This is a photometric rate reaction. Bicarbonate (HCO3[-]) reacts with phosphoenolpyruvate in the presence of phosphoenolpyruvate carboxylase to produce oxaloacetate and phosphate. The oxaloacetate produced is coupled with reduced nicotinamide adenine dinucleotide (NADH) in the presence of malate dehydrogenase to produce malate and NAD(+). The consumption of NADH causes a decrease in absorbance and is monitored in the ultraviolet range of 320 to 400 nm. The rate of change is directly proportional to the concentration of bicarbonate.(Package insert: Bicarbonate reagent. Roche Diagnostics; 04/2019) Anion Gap: This is a calculated result. The following equation is used to calculate the anion gap (A gap): A gap = Na - (Cl + HCO3[-]) | Same day/1 to 2 days | 1 week | This test has been cleared, approved, or is exempt by the US Food and Drug Administration and is used per manufacturer's instructions. Performance characteristics were verified by Mayo Clinic in a manner consistent with CLIA requirements. | 80051-Electrolyte Panel (if all 4 are performed)82435-Chloride (if all 4 are not performed)84295- Sodium (if all 4 are not performed)84132-Potassium (if all 4 are not performed)82374-Bicarbonate (if all 4 are not performed) | Electrolyte Panel, S | 24326-1 | KS | Potassium, S | 2823-3
EM | Electron Microscopy, Varies | Providing information to aid in the diagnosis of medical disorders such as storage diseases, CADASIL (cerebral autosomal dominant arteriopathy with subcortical infarcts and leukoencephalopathy), and primary ciliary dyskinesia | Electron Microscopy | Yes | Electron Microscopy | EM | Specimen Type:Fixed wet tissue Supplies:Electron Microscopy Kit (T660) Container/Tube:Electron Microscopy Kit or leak-proof container Specimen Volume:Entire specimen Collection Instructions:Collect specimen according to the instructions inElectron Microscopy Procedures of Handling Specimens for Electron Microscopy.Do not place on ice, dry ice, or freeze. Additional Information: 1. PATHC / Pathology Consultation may be added if deemed necessary by the reviewing pathologist. 2.Liver/gastrointestinal and hair shaft specimens are not acceptable. Testing will be canceled if one of these specimen types is received. For neuronal ceroid lipofuscinosis (NCL) testing only Specimen Type: Whole blood Container/Tube: Green top (sodium heparin) or yellow top (ACD solution B) Specimen Volume: 5 mL Collection Instructions: Send whole blood specimen in original tube.Do not aliquot. Additional Information: If test indication is for NCL, whole blood may be submitted in lieu of fixed wet tissue. This is only applicable for a presumptive diagnosis of NCL;whole blood specimens submitted for any other reason will be rejected. | See Specimen Required | Transmission electron microscopy is an important diagnostic tool used in the comprehensive assessment of human disease and is most often used in conjunction with other methods such as light microscopy and immunohistopathological techniques. This fundamental technology can provide both confirmatory and diagnostic value to the pathologist and clinician. | An interpretive report will be provided. | The images and case histories are correlated and interpreted by a pathologist who is an expert in the field of the suspected diagnoses. Results will be provided by telephone. If requested, representative images showing diagnostic features will be sent. | Certain factors are necessary for interpretation of electron microscopic images as follows: -Optimal fixation of viable and representative tissue is imperative. -The tissue submitted must have been viable at the time of fixation. | 1. Jennette JC, D'Agati VD, eds. Heptinstall's Pathology of the Kidney. 7th ed. Wolters Kluwer; 2023 2. Shoemark A, Boon M, Brochhausen C, et al. International consensus guideline for reporting transmission electron microscopy results in the diagnosis of primary ciliary dyskinesia (BEAT PCD TEM Criteria). Eur Respir J. 2020;55(4):1900725. doi:10.1183/13993003.00725-2019 3. Schroder JA. Diagnostic transmission electron microscopy. Imaging and Microscopy. 2012. Accessed October 14, 2022. Available at www.imaging-git.com/science/electron-and-ion-microscopy/diagnostic-transmission-electron-microscopy | The fixed tissues received are postfixed and stained in osmium tetroxide, dehydrated, and embedded in epoxy resin. Resin blocks are trimmed and semithin (1-micron) survey sections stained with toluidine blue are viewed using a light microscope. Blocks of interest are retrimmed, and the area for observation is then ultrathin sectioned, placed on copper mesh grids, and stained with lead citrate. The sections are examined with a transmission electron microscope operated at an appropriate kV. Images are digitally captured and stored electronically.(Winey M, Meehl JB, O'Toole ET, Giddings TH Jr. Conventional transmission electron microscopy. Mol Biol Cell.2014;25(3):319-23. doi:10.1091/mbc.E12-12-0863) | 5 to 10 days | Residual tissue: 2 months | This test has been cleared, approved, or is exempt by the US Food and Drug Administration and is used per manufacturer's instructions. Performance characteristics were verified by Mayo Clinic in a manner consistent with CLIA requirements. | 88348 | Electron Microscopy | 34166-9 | 71788 | Case Number | 80398-1
ELM | Elm, IgE, Serum | Establishing a diagnosis of an allergy to elm Defining the allergen responsible for eliciting signs and symptoms Identifying allergens: -Responsible for allergic response and/or anaphylactic episode -To confirm sensitization prior to beginning immunotherapy -To investigate the specificity of allergic reactions to insect venom allergens, drugs, or chemical allergens | Fluorescence Enzyme Immunoassay (FEIA) | Yes | Elm, IgE | Serum | Collection Container/Tube: Preferred:Serum gel Acceptable:Red top Submission Container/Tube:Plastic vial Specimen Volume:0.5 mL for every 5 allergens requested Collection Instructions:Centrifuge and aliquot serum into a plastic vial. | For 1 allergen: 0.3 mL For more than 1 allergen: (0.05 mL x number of allergens) + 0.25 mL deadspace | Clinical manifestations of immediate hypersensitivity (allergic) diseases are caused by the release of proinflammatory mediators (histamine, leukotrienes, and prostaglandins) from IgE-sensitized effector cells (mast cells and basophils) when cell-bound IgE antibodies interact with an allergen. In vitro serum testing for IgE antibodies provides an indication of the immune response to allergens that may be associated with allergic disease. The allergens chosen for testing often depend upon the age of the patient, history of allergen exposure, season of the year, and clinical manifestations. In individuals predisposed to develop allergic disease, the sequence of sensitization and clinical manifestations proceed as follows: eczema and respiratory disease (rhinitis and bronchospasm) in infants and children less than 5 years due to food sensitivity (milk, egg, soy, and wheat proteins) followed by respiratory disease (rhinitis and asthma) in older children and adults due to sensitivity to inhalant allergens (dust mite, mold, and pollen inhalants). | Class,IgE kU/L,Interpretation, 0,<0.10,Negative, 0/1,0.10-0.34,Borderline/equivocal, 1,0.35-0.69,Equivocal, 2,0.70-3.49,Positive, 3,3.50-17.4,Positive, 4,17.5-49.9,Strongly positive, 5,50.0-99.9,Strongly positive, 6,> or =100,Strongly positive, | Detection of IgE antibodies in serum (class 1 or greater) indicates an increased likelihood of allergic disease as opposed to other etiologies and defines the allergens that may be responsible for eliciting signs and symptoms. The level of IgE antibodies in serum varies directly with the concentration of IgE antibodies expressed as a class score or kU/L. | Testing for IgE antibodies is not useful in patients previously treated with immunotherapy to determine if residual clinical sensitivity exists or in patients in whom the medical management does not depend upon identification of allergen specificity. Some individuals with clinically insignificant sensitivity to allergens may have measurable levels of IgE antibodies in serum, and test results must be interpreted in the clinical context. False-positive results for IgE antibodies may occur in patients with markedly elevated serum IgE (>2500 kU/L) due to nonspecific binding to allergen solid phases. | Homburger HA, Hamilton RG: Allergic diseases. In: McPherson RA, Pincus MR, eds. Henry's Clinical Diagnosis and Management by Laboratory Methods. 23rd ed.Elsevier; 2017:1057-1070 | Specific IgE from the patient's serum reacts with the allergen of interest, which is covalently coupled to an ImmunoCAP. After washing away nonspecific IgE, enzyme-labeled anti-IgE antibody is added to form a complex. After incubation, unbound anti-IgE is washed away, and the bound complex incubated with a developing agent. After stopping the reaction, the fluorescence of the eluate is measured. Fluorescence is proportional to the amount of specific IgE present in the patient's sample (ie, the higher the fluorescence value, the more IgE antibody is present).(Package insert: ImmunoCAP System Specific IgE FEIA. Phadia; Rev 06/2020) | Same day/1 to 3 days | 14 days | This test has been cleared, approved, or is exempt by the US Food and Drug Administration and is used per manufacturer's instructions. Performance characteristics were verified by Mayo Clinic in a manner consistent with CLIA requirements. | 86003 | Elm, IgE | 6109-3 | ELM | Elm, IgE | 6109-3
0856T | EM Digitize (Bill Only) |  | This test is for tracking purposes only. This is not an orderable test. | Yes | EM Digitize | This test is for tracking purposes only. | This test is for tracking purposes only. This is not an orderable test. |  |  | This test is for tracking purposes only. This is not an orderable test. | [6 empty] | Not Applicable | 0856T
EMR | EM, Renal Biopsy (Bill Only) |  | This test is for billing purposes only. This is not an orderable test. | Yes | EM, Renal Biopsy | Varies | This test is for billing purposes only. This is not an orderable test. |  |  | This test is for billing purposes only. This is not an orderable test. | [6 empty] | Not Applicable | 88348
EMICZ | Emicizumab, Modified One Stage Assay Factor VIII, Plasma | Monitoring compliance or potential development of an antidrug antibody This assay isnot indicatedfor monitoring factor VIII infusions or for making a diagnosis of hemophilia. | Optical Clot-Based | Yes | Emicizumab, modified OSA FVIII, P | Plasma Na Cit | Specimen Type: Platelet-poor plasma Patient Preparation:For at least 12 to 24 hours before specimen collection, the patient should not be given infusions of factor VIII concentrates. Supplies:Sarstedt Aliquot Tube, 5 mL (T914) Collection Container/Tube:Light-blue top (3.2% sodium citrate) Submission Container/Tube:Plastic vial (polypropylene preferred) Specimen Volume:1 mL Collection Instructions: 1. For complete instructions, seeCoagulation Guidelines for Specimen Handling and Processing 2. Centrifuge, transfer all plasma into a plastic vial, and centrifuge plasma again. 3. Aliquot plasma into a plastic vial, leaving 0.25 mL in the bottom of centrifuged vial. 4. Freeze plasma immediately (no longer than 4 hours after collection) at -20 degrees C or, ideally, at -40 degrees C or below. Additional Information: 1. Double-centrifuged specimen is critical for accurate results as platelet contamination may cause spurious results. 2. Each coagulation assay requested should have its own vial. | 0.5 mL | Emicizumab (Hemlibra) is a bispecific antibody directed toward factor IXa and factor X, bridging in close enough proximity to mimic and replace factor VIII. Emicizumab has been approved by the US Food and Drug Administration for prevention of bleeding in hemophilia A patients, both with and without inhibitors to factor VIII. In clinical trials, clinical outcomes were achieved without the measurement of plasma emicizumab levels to inform and make management decisions. However, in selected clinical situations, measurement of drug level would be useful. (eg, for patients experiencing break through bleeding episodes, if levels are not detectable or below the published [observed] ranges, this may imply noncompliance or development of an antidrug antibody.) | <1 mcg/mL | Therapeutic ranges for plasma emicizumab concentrations have not been established. Trough plasma concentrations observed during clinical trials ranged between 35 and 55 micrograms/mL. | The presence ofendogenous and exogenous factor VIII(approximately > 10% [>0.1 IU/mL] by bovine chromogenic FVIII assay) will cause theemicizumablevel to be falsely elevated. Excess heparin and dilution contamination due to improper specimen collection through an intravenous access device may result in artifactually decreased results. Aliquot tubes should be made with non-activating material, such as polypropylene (Aliquot Tube, 5 mL [T465]). | 1. Knight T, Callaghan MU. The role of emicizumab, a bispecific factor IXa- and factor X-directed antibody, for the prevention of bleeding episodes in patients with hemophilia A. Ther Adv Hematol. 2018;9(10):319-334. doi:10.1177/2040620718799997 2. Jenkins PV, Bowyer A, Burgess C, et al. Laboratory coagulation tests and emicizumab treatment A United Kingdom Haemophilia Centre Doctors' Organisation guideline. Haemophilia. 2020;26(1):151-155. doi:10.1111/hae.13903 3. Jonsson F, Schmitt C, Petry C, Mercier F, Frey N, Retout S. Exposure-response modeling of emicizumab for the prophylaxis of bleeding in hemophilia A patients with and without inhibitors against factor VIII. Poster PB0325 presented at: The XXVII Congress of the International Society on Thrombosis and Haemostasis. July 6-10, 2019; Melbourne, Australia 4. Pipie SW, Shima M, Lehle M, et al. Efficacy, safety and pharmacokinetics emicizumab prophylaxis given every 4 weeks in people with haemophilia (HAVEN 4): a multicenter, open-label, non-randomized phase 3 study. Lancet Haematol. 2019;6(6):e295-e305. doi:10.1016/S2352-3026(19)30054-7 | The emicizumab (Hemlibra) assay is a modification to the one stage factor VIII assay performed on the Instrumentation Laboratory (IL) ACL TOP using the activated partial thromboplastin time (IL SynthASil APTT) method and a factor-deficient substrate. Patient plasma is combined and incubated with a factor VIII-deficient substrate (Precision Biologic, normal plasma depleted of factor VIII by immunoadsorption) and an APTT reagent. After a specified incubation time, calcium is added to trigger the coagulation process in the mixture. Then the time to clot formation is measured optically at a wavelength of 671 nm and interpolated against a drug specific calibration.(Owen CA Jr, Bowie EJW, Thompson JH Jr. Diagnosis of bleeding disorders. 2nd ed. Little, Brown and Company; 1975; Cielsa B. Defects of plasma clotting factors. In: Hematology in Practice. 3rd ed. FA Davis; 2019:chap 17) | 1 to 7 days | 7 days | This test has been modified from the manufacturer's instructions. Its performance characteristics were determined by Mayo Clinic in a manner consistent with CLIA requirements. This test has not been cleared or approved by the US Food and Drug Administration. | 80299 | Emicizumab, modified OSA FVIII, P | 99614-0 | EMICZ | Emicizumab, modified OSA FVIII, P | 99614-0
FENC | Encainide (Enkaid), ODE and MODE |  | Liquid Chromatography/Tandem Mass Spectrometry (LC/MS/MS) | Yes | Encainide (Enkaid) | Varies | Submit only 1 of the following: Plasma Draw blood in a green-top (sodium heparin) tube(s). Plasma gel tube is not acceptable. Spin down and send 1 mL of sodium heparin plasma refrigerated in a plastic vial. Serum Draw blood in a plain red-top tube(s). Serum gel tube is not acceptable. Spin down and send 1 mL of serum refrigerated in a plastic vial. | 0.25 mL |  | Encainide: ReferenceRange: 15 - 100 ng/mL O-Demethylencainide (ODE): ReferenceRange: 100 - 300 ng/mL 3-Methoxy-ODE (MODE): ReferenceRange: 60 - 300 ng/mL 10% of patients do not form therapeuticconcentrations of the active metabolites, ODE andMODE. In these patients the recommended rangefor the encainide concentration is 300 - 1200 ng/mL. |  |  |  |  | 3 to 7 days | 2 weeks |  | 80299 | Encainide (Enkaid) | Not Provided | Z1158 | 3-Methoxy-ODE (MODE) | 10973-6
ENS2 | Encephalopathy, Autoimmune/Paraneoplastic Evaluation, Serum | Evaluating new onset encephalopathy (noninfectious or metabolic) comprising confusional states, psychosis, delirium, memory loss, hallucinations, movement disorders, sensory or motor complaints, seizures, dyssomnias, ataxias, nausea, vomiting, inappropriate antidiuresis, coma, dysautonomias, or hypoventilation using serum specimens The following accompaniments should increase of suspicion for autoimmune encephalopathy: -Headache -Autoimmune stigmata (personal or family history or signs of diabetes mellitus, thyroid disorder, vitiligo, poliosis [premature graying], myasthenia gravis, rheumatoid arthritis, systemic lupus erythematosus) -History of cancer -Smoking history (20 or more pack-years) or other cancer risk factors -Inflammatory cerebral spinal fluid (or isolated protein elevation) -Neuroimaging signs suggesting inflammation Evaluating limbic encephalitis (noninfectious) Directing a focused search for cancer Investigating encephalopathy appearing during or after cancer therapy and not explainable by metastasis or drug effect | AEESI: Medical Interpretation AGN1S, AGNTS, AMPHS, APHTS, AMPIS, ANN1S, AN1TS, ANN2S, AN2TS, AN3TS, ANN3S, CRMS, CRMTS, DPPTS, GABIS, GFAIS, GFATS, IG5TS, GL1IS, GL1TS, NCDIS, NCDTS, NIFIS, NIFTS, NMDIS, PCABP, PC1TS, PCAB2, PC2TS, PCATR, PCTTS, PDEIS, PDETS, SP7IS, SP7TS, T46IS, T46TS: Indirect Immunofluorescence Assay (IFA) AMPCS, CS2CS, DPPCS, GABCS, GFACS, IG5CS, LG1CS, GL1CS, NCDCS, AINCS, NFLCS, NFHCS, NMDCS, SP7CS, T46CS: Cell Binding Assay (CBA) CRMWS: Western Blot (WB) AGNBS, AMIBS, AN1BS, AN2BS, PC1BS, PCTBS: Immunoblot (IB) GD65S: Radioimmunoassay (RIA) | Yes | Encephalopathy, Autoimm/Paraneo, S | If client requests or if the immunofluorescence (IFA) patterns suggest collapsin response-mediator protein-5-IgG (CRMP-5-IgG), then the CRMP-5-IgG IFA titer and CRMP-5-IgG Western blot will be performed at an additional charge. | Patient Preparation:For optimal antibody detection, specimen collection is recommended prior to initiation of immunosuppressant medication or intravenous immunoglobulin treatment. Supplies:Sarstedt Aliquot Tube, 5 mL (T914) Collection Container/Tube: Preferred:Red top Acceptable:Serum gel Submission Container/Tube:Plastic vial Specimen Volume:4 mL Collection Instructions:Centrifuge and aliquot serum into a plastic vial. | 2.5 mL | Autoimmune encephalopathies extend beyond the classically recognized clinical and radiological spectrum of "limbic encephalitis." They encompass a diversity of neurological presentations with subacute or insidious onset, including confusional states, psychosis, delirium, memory loss, hallucinations, movement disorders, sensory or motor complaints, seizures, dyssomnias, ataxias, eye movement problems, nausea, vomiting, inappropriate antidiuresis, coma, dysautonomias, or hypoventilation. A diagnosis of autoimmune encephalopathy should be suspected based on the clinical course, coexisting autoimmune disorder (eg, thyroiditis, diabetes), serological evidence of autoimmunity, spinal fluid evidence of intrathecal inflammation, neuroimaging or electroencephalographic abnormalities, and favorable response to trial of immunotherapy. Detection of one or more neural autoantibodies aids the diagnosis of autoimmune encephalopathy and may guide a search for cancer. Pertinent autoantibody specificities include: -Neurotransmitter receptors and ion channels, such as neuronal voltage-gated potassium channels (and interacting synaptic and axonal proteins,leucine-rich glioma inactivated 1 [LGI1] proteinand contactin associated protein 2 [CASPR2]), ionotropic glutamate receptors (N-methyl-D-aspartate receptor [NMDA] and 2-amino-3-[5-methyl-3-oxo-1,2- oxazol-4-yl] propanoic acid [AMPA]), metabotropic gamma-aminobutyric acid (GABA)-B receptors -Enzymes, signaling molecules, and RNA-regulatory proteins in the cytoplasm and nucleus of neurons (glutamic acid decarboxylase 65 [GAD65], collapsin response-mediator protein-5 neuronal [CRMP-5], antineuronal nuclear antibody-type 1 [ANNA-1], and ANNA-2) Importantly, autoimmune encephalopathies are reversible. Misdiagnosis as a progressive (currently irreversible) neurodegenerative condition is not uncommon and has devastating consequences for the patient. Clinicians must consider the possibility of an autoimmune etiology in the differential diagnoses of encephalopathy. For example, a potentially reversible disorder justifies a trial of immunotherapy for the detection of neural autoantibodies in patients presenting with symptoms of personality change, executive dysfunction, and psychiatric manifestations. A triad of clues helps to identify patients with an autoimmune encephalopathy: 1. Clinical presentation (subacute symptoms, onset rapidly progressive course, and fluctuating symptoms) and radiological findings consistent with inflammation 2. Detection of neural autoantibodies in serum or cerebrospinal fluid (CSF) 3. Favorable response to a trial of immunotherapy Detection of neural autoantibodies in serum or CSF informs the physician of a likely autoimmune etiology, may heighten suspicion for a paraneoplastic basis, and guide the search for cancer. Neurological accompaniments of neural autoantibodies are generally not syndromic but diverse and multifocal. For example, LGI1 antibody was initially considered to be specific for autoimmune limbic encephalitis, but, over time, other presentations have been reported, including rapidly progressive course of cognitive decline mimicking neurodegenerative dementia. Comprehensive antibody testing is more informative than selective testing for 1 or 2 neural antibodies. Some antibodies strongly predict an underlying cancer. For example, small-cell lung carcinoma (ANNA-1, CRMP-5-IgG), ovarian teratoma (NMDA-R), and thymoma (CRMP-5 IgG). An individual patient's profile autoantibody may be informative for a specific cancer type. For example, in a patient presenting with encephalitis who has CRMP 5 IgG, and subsequent testing reveals muscle acetylcholine receptor binding antibody, the findings should raise a high suspicion for thymoma. Testing of CSF for autoantibodies is particularly helpful when serum testing is negative, though in some circumstances testing both serum and CSF simultaneously is pertinent. Testing of CSF is recommended for some antibodies in particular (such as NMDA-R antibody and glial fibrillary acidic protein [GFAP]-IgG) because CSF testing is both more sensitive and specific. In contrast, serum testing for LGI1 antibody is more sensitive than CSF testing. | Test ID,Reporting name,Methodology*,Reference value, AEESI,Encephalopathy, Interpretation, S,Medical interpretation,Interpretive report, AMPCS,AMPA-R Ab CBA, S,CBA,Negative, AMPHS,Amphiphysin Ab, S,IFA,Negative, AGN1S,Anti-Glial Nuclear Ab, Type 1,IFA,Negative, ANN1S,Anti-Neuronal Nuclear Ab, Type 1,IFA,Negative, ANN2S,Anti-Neuronal Nuclear Ab, Type 2,IFA,Negative, ANN3S,Anti-Neuronal Nuclear Ab, Type 3,IFA,Negative, CS2CS,CASPR2-IgG CBA, S,CBA,Negative, CRMS,CRMP-5-IgG, S,IFA,Negative, DPPCS,DPPX Ab CBA, S,CBA,Negative, GABCS,GABA-B-R Ab CBA, S,CBA,Negative, GD65S,GAD65 Ab Assay, S,RIA,< or =0.02 nmol/LReference values apply to all ages., GFAIS,GFAP IFA, S,IFA,Negative, GL1IS,mGluR1 Ab IFA, S,IFA,Negative, IG5CS,IgLON5 CBA, S,CBA,Negative, LG1CS,LGI1-IgG CBA, S,CBA,Negative, NCDIS,Neurochondrin IFA, S,IFA,Negative, NIFIS,NIF IFA, S,IFA,Negative, NMDCS,NMDA-R Ab CBA, S,CBA,Negative, PCABP,Purkinje Cell Cytoplasmic Ab Type 1,IFA,Negative, PCAB2,Purkinje Cell Cytoplasmic Ab Type 2,IFA,Negative, PCATR,Purkinje Cell Cytoplasmic Ab Type Tr,IFA,Negative, PDEIS,PDE10A Ab IFA, S,IFA,Negative, SP7IS,Septin-7 IFA, S,IFA,Negative, T46IS,TRIM46 IFA, S,IFA,Negative, Test ID,Reporting name,Methodology*,Reference value, AGNBS,AGNA-1 Immunoblot, S,IB,Negative, AGNTS,AGNA-1 Titer, S,IFA,<1:240, AINCS,Alpha Internexin CBA, S,CBA,Negative, AMPIS,AMPA-R Ab IF Titer Assay, S,IFA,<1:240, APHTS,Amphiphysin Ab Titer, S,IFA,<1:240, AMIBS,Amphiphysin Immunoblot, S,IB,Negative, AN1BS,ANNA-1 Immunoblot, S,IB,Negative, AN1TS,ANNA-1 Titer, S,IFA,<1:240, AN2BS,ANNA-2 Immunoblot, S,IB,Negative, AN2TS,ANNA-2 Titer, S,IFA,<1:240, AN3TS,ANNA-3 Titer, S,IFA,<1:240, CRMTS,CRMP-5-IgG Titer, S,IFA,<1:240, CRMWS,CRMP-5-IgG Western Blot, S,WB,Negative, DPPTS,DPPX Ab IFA Titer, S,IFA,<1:240, GABIS,GABA-B-R Ab IF Titer Assay, S,IFA,<1:240, GFACS,GFAP CBA, S,CBA,Negative, GFATS,GFAP IFA Titer, S,IFA,<1:240, IG5TS,IgLON5 IFA Titer, S,IFA,<1:240, GL1CS,mGluR1 Ab CBA, S,CBA,Negative, GL1TS,mGluR1 Ab IFA Titer, S,IFA,<1:240, NCDCS,Neurochondrin CBA, S,CBA,Negative, NCDTS,Neurochondrin IFA Titer, S,IFA,<1:240, NFHCS,NIF Heavy Chain CBA, S,CBA,Negative, NIFTS,NIF IFA Titer, S,IFA,<1:240, NFLCS,NIF Light Chain CBA, S,CBA,Negative, NMDIS,NMDA-R Ab IF Titer Assay, S,IFA,<1:240, PC1BS,PCA-1 Immunoblot, S,IB,Negative, PC1TS,PCA-1 Titer, S,IFA,<1:240, PC2TS,PCA-2 Titer, S,IFA,<1:240, PCTBS,PCA-Tr Immunoblot, S,IB,Negative, PCTTS,PCA-Tr Titer, S,IFA,<1:240, PDETS,PDE10A Ab IFA Titer, S,IFA,<1:240, SP7CS,Septin-7 CBA, S,CBA,Negative, SP7TS,Septin-7 IFA Titer, S,IFA,<1:240, T46CS,TRIM46 CBA, S,CBA,Negative, T46TS,TRIM46 IFA Titer, S,IFA,<1:240, | Neuronal, glial, and muscle autoantibodies are valuable serological markers of autoimmune encephalopathy and of a patient's immune response to cancer. These autoantibodies are usually accompanied by subacute neurological symptoms and signs are not found in healthy subjects. It is not uncommon for more than 1 of the following autoantibody specificities to be detected in patients with an autoimmune encephalopathy: -Plasma membrane autoantibodies: N-methyl-D-aspartate (NMDA) receptor; 2-amino-3-(5-methyl-3-oxo-1,2- oxazol-4-yl) propanoic acid (AMPA) receptor; gamma-amino butyric acid (GABA-B) receptor; neuronal ACh receptor. These are all potential effectors of neurological dysfunction. -Neuronal nuclear autoantibodies, type 1 (ANNA-1), type 2 (ANNA-2), or type 3 (ANNA-3) -Neuronal or muscle cytoplasmic antibodies: amphiphysin, Purkinje cell antibodies (PCA-1) and PCA-2, CRMP-5, GAD65, or striational | Negative results do not exclude autoimmune encephalopathy or cancer. This test does not detect Ma1 or Ma2 antibodies (also known as MaTa), which are sometimes associated with brainstem and limbic encephalitis in the context of testicular germ cell neoplasms. Scrotal ultrasound is advised for men who present with unexplained subacute encephalitis. Intravenous immunoglobulin treatment prior to the serum collection may cause a false-positive result. | 1. Orozco E, Valencia-Sanchez C, Britton J, et al. Autoimmune encephalitis criteria in clinical practice. Neurol Clin Pract. 2023;13(3):e200151. doi:10.1212/CPJ.0000000000200151 2. Flanagan EP, Geschwind MD, Lopez-Chiriboga AS, et al. Autoimmune encephalitis misdiagnosis in adults. JAMA Neurol. 2023;80(1):30-39. doi:10.1001/jamaneurol.2022.4251 3. Budhram A, Dubey D, Sechi E, et al. Neural Antibody Testing in Patients with Suspected Autoimmune Encephalitis. Clin Chem. 2020;66(12):1496-1509. doi:10.1093/clinchem/hvaa254 4. Abboud H, Probasco JC, Irani S, et al. Autoimmune encephalitis: proposed best practice recommendations for diagnosis and acute management. J Neurol Neurosurg Psychiatry. 2021;92(7):757-768. doi:10.1136/jnnp-2020-325300 5. Dubey D, Pittock SJ, Kelly CR, et al. Autoimmune encephalitis epidemiology and a comparison to infectious encephalitis. Ann Neurol. 2018;83(1):166-177. doi:10.1002/ana.25131 | Cell-Binding Assay: Patient specimen is applied to a composite slide containing transfected and nontransfected HEK-293 cells. After incubation and washing, fluorescein-conjugated goat-antihuman IgG is applied to detect the presence of patient IgG binding.(Package insert: IIFT: Neurology Mosaics, Instructions for the indirect immunofluorescence test. EUROIMMUN; FA_112d-1_A_UK_C13; 02/2019) Indirect Immunofluorescence Assay: The patient's sample is tested by a standardized immunofluorescence assay that uses a composite frozen section of mouse cerebellum, kidney, and gut tissues. After incubation with sample and washing, fluorescein-conjugated goat-antihuman IgG is applied. Neuron-specific autoantibodies are identified by their characteristic fluorescence staining patterns. Samples that are scored positive for any neuronal nuclear or cytoplasmic autoantibody are titrated to an endpoint. Interference by coexisting non-neuron-specific autoantibodies can usually be eliminated by serologic absorption.(Honorat JA, Komorowski L, Josephs KA, et al. IgLON5 antibody: neurological accompaniments and outcomes in 20 patients. Neurol Neuroimmunol Neuroinflamm. 2017;4[5]:e385. doi:10.1212/NXI.0000000000000385) Radioimmunoassay: (125)I-labeled recombinant human antigens or labeled receptors are incubated with patient specimen. After incubation, anti-human IgG is added to form an immunoprecipitate. The amount of (125)I-labeled antigen in the immunoprecipitate is measured using a gamma-counter. The amount of gamma emission in the precipitate is proportional to the amount of antigen-specific IgG in the specimen. Results are reported as units of precipitated antigen (nmol) per liter of patient sample.(Griesmann GE, Kryzer TJ, Lennon VA. Autoantibody profiles of myasthenia gravis and Lambert-Eaton myasthenic syndrome. In: Rose NR, Hamilton RG, et al, eds. Manual of Clinical and Laboratory Immunology. 6th ed. ASM Press; 2002:1005-1012; Jones AL, Flanagan EP, Pittock SJ, et al. Responses to and outcomes of treatment of autoimmune cerebellar ataxia in adults.JAMA Neurol. 2015;72[11]:1304-1312. doi:10.1001/jamaneurol.2015.2378) Immunoblot: All steps are performed at room temperature (18 to 28 degrees C) utilizing the EUROBlot One instrument. Diluted patient serum (1:101) is added to test strips (strips containing recombinant antigen manufactured and purified using biochemical methods) in individual channels and incubated for 30 minutes. Positive specimens will bind to the purified recombinant antigen and negative specimens will not bind. Strips are washed to remove unbound serum antibodies and then incubated with anti-human IgG antibodies (alkaline phosphatase-labelled) for 30 minutes. The strips are again washed to remove unbound anti-human IgG antibodies and nitroblue tetrazolium chloride/5-bromo-4-chloro-3-indolylphosphate (NBT/BCIP) substrate is added. Alkaline phosphatase enzyme converts the soluble substrate into a colored insoluble product on the membrane to produces a black band. Strips are digitized via picture capture on the EUROBlot One instrument and evaluated with the EUROLineScan software.(O'ConnorK, Waters P, Komorowski L, et al. GABAA receptor autoimmunity: A multicenter experience. Neurol Neuroimmunol Neuroinflamm. 2019;6[3]:e552. doi:10.1212/NXI.0000000000000552) Western Blot: Neuronal antigens extracted aqueously from adult rat cerebellum, full-length recombinant human collapsin response-mediator protein-5 (CRMP-5), or full-length recombinant human amphiphysin protein is denatured, reduced, and separated by electrophoresis on 10% polyacrylamide gel. IgG is detected autoradiographically by enhanced chemiluminescence.(Yu Z, Kryzer TJ, Griesmann GE, Kim K, Benarroch EE, Lennon VA. CRMP-5 neuronal autoantibody: marker of lung cancer and thymoma-related autoimmunity. Ann Neurol. 2001;49[2]:146-154; Dubey D, Jitprapaikulsan J, Bi H, et al. Amphiphysin-IgG autoimmune neuropathy: A recognizable clinicopathologic syndrome. Neurology. 2019;93[20]:e1873-e1880. doi:10.1212/WNL.0000000000008472) | 8 to 12 days | 28 days | This test was developed and its performance characteristics determined by Mayo Clinic in a manner consistent with CLIA requirements. It has not been cleared or approved by the US Food and Drug Administration. | 86255 x 2386341 x 184182-AGNBS (if appropriate)86256 AGNTS (if appropriate)86255-AINCS (if appropriate)86256-AMPIS (if appropriate)86256 APHTS (if appropriate)84182-AMIBS (if appropriate)84182-AN1BS (if appropriate)86256 AN1TS (if appropriate)84182-AN2BS (if appropriate)86256 AN2TS (if appropriate)86256 AN3TS (if appropriate)86256 CRMTS (if appropriate)84182-CRMWS (if appropriate)86256-DPPTS (if appropriate)86256-GABIS (if appropriate)86255-GFACS (if appropriate)86256-GFATS (if appropriate)86256-IG5TS (if appropriate)86255-GL1CS (if appropriate)86256-GL1TS (if appropriate)86255 NCDCS (if appropriate)86256 NCDTS (if appropriate)86255-NFHCS (if appropriate)86256-NIFTS (if appropriate)86255-NFLCS (if appropriate)86256-NMDIS (if appropriate)84182-PC1BS (if appropriate)86256 PC1TS (if appropriate)86256 PC2TS (if appropriate)84182-PCTBS (if appropriate)86256 PCTTS (if appropriate)86256 PDETCS (if appropriate)86255 SP7CS (if appropriate)86256 SP7TS (if appropriate)86255 T46CS (if appropriate)86256 T46TS (if appropriate) | Encephalopathy, Autoimm/Paraneo, S | 94697-0 | 620068 | PDE10A Ab IFA, S | 103842-1
ENC2 | Encephalopathy, Autoimmune/Paraneoplastic Evaluation, Spinal Fluid | Evaluating new onset encephalopathy (noninfectious or metabolic) comprising confusional states, psychosis, delirium, memory loss, hallucinations, movement disorders, sensory or motor complaints, seizures, dyssomnias, ataxias, nausea, vomiting, inappropriate antidiuresis, coma, dysautonomias, or hypoventilation using spinal fluid specimens The following accompaniments should increase of suspicion for autoimmune encephalopathy: -Headache -Autoimmune stigmata (personal or family history or signs of diabetes mellitus, thyroid disorder, vitiligo, poliosis [premature graying], myasthenia gravis, rheumatoid arthritis, systemic lupus erythematosus) -History of cancer -Smoking history (20 or more pack-years) or other cancer risk factors -Inflammatory cerebrospinal fluid (or isolated protein elevation) -Neuroimaging signs suggesting inflammation Evaluating limbic encephalitis (noninfectious) Directing a focused search for cancer Investigating encephalopathy appearing during or after cancer therapy and not explainable by metastasis or drug effect | AEECI: Medical Interpretation AGN1C, AGNTC, AMPIC, AMPHC, APHTC, ANN1C, AN1TC, ANN2C, AN2TC, ANN3C, AN3TC, CRMTC, CRMC, DPPTC, GABIC, GFAIC, GFATC, IG5TC, GL1IC, GL1TC, NCDIC, NCDTC, NIFIC, NIFTC, NMDIC, PCA1C, PC1TC, PCA2C, PC2TC, PCTRC, PCTTC, PDEIC, PDETC, SP7IC, SP7TC, T46IC, T26TC: Indirect Immunofluorescence Assay (IFA) AMPCC, CS2CC, DPPCC, GABCC, GFACC, IG5CC, LG1CC, GL1CC, NCDCC, AINCC, NFLCC, NFHCC, NMDCC, SP7CC, T46CC: Cell Binding Assay (CBA) CRMWC: Western Blot (WB) AGNBC, AMIBC, AN1BC, AN2BC, PC1BC, PCTBC: Immunoblot (IB) GD65C: Radioimmunoassay (RIA) | Yes | Enceph, Autoimm/Paraneo, CSF | If client requests or if the immunofluorescence (IFA) patterns suggest collapsin response-mediator protein-5-IgG (CRMP-5-IgG), then the CRMP-5-IgG IFA titer and CRMP-5-IgG Western blot will be performed at an additional charge. | Container/Tube:Sterile vial Preferred:Collection vial number 1 Acceptable:Any collection vial Specimen Volume:4 mL | 2 mL | Autoimmune encephalopathies extend beyond the classically recognized clinical and radiological spectrum of "limbic encephalitis." They encompass a diversity of neurological presentations with subacute or insidious onset, including confusional states, psychosis, delirium, memory loss, hallucinations, movement disorders, sensory or motor complaints, seizures, dyssomnias, ataxias, eye movement problems, nausea, vomiting, inappropriate antidiuresis, coma, dysautonomias, or hypoventilation. A diagnosis of autoimmune encephalopathy should be suspected based on the clinical course, coexisting autoimmune disorder (eg, thyroiditis, diabetes), serological evidence of autoimmunity, spinal fluid evidence of intrathecal inflammation, neuroimaging or electroencephalographic abnormalities, and favorable response to trial of immunotherapy. Detection of one or more neural autoantibodies aids the diagnosis of autoimmune encephalopathy and may guide a search for cancer. Pertinent autoantibody specificities include: -Neurotransmitter receptors and ion channels, such as neuronal voltage-gated potassium channels (and interacting synaptic and axonal proteins,leucine-rich glioma inactivated 1 [LGI1] proteinand contactin associated protein 2 [CASPR2]), ionotropic glutamate receptors (N-methyl-D-aspartate receptor [NMDA] and 2-amino-3-[5-methyl-3-oxo-1,2- oxazol-4-yl] propanoic acid [AMPA]), metabotropic gamma-aminobutyric acid (GABA)-B receptors -Enzymes, signaling molecules, and RNA-regulatory proteins in the cytoplasm and nucleus of neurons (glutamic acid decarboxylase 65 [GAD65], collapsin response-mediator protein-5 neuronal [CRMP-5], antineuronal nuclear antibody-type 1 [ANNA-1], and ANNA-2) Importantly, autoimmune encephalopathies are reversible. Misdiagnosis as a progressive (currently irreversible) neurodegenerative condition is not uncommon and has devastating consequences for the patient. Clinicians must consider the possibility of an autoimmune etiology in the differential diagnoses of encephalopathy. For example, a potentially reversible disorder justifies a trial of immunotherapy for the detection of neural autoantibodies in patients presenting with symptoms of personality change, executive dysfunction, and psychiatric manifestations. A triad of clues helps to identify patients with an autoimmune encephalopathy: 1. Clinical presentation (subacute symptoms, onset rapidly progressive course, and fluctuating symptoms) and radiological findings consistent with inflammation 2. Detection of neural autoantibodies in serum or cerebrospinal fluid (CSF) 3. Favorable response to a trial of immunotherapy Detection of neural autoantibodies in serum or CSF informs the physician of a likely autoimmune etiology, may heighten suspicion for a paraneoplastic basis, and guide the search for cancer. Neurological accompaniments of neural autoantibodies are generally not syndromic but diverse and multifocal. For example, LGI1 antibody was initially considered to be specific for autoimmune limbic encephalitis, but, over time, other presentations have been reported, including rapidly progressive course of cognitive decline mimicking neurodegenerative dementia. Comprehensive antibody testing is more informative than selective testing for 1 or 2 neural antibodies. Some antibodies strongly predict an underlying cancer. For example, small-cell lung carcinoma (ANNA-1, CRMP-5-IgG), ovarian teratoma (NMDA-R), and thymoma (CRMP-5 IgG). An individual patient's profile autoantibody may be informative for a specific cancer type. For example, in a patient presenting with encephalitis who has CRMP 5 IgG, and subsequent testing reveals muscle acetylcholine receptor (AChR) binding antibody, the findings should raise a high suspicion for thymoma. Testing of CSF for autoantibodies is particularly helpful when serum testing is negative, though in some circumstances testing both serum and CSF simultaneously is pertinent. Testing of CSF is recommended for some antibodies (eg, NMDA-R antibody and glial fibrillary acidic protein [GFAP]-IgG) because CSF testing is more sensitive and specific. In contrast, serum testing for LGI1 antibody is more sensitive than CSF testing. | Test ID,Reporting name,Methodology*,Reference value, AEECI,Encephalopathy, Interpretation, CSF,Medical interpretation,Interpretive report, AMPCC,AMPA-R Ab CBA, CSF,CBA,Negative, AMPHC,Amphiphysin Ab, CSF,IFA,Negative, AGN1C,Anti-Glial Nuclear Ab, Type 1,IFA,Negative, ANN1C,Anti-Neuronal Nuclear Ab, Type 1,IFA,Negative, ANN2C,Anti-Neuronal Nuclear Ab, Type 2,IFA,Negative, ANN3C,Anti-Neuronal Nuclear Ab, Type 3,IFA,Negative, CS2CC,CASPR2-IgG CBA, CSF,CBA,Negative, CRMC,CRMP-5-IgG, CSF,IFA,Negative, DPPCC,DPPX Ab CBA, CSF,CBA,Negative, GABCC,GABA-B-R Ab CBA, CSF,CBA,Negative, GD65C,GAD65 Ab Assay, CSF,RIA,< or =0.02 nmol/LReference values apply to all ages., GFAIC,GFAP IFA, CSF,IFA,Negative, GL1IC,mGluR1 Ab IFA, CSF,IFA,Negative, IG5CC,IgLON5 CBA, CSF,CBA,Negative, LG1CC,LGI1-IgG CBA, CSF,CBA,Negative, NCDIC,Neurochondrin IFA, CSF,IFA,Negative, NIFIC,NIF IFA, CSF,IFA,Negative, NMDCC,NMDA-R Ab CBA, CSF,CBA,Negative, PCTRC,Purkinje Cell Cytoplasmc Ab Type Tr,IFA,Negative, PCA1C,Purkinje Cell Cytoplasmic Ab Type 1,IFA,Negative, PCA2C,Purkinje Cell Cytoplasmic Ab Type 2,IFA,Negative, PDEIC,PDE10A Ab IFA, CSF,IFA,Negative, SP7IC,Septin-7 IFA, CSF,IFA,Negative, T46IC,TRIM46 IFA, CSF,IFA,Negative, Test ID,Reporting name,Methodology*,Reference value, AGNBC,AGNA-1 Immunoblot, CSF,IB,Negative, AGNTC,AGNA-1 Titer, CSF,IFA,<1:2, AINCC,Alpha Internexin CBA, CSF,CBA,Negative, AMPIC,AMPA-R Ab IF Titer Assay, CSF,IFA,<1:2, AMIBC,Amphiphysin Immunoblot, CSF,IB,Negative, AN1BC,ANNA-1 Immunoblot, CSF,IB,Negative, AN1TC,ANNA-1 Titer, CSF,IFA,<1:2, AN2BC,ANNA-2 Immunoblot, CSF,IB,Negative, AN2TC,ANNA-2 Titer, CSF,IFA,<1:2, AN3TC,ANNA-3 Titer, CSF,IFA,<1:2, APHTC,Amphiphysin Ab Titer, CSF,IFA,<1:2, CRMTC,CRMP-5-IgG Titer, CSF,IFA,<1:2, CRMWC,CRMP-5-IgG Western Blot, CSF,WB,Negative, DPPTC,DPPX Ab IFA Titer, CSF,IFA,<1:2, GABIC,GABA-B-R Ab IF Titer Assay, CSF,IFA,<1:2, GFACC,GFAP CBA, CSF,CBA,Negative, GFATC,GFAP IFA Titer, CSF,IFA,<1:2, IG5TC,IgLON5 IFA Titer, CSF,IFA,<1:2, GL1CC,mGluR1 Ab CBA, CSF,CBA,Negative, GL1TC,mGluR1 Ab IFA Titer, CSF,IFA,<1:2, NCDCC,Neurochondrin CBA, CSF,CBA,Negative, NCDTC,Neurochondrin IFA Titer, CSF,IFA,<1:2, NFLCC,NIF Light Chain CBA, CSF,CBA,Negative, NFHCC,NIF Heavy Chain CBA, CSF,CBA,Negative, NIFTC,NIF IFA Titer, CSF,IFA,<1:2, NMDIC,NMDA-R Ab IF Titer Assay, CSF,IFA,<1:2, PC1BC,PCA-1 Immunoblot, CSF,IB,Negative, PC1TC,PCA-1 Titer, CSF,IFA,<1:2, PC2TC,PCA-2 Titer, CSF,IFA,<1:2, PCTBC,PCA-Tr Immunoblot, CSF,IB,Negative, PCTTC,PCA-Tr Titer, CSF,IFA,<1:2, PDETC,PDE10A Ab IFA Titer, CSF,IFA,<1:2, SP7CC,Septin-7 CBA, CSF,CBA,Negative, SP7IC,Septin-7 IFA Titer, CSF,IFA,<1:2, T46CC,TRIM46 CBA, CSF,CBA,Negative, T46TC,TRIM46 IFA Titer, CSF,IFA,<1:2, | Neuronal, glial, and muscle autoantibodies are valuable serological markers of autoimmune encephalopathy and of a patient's immune response to cancer. These autoantibodies are usually accompanied by subacute neurological symptoms and signs are not found in healthy subjects. It is not uncommon for more than 1 of the following autoantibody specificities to be detected in patients with an autoimmune encephalopathy: -Plasma membrane autoantibodies: These are all potential effectors of neurological dysfunction: N-methyl-D-aspartate (NMDA) receptor; 2-amino-3-(5-methyl-3-oxo-1,2- oxazol-4-yl) propanoic acid (AMPA) receptor; gamma-amino butyric acid (GABA-B) receptor; neuronal acetylcholine receptor. -Neuronal nuclear autoantibodies: type 1 (ANNA-1), type 2 (ANNA-2), or type 3 (ANNA-3) -Neuronal or muscle cytoplasmic antibodies: amphiphysin, Purkinje cell antibodies (PCA-1 and PCA-2), collapsin response-mediator protein-5 (CRMP-5), or glutamic acid decarboxylase (GAD65). | Negative results do not exclude autoimmune encephalopathy or cancer. This test does not detect Ma1 or Ma2 antibodies (also known as MaTa), which are sometimes associated with brainstem and limbic encephalitis in the context of testicular germ cell neoplasms. Scrotal ultrasound is advised for men who present with unexplained subacute encephalitis. | 1. Orozco E, Valencia-Sanchez C, Britton J, et al. Autoimmune encephalitis criteria in clinical practice. Neurol Clin Pract. 2023;13(3):e200151. doi:10.1212/CPJ.0000000000200151 2. Flanagan EP, Geschwind MD, Lopez-Chiriboga AS, et al. Autoimmune encephalitis misdiagnosis in adults. JAMA Neurol. 2023;80(1):30-39. doi:10.1001/jamaneurol.2022.4251 3. Budhram A, Dubey D, Sechi E, et al. Neural Antibody Testing in Patients with Suspected Autoimmune Encephalitis. Clin Chem. 2020;66(12):1496-1509. doi:10.1093/clinchem/hvaa254 4. Abboud H, Probasco JC, Irani S, et al. Autoimmune encephalitis: proposed best practice recommendations for diagnosis and acute management. J Neurol Neurosurg Psychiatry. 2021;92(7):757-768. doi:10.1136/jnnp-2020-325300 5. Dubey D, Pittock SJ, Kelly CR, et al. Autoimmune encephalitis epidemiology and a comparison to infectious encephalitis. Ann Neurol. 2018;83(1):166-177. doi:10.1002/ana.25131 | Cell-Binding Assay: Patient specimen is applied to a composite slide containing transfected and nontransfected HEK-293 cells. After incubation and washing, fluorescein-conjugated goat-antihuman IgG is applied to detect the presence of patient IgG binding.(Package insert: IIFT: Neurology Mosaics, Instructions for the indirect immunofluorescence test. EUROIMMUN; FA_112d-1_A_UK_C13, 02/2019) Indirect Immunofluorescence Assay: The patient's sample is tested by a standardized indirect immunofluorescence that uses a composite frozen section of mouse cerebellum, kidney, and gut tissues. After incubation with sample and washing, fluorescein-conjugated goat-antihuman IgG is applied. Neuron-specific autoantibodies are identified by their characteristic fluorescence staining patterns. Samples that are scored positive for any neuronal nuclear or cytoplasmic autoantibody are titrated to an endpoint. Interference by coexisting non-neuron-specific autoantibodies can usually be eliminated by serologic absorption.(Honorat JA, Komorowski L, Josephs KA, et al. IgLON5 antibody: neurological accompaniments and outcomes in 20 patients. Neurol Neuroimmunol Neuroinflamm. 2017;4[5]:e385. doi:10.1212/NXI.0000000000000385) Radioimmunoassay: (125)I-labeled recombinant human antigens or labeled receptors are incubated with patient specimen. After incubation, anti-human IgG is added to form an immunoprecipitate. The amount of (125)I-labeled antigen in the immunoprecipitate is measured using a gamma-counter. The amount of gamma emission in the precipitate is proportional to the amount of antigen-specific IgG in the specimen. Results are reported as units of precipitated antigen (nmol) per liter of patient sample.(Griesmann GE, Kryzer TJ, Lennon VA: Autoantibody profiles of myasthenia gravis and Lambert-Eaton myasthenic syndrome. In: Rose NR, Hamilton RG, et al, eds. Manual of Clinical and Laboratory Immunology. 6th ed. ASM Press; 2002:1005-1012; Jones AL, Flanagan EP, Pittock SJ, et al. Responses to and outcomes of treatment of autoimmune cerebellar ataxia in adults.JAMA Neurol. 2015;72[11]:1304-1312. doi:10.1001/jamaneurol.2015.2378) Immunoblot: All steps are performed at ambient temperature (18 to 28 degrees C) utilizing the EUROBlot One instrument. Diluted patient serum (1:12.5) is added to test strips (strips containing recombinant antigen manufactured and purified using biochemical methods) in individual channels and incubated for 30 minutes. Positive specimens will bind to the purified recombinant antigen and negative specimens will not bind. Strips are washed to remove unbound antibodies and then incubated with anti-human IgG antibodies (alkaline phosphatase-labelled) for 30 minutes. The strips are again washed to remove unbound anti-human IgG antibodies and nitroblue tetrazolium chloride/5-bromo-4-chloro-3-indolylphosphate (NBT/BCIP) substrate is added. Alkaline phosphatase enzyme converts the soluble substrate into a colored insoluble product on the membrane to produces a black band. Strips are digitized via picture capture on the EUROBlot One instrument and evaluated with the EUROLineScan software.(O'ConnorK, Waters P, Komorowski L, et al. GABAA receptor autoimmunity: A multicenter experience. Neurol Neuroimmunol Neuroinflamm. 2019;6[3]:e552. doi:10.1212/NXI.0000000000000552) Western Blot: Neuronal antigens extracted aqueously from adult rat cerebellum, full-length recombinant human collapsin response-mediator protein-5 (CRMP-5), or full-length recombinant human amphiphysin protein is denatured, reduced, and separated by electrophoresis on 10% polyacrylamide gel. IgG is detected autoradiographically by enhanced chemiluminescence.(Yu Z, Kryzer TJ, Griesmann GE, Kim K, Benarroch EE, Lennon VA. CRMP-5 neuronal autoantibody: marker of lung cancer and thymoma-related autoimmunity. Ann Neurol. 2001;49[2]:146-154; Dubey D, Jitprapaikulsan J, Bi H, et al. Amphiphysin-IgG autoimmune neuropathy: A recognizable clinicopathologic syndrome. Neurology. 2019;93(20):e1873-e1880. doi:10.1212/WNL.0000000000008472) | 8 to 12 days | 28 days | This test was developed and its performance characteristics determined by Mayo Clinic in a manner consistent with CLIA requirements. It has not been cleared or approved by the US Food and Drug Administration. | 86255 x2386341 x184182 AGNBC (if appropriate)86256 AGNTC (if appropriate)86255 AINCC (if appropriate)86256 AMPIC (if appropriate)84182 AMIBC (if appropriate)84182 AN1BC (if appropriate)86256 AN1TC (if appropriate)84182 AN2BC (if appropriate)86256 AN2TC (if appropriate)86256 AN3TC (if appropriate)86256 APHTC (if appropriate)86256 CRMTC (if appropriate)84182 CRMWC (if appropriate)86256 DPPTC (if appropriate)86256 GABIC (if appropriate)86255 GFACC (if appropriate)86256 GFATC (if appropriate)86256 IG5TC (if appropriate)86255 GL1CC (if appropriate)86256 GL1TC (if appropriate)86255 NCDCC (if appropriate)86256 NCDTC (if appropriate)86255 NFHCC (if appropriate)86256 NIFTC (if appropriate)86255 NFLCC (if appropriate)86256 NMDIC (if appropriate)84182 PC1BC (if appropriate)86256 PC1TC (if appropriate)86256 PC2TC (if appropriate)84182 PCTBC (if appropriate)86256 PCTTC (if appropriate)86256 PDETC (if appropriate)86255 SP7CC (if appropriate)86256 SP7TC (if appropriate)86255 T46CC (if appropriate)86256 T46TC (if appropriate) | Enceph, Autoimm/Paraneo, CSF | 94708-5 | 616446 | TRIM46 Ab IFA, CSF | 103843-9
ESTUF | Endometrial Stromal Tumors (EST), 7p15 (JAZF1), 6p21.32 (PHF1), 17p13.3 (YWHAE) Rearrangement, FISH, Tissue | Supporting the diagnosis of endometrial stromal tumors when used in conjunction with an anatomic pathology consultation | Fluorescence In Situ Hybridization (FISH) | Yes | Endometrial Stromal Tumor, FISH, Ts | This test includes a charge for the probe application, analysis, and professional interpretation of results for one probe set (2 individual fluorescence in situ hybridization [FISH] probes). Additional charges will be incurred for all reflex or additional probe sets performed. No analysis charges will be incurred if an insufficient number of representative cells are available for analysis. | Submit only 1 of the following specimens: Preferred Specimen Type:Tissue block Collection Instructions:Submit a formalin-fixed, paraffin-embedded tumor tissue block. Blocks prepared with alternative fixation methods may be acceptable; provide fixation method used. Acceptable Specimen Type:Tissue slides Slides: 1 Hematoxylin and eosin stained and 6 unstained Collection Instructions: Submit 1 slide stained with hematoxylin and eosin and 6 consecutive unstained, positively-charged, unbaked slides with 5 micron-thick sections of the tumor tissue. | Slides: 1 Hematoxylin and eosin stained and 3 unstained | Endometrial stromal tumors (EST) arise from the uterus and include the benign endometrial stromal nodule (ESN) and infiltrative endometrial stromal sarcoma (ESS). Rearrangement ofJAZF1occurs in approximately 75% of ESN and approximately 60% of ESS. PHF1is specific to ESS and can rearrange with both known and unknown partners in addition toJAZF1. YWHAE rearrangements occur in high-grade ESS; JAZF1 and YWHAE rearrangements are mutually exclusive. | An interpretive report will be provided. | A neoplastic clone is detected when the percent of cells with an abnormality exceeds the normal cutoff for any given probe. A positive result supports a diagnosis of an endometrial stromal tumor of various subtypes. A negative result does not exclude the presence of a neoplastic disorder. | This test is not approved by the US Food and Drug Administration and is best used as an adjunct to existing clinical and pathologic information. Fixatives other than formalin (eg, Prefer, Bouin's) may not be successful for fluorescence in situ hybridization (FISH) assays. Non-formalin fixed specimens will not be rejected. Paraffin-embedded tissues that have been decalcified may not be successful for FISH analysis. The success rate of FISH studies on decalcified tissue is approximately 50%, but FISH will be attempted if sufficient tumor is present for analysis. If no FISH signals are observed post-hybridization, the case will be released indicating a lack of FISH results. | 1. WHO Classification of Tumours. Female Genital Tumours. 5th ed. IARC; 2020:286-288. WHO Classification of Tumours. Vol 4 2. Nomura Y, Tamura D, Horie M, et al. Detection of MEAF6-PHF1 translocation in an endometrial stromal nodule. Genes Chromosomes Cancer. 2020;59(12):702-708 3. Conklin CM, Longacre TA. Endometrial stromal tumors: the new WHO classification. Adv Anat Pathol. 2014;21(6):383-393 4. Antonescu CR, Kao YC, Xu B, et al. Undifferentiated round cell sarcoma with BCOR internal tandem duplications (ITD) or YWHAE fusions: a clinicopathologic and molecular study. Mod Pathol. 2020;33(9):1669-1677 5. O'Meara E, Stack D, Lee CH, et al. Characterization of the chromosomal translocation t (10; 17)(q22; p13) in clear cell sarcoma of kidney. J Pathol. 2012;227(1):72-80 6. Chiang S, Ali R, Melnyk N, et al. Frequency of known gene rearrangements in endometrial stromal tumors. Am J Surg Pathol. 2011;35(9):1364-1372 7. Lee CH, Marino-Enriquez A, Ou W, et al. The clinicopathologic features of YWHAE-FAM22 endometrial stromal sarcomas: A histologically high-grade and clinically aggressive tumor. Am J Surg Pathol. 2012;36(5):641-653 8. Panagopoulos I, Mertens F, Griffin CA, et al. An endometrial stromal sarcoma cell line with the JAZF1/PHF1 chimera. Cancer Genet Cytogenet. 2008;185(2):74-77 9. Lee CH, Ou WB, Marino-Enriquez A, et al. 14-3-3 fusion oncogenes in high-grade endometrial stromal sarcoma. Proc Natl Acad Sci U S A. 2012;109(3):929-934 10. Micci F, Panagopoulos I, Bjerkehagen B, et al. Consistent rearrangement of chromosomal band 6p21 with generation of fusion genes JAZF1/PHF1 and EPC1/PHF1 in endometrial stromal sarcoma. Cancer Res. 2006;66(1):107-112 11.Gebre-MedhinS, Nord KH, Moller E, et al. Recurrent rearrangement of the PHF1 gene in ossifying fibromyxoid tumors. Am J Pathol. 2012;181(3):1069-1077 | The test is performed using laboratory-developed dual-color break-apart strategy probes forJAZF1, PHF1,andYWHAE.Formalin-fixed, paraffin-embedded tissues are cut at 5 microns and mounted on positively charged glass slides. The selection of tissue and the identification of target areas on the hematoxylin and eosin (H and E)-stained slide are performed by a pathologist. Using the H and E-stained slide as a reference, target areas are etched with a diamond-tipped engraving tool on the back of the unstained slide to be assayed. The probe set is hybridized to the appropriate target areas, and 2 technologists independently analyze 50 interphase nuclei (100 total) with the results expressed as the percent of abnormal nuclei.(Unpublished Mayo method). | 7 to 10 days | Slides and H and E used for analysis are retained by the laboratory in accordance with regulatory requirements. Client provided paraffin blocks and extra unstained slides will be returned after testing is complete. | This test was developed and its performance characteristics determined by Mayo Clinic in a manner consistent with CLIA requirements. It has not been cleared or approved by the US Food and Drug Administration. | 88271x288291-DNA probe, each (first probe set), Interpretation and report88271x2-DNA probe, each; each additional probe set (if appropriate)88271x1-DNA probe, each; coverage for sets containing 3 probes (if appropriate)88271x2-DNA probe, each; coverage for sets containing 4 probes (if appropriate)88271x3-DNA probe, each; coverage for sets containing 5 probes (if appropriate)88274 w/modifier 52-Interphase in situ hybridization, <25 cells, each probe set (if appropriate)88274-Interphase in situ hybridization, 25 to 99 cells, each probe set (if appropriate) | Endometrial Stromal Tumor, FISH, Ts | 102086-6 | 53831 | Disclaimer | 62364-5
EMA | Endomysial Antibodies, IgA, Serum | Analysis of IgA-endomysial antibodies for the diagnosis of dermatitis herpetiformis and celiac disease Monitoring adherence to gluten-free diet in patients with dermatitis herpetiformis and celiac disease | Indirect Immunofluorescence Assay (IFA) | Yes | Endomysial Abs, S (IgA) | If the IgA-endomysial antibodies result is positive or indeterminate, then the antibody titer will be performed at an additional charge. | Collection Container/Tube: Preferred:Serum gel Acceptable:Red top Submission Container/Tube:Plastic vial Specimen Volume:2 mL Collection Instructions:Centrifuge and aliquot serum into a plastic vial. | 0.5 mL | Circulating IgA endomysial antibodies are present in 70% to 80% of patients with dermatitis herpetiformis or celiac disease, and in nearly all such patients who have high grade gluten-sensitive enteropathy and are not adhering to a gluten-free diet. Because of the high specificity of endomysial antibodies for celiac disease, this test may obviate the need for multiple small bowel biopsies to verify the diagnosis. This may be particularly advantageous in the pediatric population, including the evaluation of children with failure to thrive. | Negative in normal individuals; also negative in dermatitis herpetiformis or celiac disease patients adhering to gluten-free diet. | The finding of IgA-endomysial antibodies (EMA) is highly specific for dermatitis herpetiformis or celiac disease. The titer of IgA-EMA generally correlates with the severity of gluten-sensitive enteropathy. If patients strictly adhere to a gluten-free diet, the titer of IgA-EMA should begin to decrease within 6 to 12 months of onset of dietary therapy. Occasionally, the staining results cannot be reliably interpreted as positive or negative because of strong smooth muscle staining, weak EMA staining or other factors.In these cases, the results will be reported as "indeterminate" and additional testing is recommended. For more informationsee TTGA / Tissue Transglutaminase Antibody, IgA, Serum and IGA / Immunoglobulin A (IgA), Serum. | A negative result (absence of circulating IgA-endomysial antibodies) does not excludethe diagnosis of dermatitis herpetiformis or celiac disease. Patients with mild gluten-sensitive enteropathy may have a negativeresult. | 1. Peters MS, McEvoy MT. IgA antiendomysial antibodies in dermatitis herpetiformis. J Am Acad Dermatol. 1989;21(6):1225-1231 2. Chorzelski TP, Buetner EH, Sulej J, et al. IgA anti-endomysium antibody. A new immunological marker of dermatitis herpetiformis and coeliac disease. Br J Dermatol. 1984;111(4):395-402 3. Kapuscinska A, Zalewski T, Chorzelski TP, et al. Disease specificity and dynamics of changes in IgA class anti-endomysial antibodies in celiac disease. J Pediatr Gastroenterol Nutr. 1987;6(4):529-534. doi:10.1097/00005176-198707000-00006 4. Elwenspoek MMC, Jackson J, Dawson S, et al. Accuracy of potential diagnostic indicators for coeliac disease: a systematic review protocol. BMJ Open. 2020;10(10):e038994. doi:10.1136/bmjopen-2020-038994 | Frozen sections of primate esophagus substrate are overlaid with dilutions of patient's serum, incubated, covered with fluorescein-conjugated IgA antiserum, and interpreted with a fluorescence microscope.(Package insert: NOVA Lite Monkey Oesophagus IFA Kit/Slides. Inova Diagnostics; 05/2018) | 2 to 7 days | 14 days | This test has been modified from the manufacturer's instructions. Its performance characteristics were determined by Mayo Clinic in a manner consistent with CLIA requirements. This test has not been cleared or approved by the US Food and Drug Administration. | 8623186231-titer (if appropriate) | Endomysial Abs, S (IgA) | 46126-9 | 9360 | Endomysial Ab | 46126-9
EMAT | Endomysial Antibodies, IgA, Titer, Serum | Confirmation of a positive IgA-endomysial antibodies result | Only orderable as a reflex. For more information see EMA / Endomysial Antibodies, IgA, Serum. Indirect Immunofluorescence Assay (IFA) | Yes | EMA Titer, S (IgA) | Serum | Only orderable as a reflex. For more information see EMA / Endomysial Antibodies, IgA, Serum. | 0.5 mL | Circulating IgA endomysial antibodies are present in 70% to 80% of patients with dermatitis herpetiformis or celiac disease, and in nearly all such patients who have high grade gluten-sensitive enteropathy and are not adhering to a gluten-free diet. Because of the high specificity of endomysial antibodies for celiac disease, the test may obviate the need for multiple small bowel biopsies to verify the diagnosis. This may be particularly advantageous in the pediatric population, including the evaluation of children with failure to thrive. | Only orderable as a reflex. For more information see EMA / Endomysial Antibodies, IgA, Serum. Negative | The finding of IgA-endomysial antibodies (EMA) is highly specific for dermatitis herpetiformis or celiac disease. The titer of IgA-EMA generally correlates with the severity of gluten-sensitive enteropathy. If patients strictly adhere to a gluten-free diet, the titer of IgA-EMA should begin to decrease within 6 to 12 months of onset of dietary therapy. Occasionally, the staining results cannot be reliably interpreted as positive or negative because of strong smooth muscle staining, weak EMA staining, or other factors. In these cases, the results will be reported as "indeterminate," and additional testing is recommended; see TTGA / Tissue Transglutaminase Antibody, IgA, Serum and IGA / Immunoglobulin A (IgA), Serum. | A negative result (absence of circulating IgA-endomysial antibodies) does not exclude the diagnosis of dermatitis herpetiformis or celiac disease. Patients with mild gluten-sensitive enteropathy may have a negative result. | 1. Peters MS, McEvoy MT. IgA antiendomysial antibodies in dermatitis herpetiformis. J Am Acad Dermatol. 1989;21(6):1225-1231. doi:10.1016/s0190-9622(89)70335-2 2. Chorzelski TP, Buetner EH, Sulej J, et al. IgA anti-endomysium antibody: a new immunological marker of dermatitis herpetiformis and coeliac disease. Br J Dermatol. 1984;111(4):395-402. doi:10.1111/j.1365-2133.1984.tb06601.x 3. Kapuscinska A, Zalewski T, Chorzelski TP, et al. Disease specificity and dynamics of changes in IgA class anti-endomysial antibodies in celiac disease. J Pediatr Gastroenterol Nutr. 1987;6(4):529-534. doi:10.1097/00005176-198707000-00006 4. Elwenspoek MMC, Jackson J, Dawson S, et al. Accuracy of potential diagnostic indicators for coeliac disease: a systematic review protocol. BMJ Open. 2020;10(10):e038994. doi:10.1136/bmjopen-2020-038994 | Frozen sections of primate esophagus substrate are overlaid with dilutions of patient's serum, incubated, covered with fluorescein-conjugated IgA antiserum, and interpreted with a fluorescence microscope.(Package insert: NOVA Lite Monkey Oesophagus IFA Kit/Slides. Inova Diagnostics; 05/2018; Chorzelski TP, Beutner EH, Sulej J, et al. IgA anti-endomysium antibody: a new immunological marker of dermatitis herpetiformis and coeliac disease. Br J Dermatol. 1984;111[4]:395-402. doi:10.1111/j.1365-2133.1984.tb06601.x; Kupascinska A, Zalewski T, Chorzelski TP, et al. Disease specificity and dynamics of changes in IgA class anti-endomysial antibodies in celiac disease. J Pediatr Gastroenterol Nutr. 1987;6[4]:529-534. doi:10.1097/00005176-198707000-00006) | 2 days | 14 days | This test has been modified from the manufacturer's instructions. Its performance characteristics were determined by Mayo Clinic in a manner consistent with CLIA requirements. This test has not been cleared or approved by the US Food and Drug Administration. | 86231 | EMA Titer, S (IgA) | 27038-9 | 65091 | EMA Titer, S (IgA) | 27038-9
EMAIG | Endomysial Antibodies, IgG, Serum | Analysis of IgG-endomysial antibodies for the diagnosis of dermatitis herpetiformis and celiac disease Monitoring adherence to gluten-free diet in patients with dermatitis herpetiformis and celiac disease | Indirect Immunofluorescence Assay (IFA) | Yes | Endomysial Abs (IgG), S | If the IgG-endomysial antibodies result is positive or indeterminate, then the antibody titer will be performed at an additional charge. | Collection Container/Tube: Preferred:Serum gel Acceptable:Red top Submission Container/Tube:Plastic vial Specimen Volume:2 mL Collection Instructions:Centrifuge and aliquot serum into a plastic vial. | 0.5 mL | Circulating IgG endomysial antibodies are present in 70% to 80% of patients with dermatitis herpetiformis or celiac disease, and in nearly all such patients who have high grade gluten-sensitive enteropathy and are not adhering to a gluten-free diet. Because of the high specificity of endomysial antibodies for celiac disease, the test may obviate the need for multiple small bowel biopsies to verify the diagnosis. This may be particularly advantageous in the pediatric population, including the evaluation of children with failure to thrive. | Negative in normal individuals; also negative in patients with either dermatitis herpetiformis or celiac disease while adhering to gluten-free diet. | The finding ofIgG-endomysial antibodies(EMA) is highly specific for dermatitis herpetiformis or celiac disease. The titer of IgG-EMA generally correlates with the severity of gluten-sensitive enteropathy. If patients strictly adhere to a gluten-free diet, the titer of IgG-EMA should begin to decrease within 6 to 12 months of onset of dietary therapy. Occasionally, the staining results cannot be reliably interpreted as positive or negative because of strong smooth muscle staining, weak EMA staining or other factors; in this case, the results will be recorded as "indeterminate." In this setting, further testing with measurement of TTGA / Tissue Transglutaminase Antibody, IgA, Serum and IGG / Immunoglobulin G (IgG), Serum levels are recommended. | A negative result (absence of circulating IgG-endomysial antibodies) does not exclude the diagnosis of dermatitis herpetiformis or celiac disease. Patients with mild gluten-sensitive enteropathy may have a negative result. | 1. Dahlbom I, Olsson M, Forooz NK, Sjoholm AG, Truedsson L, Hannson T. Immunoglobulin G (IgG) anti-tissue transglutaminase antibodies used as markers for IgA-deficient celiac disease patients. Clin Diagn Lab Immunol. 2005;12(2): 254-258. doi:10.1128/CDLI.12.2.254-258.2005 2. Korponay-Szabo IR, Dahlbom I, Laurila K, et al. Elevation of IgG antibodies against tissue transglutaminase as a diagnostic tool for coeliac disease in selective IgA deficiency. Gut. 2003;52(11):1567-1571.doi:10.1136/gut.52.11.1567 3. Kumar V, Jarzabek-Chorzelska M, Sulej J, Karnewska K, Farrell T, Jablonska S. Celiac disease and immunoglobulin A deficiency: How effective are the serological methods of diagnosis? Clin Diagn Lab Immunol. 2002;9(6):1295-1300.doi:10.1128/CDLI.9.6.1295-1300.2002 4. Elwenspoek MMC, Jackson J, Dawson S, et al. Accuracy of potential diagnostic indicators for coeliac disease: a systematic review protocol. BMJ Open. 2020;10(10):e038994. doi:10.1136/bmjopen-2020-038994 | Frozen sections of primate esophagus substrate are overlaid with dilutions of patient's serum, incubated, covered with fluorescein-conjugated IgG antiserum, and interpreted with a fluorescence microscope.(Package insert: NOVA Lite Monkey Oesophagus IFA Kit/Slides. Inova Diagnostics; 05/2018) | 2 to 7 days | 14 days | This test has been modified from the manufacturer's instructions. Its performance characteristics were determined by Mayo Clinic in a manner consistent with CLIA requirements. This test has not been cleared or approved by the US Food and Drug Administration. | 86231-screen86231-titer (if appropriate) | Endomysial Abs (IgG), S | 39554-1 | 608880 | Endomysial IgG Ab, S | 39554-1
FENDI | Endothelin I |  | Direct RIA | No | Endothelin I | Varies | Patient Preparation: Patient should NOT be on any ACTH, Corticosteroids, or hypertension medications, if possible, for at least 48 hours prior to collection of specimen. Submit only one of the following: Specimen Type:Serum Collection Container/Tube:Red or SST Submission Container/Tube:12x75 mm screw capped vial Specimen Volume:3 mL Collection Instructions: 1.Draw blood in a plain, red-top or serum-gel tube(s). 2. Centrifuge immediately. 3. Send 3 mL of serum frozen in a plastic vial. Specimen Type:Plasma Collection Container/Tube:EDTA Submission Container/Tube:12x75 mm screw capped vial Specimen Volume:3 mL Collection Instructions: 1.Draw blood in a lavender top (EDTA) tube(s). 2. Centrifuge immediately. 3. Send 3 mL of plasma frozen in a plastic vial. | 1 mL | Endothelin I is a 21 amino acid peptide produced primarily by vascular endothelial cells. It is also produced by renal mesangial and epithelial cells. Endothelin I has potent effects on peripheral vascular resistance, renal blood flow and glomerular filtration rate. Endothelin I appears to be a mediator of hypertension and acute renal failure of hemolytic uremic syndrome. Levels of Endothelin I are increased in patients with hemolytic uremic syndrome with hypertension anuria and oligonuria. Endothelin I has potent vasoconstriction properties. Endothelin I stimulates the oppositive vasodilator called Endothelium Derived Releasing Factor. Levels are also increased in trauma patients. | Adult Reference Range(s) 4.0-9.0 pg/mL |  |  |  |  | 12 to 16 days |  | This test was developed and its performance characteristics determined by Inter Science Institute. Values obtained with different methods, laboratories, or kits cannot be used interchangeably with the results on this report. The results cannot be interpreted as absolute evidence of the presences or absence of malignant disease. | 83519 | Endothelin I | Not Provided | FENDI | Endothelin I | 49867-5
EGPL | English Plantain, IgE, Serum | Establishing a diagnosis of an allergy to English plantain Defining the allergen responsible for eliciting signs and symptoms Identifying allergens: -Responsible for allergic response and/or anaphylactic episode -To confirm sensitization prior to beginning immunotherapy -To investigate the specificity of allergic reactions to insect venom allergens, drugs, or chemical allergens | Fluorescence Enzyme Immunoassay (FEIA) | Yes | English Plantain, IgE | Serum | Collection Container/Tube: Preferred:Serum gel Acceptable:Red top Submission Container/Tube:Plastic vial Specimen Volume:0.5 mL for every 5 allergens requested Collection Instructions:Centrifuge and aliquot serum into a plastic vial. | For 1 allergen: 0.3 mL For more than 1 allergen: (0.05 mL x number of allergens) + 0.25 mL deadspace | Clinical manifestations of immediate hypersensitivity (allergic) diseases are caused by the release of proinflammatory mediators (histamine, leukotrienes, and prostaglandins) from IgE-sensitized effector cells (mast cells and basophils) when cell-bound IgE antibodies interact with an allergen. In vitro serum testing for IgE antibodies provides an indication of the immune response to allergens that may be associated with allergic disease. The allergens chosen for testing often depend upon the age of the patient, history of allergen exposure, season of the year, and clinical manifestations. In individuals predisposed to develop allergic disease, the sequence of sensitization and clinical manifestations proceed as follows: eczema and respiratory disease (rhinitis and bronchospasm) in infants and children less than 5 years due to food sensitivity (milk, egg, soy, and wheat proteins) followed by respiratory disease (rhinitis and asthma) in older children and adults due to sensitivity to inhalant allergens (dust mite, mold, and pollen inhalants). | Class,IgE kU/L,Interpretation, 0,<0.10,Negative, 0/1,0.10-0.34,Borderline/equivocal, 1,0.35-0.69,Equivocal, 2,0.70-3.49,Positive, 3,3.50-17.4,Positive, 4,17.5-49.9,Strongly positive, 5,50.0-99.9,Strongly positive, 6,> or =100,Strongly positive, | Detection of IgE antibodies in serum (class 1 or greater) indicates an increased likelihood of allergic disease as opposed to other etiologies and defines the allergens that may be responsible for eliciting signs and symptoms. The level of IgE antibodies in serum varies directly with the concentration of IgE antibodies expressed as a class score or kU/L. | Testing for IgE antibodies is not useful in patients previously treated with immunotherapy to determine if residual clinical sensitivity exists or in patients in whom the medical management does not depend upon identification of allergen specificity. Some individuals with clinically insignificant sensitivity to allergens may have measurable levels of IgE antibodies in serum, and test results must be interpreted in the clinical context. False-positive results for IgE antibodies may occur in patients with markedly elevated serum IgE (>2500 kU/L) due to nonspecific binding to allergen solid phases. | Homburger HA, Hamilton RG: Allergic diseases. In: McPherson RA, Pincus MR, eds. Henry's Clinical Diagnosis and Management by Laboratory Methods. 23rd ed.Elsevier; 2017:1057-1070 | Specific IgE from the patient's serum reacts with the allergen of interest, which is covalently coupled to an ImmunoCAP. After washing away nonspecific IgE, enzyme-labeled anti-IgE antibody is added to form a complex. After incubation, unbound anti-IgE is washed away, and the bound complex incubated with a developing agent. After stopping the reaction, the fluorescence of the eluate is measured. Fluorescence is proportional to the amount of specific IgE present in the patient's sample (ie, the higher the fluorescence value, the more IgE antibody is present).(Package insert: ImmunoCAP System Specific IgE FEIA. Phadia; Rev 06/2020) | Same day/1 to 3 days | 14 days | This test has been cleared, approved, or is exempt by the US Food and Drug Administration and is used per manufacturer's instructions. Performance characteristics were verified by Mayo Clinic in a manner consistent with CLIA requirements. | 86003 | English Plantain, IgE | 6110-1 | EGPL | English Plantain, IgE | 6110-1
EHOLG | Entamoeba histolytica Antibody, Serum | As an adjunct in the diagnosis of extraintestinal, invasive amebiasis | Enzyme-Linked Immunosorbent Assay (ELISA) | Yes | E. histolytica Ab, IgG, S | Serum | Collection Container/Tube: Preferred:Serum gel Acceptable:Red top Submission Container/Tube:Plastic vial Specimen Volume:0.5 mL Collection Instructions:Centrifuge and aliquot serum into plastic vial. | 0.4 mL | Amebiasis is an infection caused by the protozoan parasite,Entamoeba histolytica. The infection is acquired by ingestion of cysts in fecally contaminated food or water; excystation and infection occur in the large intestine. After excystation, trophozoites attach to the intestinal wall and excrete extracellular enzymes that enable invasion of the mucosa and spread to other organs, especially the liver and lung where abscesses may develop. Amebiasis (or amebic dysentery) can cause bloody diarrhea accompanied by fever and prostration. White and red blood cells are found in the stool. Liver abscess can develop several weeks to months later producing hepatomegaly and fever. Serology may be particularly useful in supporting the diagnosis of invasive disease withE histolytica, which is most commonly associated withamebic liver abscess. Serology should not be used to identify or diagnose amebic dysentery due to poor sensitivity in acute, noninvasive disease. | Negative Reference values apply to all ages. | Negative: No antibodies toEntamoeba histolyticadetected. This assay is intended for assessment of invasive amebiasis. Repeat testing in 2 to 3 weeks if clinically indicated. Equivocal: Recommend follow-up testing in 10 to 14 days if clinically indicated. Positive: Results are suggestive of current or past infection withEntamoeba histolytica. Direct detection ofE histolyticain stool or other specimen sources is recommended to diagnose acute amebiasis. | Previous episodes of intestinal amebiasis may produce a positive serology. Serologic results should be used as an aid in diagnosis and should not be interpreted as diagnostic by themselves. | 1. Bruckner DA. Amebiasis. Clin Microbiol Rev. 1992;5(4):356-369. doi: 10.1128/CMR.5.4.356 2. Petri WA, Haque R, Moonah SN:Entamoebaspecies, including amebic colitis and liver abscess. In: Bennett JE, Dolin R, Blaser MJ, eds. Mandell, Douglas, and Bennett's Principles and Practice of Infectious Diseases. 9th ed. Elsevier; 2020:3273-3286 | Microplates are coated with specific antigens to bind corresponding antibodies of the sample. After washing the wells to remove all unbound sample material, a horseradish peroxidase-labelled conjugate is added. This conjugate binds to the captured antibodies. In a second washing step, unbound conjugate is removed. The immune complex formed by the bound conjugate is visualized by adding tetramethylbenzidine substrate, which gives a blue reaction product. The intensity of this product is proportional to the amount of specific antibodies in the sample. Sulfuric acid is added to stop the reaction. This produces a yellow endpoint color. Absorbance at 450/620 nm is read using an enzyme-linked immunosorbent assaymicrowell plate reader.(Package insert: Entamoeba histolytica ELISA IgG Test kit. Gold Standard Diagnostics; GSD-ENTG-120705.F; 01/12/2021) | Same day/1 to 5 days | 14 days | This test has been cleared, approved, or is exempt by the US Food and Drug Administration and is used per manufacturer's instructions. Performance characteristics were verified by Mayo Clinic in a manner consistent with CLIA requirements. | 86753 | E. histolytica Ab, IgG, S | 22285-1 | EHOLG | E. histolytica Ab, IgG, S | 22285-1
FEHAG | Entamoeba histolytica Antigen, EIA |  | Enzyme Immunoassay (EIA) | Yes | Entamoeba histolytica Antigen | Fecal | Preferred Specimen Type: Unpreserved stool Supplies: Sterile stool container Container/Tube: Sterile stool container Specimen Volume: 2 g Specimen Stability Information: Frozen Collection Instructions: Collect 2 grams of fresh unpreserved stool in sterile container. Send specimen frozen. NOTE: Separate specimens must be submitted when multiple tests are ordered. | 1 gram | Entamoeba histolytica are intestinal parasites that infect a half billion people worldwide annually. Of those infected, most are infected with the non-pathogenic E. dispar, which has not been associated with disease.It is estimated that approximately 10 % of the half billion people infected each year are infected with the pathogenic E. histolytica. These individuals become symptomatic and develop colitis and liver abscesses. Limitations: Extraintestinal amebiasis is frequently found without trophozoites or cysts in stool: patients may have a negative stool antigen result. | Entamoeba histolytica Antigen: Not Detected The Entamoeba histolytica Antigen EIA test detects only the antigen of the pathogenic E. histolytica; the non-pathogenic E. dispar is not detected. |  |  |  |  | 4 to 8 days |  |  | 87337 | Entamoeba histolytica Antigen | 29905-7 | Z5167 | Entamoeba histolytica Antigen | 29905-7
STL | Enteric Pathogens Culture, Feces | Determining whether a bacterial enteric pathogen is the cause of diarrhea May be helpful in identifying the source of the infectious agent (eg, dairy products, poultry, water, or meat) This test is generallynot usefulforpatients hospitalized more than 3 days because the yield from specimens from these patients is very low, as is the likelihood of identifying a pathogen that has not been detected previously. | Conventional Culture | Yes | Enteric Pathogens Culture, Stool | When this test is ordered, the reflex tests may be performed at an additional charge. Reportable pathogens includeAeromonas,Campylobacter,Salmonella,Shigella, andYersinia. | Specimen Type:Preserved Feces Patient Preparation:Do not use barium or bismuth before specimen collection Supplies:Culture and Sensitivity Stool Transport Vial (T058) Container/Tube:Commercially available transport system specific for recovery of enteric pathogens from fecal specimens (15 mL of non-nutritive transport medium containing phenol red as a pH indicator,either Cary-Blair or Para-Pak C and S) Specimen Volume:Representative portion of fecal specimen Collection Instructions: 1.Collect fresh feces and submit 1 gram or 5 mL in container with transport medium. 2. Place feces in preservative within 2 hours of collection. 3. Place vial in a sealed plastic bag. | 1 mL | Diarrhea may be caused by a number of agents (eg, bacteria, viruses, parasites, and chemicals) and these agents may result in similar symptoms. A thorough patient history covering symptoms, severity, duration of illness, age, travel history, food consumption, history of recent antibiotic use, and illnesses in the family or other contacts will help the physician categorize the disease and ensure that any special requests are communicated to the laboratory. | No growth of pathogens | The growth of an enteric pathogen identifies the cause of diarrhea. | No significant cautionary statements | 1. York MK, Rodrigues-Wong P, Church L: Fecal culture for aerobic pathogens of gastroenteritis. In: Clinical Microbiology Procedures Handbook. 3rd ed. ASM Press; 2010:Section 3.8.1 2. Jerris RC, Fields PI, Nicholson MA: Fecal culture forCampylobacterand related organisms. In: Clinical Microbiology Procedures Handbook. 3rd ed. ASM Press; 2010:Section 3.8.2 3. DuPont HL: Persistent diarrhea: A clinical review. JAMA. 2016 Jun 28;315(24):2712-2723. doi: 10.1001/jama.2016.7833 | The fecal specimen is inoculated onto selective media designed to inhibit growth of normal bowel microbiota while allowing growth of the enteric pathogens. The following media are used: sheep blood agar, Hektoen enteric (HE) agar, eosin-methylene blue (EMB) agar,Campylobacteragar, cefsulodin-irgasan-novobiocin (CIN) agar, and the enrichment broth, selenite F. After incubation, suspect colonies are identified using 1 or a combination of the following techniques: matrix-assisted laser desorption/ionization time of flight (MALDI-TOF) mass spectrometry, conventional biochemical tests, carbon source utilization, serologic methods, or nucleic acid sequencing of the 16S ribosomal RNA gene.(Procop GW, Church DL, Hall GS, et al, eds. Koneman's Color Atlas and Textbook of Diagnostic Microbiology. 7th ed. Lippincott Williams and Wilkins; 2017) | 3 to 8 days | 7 days | This test has been cleared, approved, or is exempt by the US Food and Drug Administration and is used per manufacturer's instructions. Performance characteristics were verified by Mayo Clinic in a manner consistent with CLIA requirements. | 87045-Enteric Pathogens Culture, Stool-with isolation and preliminary examination87046 x 3-Stool Culture Aerobic Bacteria, each87077-Ident by MALDI-TOF mass spec (if appropriate)87077-Bacteria Identification (if appropriate)87153-Aerobe Ident by Sequencing (if appropriate)87077-Additional Identification Procedure (if appropriate)87147 x 3-Serologic Agglut Method 1 Ident (if appropriate)87147 x 4-Serologic Agglut Method 3 Ident (if appropriate) | Enteric Pathogens Culture, Stool | 625-4 | STL | Enteric Pathogens Culture, Stool | In Process
ENTP | Enterovirus, Molecular Detection, PCR, Plasma | Aiding in diagnosing enterovirus infections using plasma specimens This testshould not be usedto screen asymptomatic patients. | Real-Time Polymerase Chain Reaction (PCR)/RNA Probe Hybridization | Yes | Enterovirus PCR, P | Plasma EDTA | Submit a raw clinical sample (not a culture isolate) for enterovirus polymerase chain reaction . Collection Container/Tube:Lavender top (EDTA) Submission Container/Tube:Screw-capped, sterile container Specimen Volume:1 mL Collection Instructions:Centrifuge blood collection tube and aliquot plasma into plastic vial. | 0.3 mL | Enteroviruses are positive-sense RNA viruses in the Picornaviridae family. These viruses were initially classified by serotypeaspolioviruses (3 types), echoviruses (31 types, including types 22 and 23, which are now classified as parechoviruses), coxsackievirus A (23 types), and coxsackievirus B (6 types).However, genomic studies have demonstrated that there is significant overlap in the biological characteristics of different serotypes and, more recently, isolated enteroviruses are now named with consecutive numbers (eg, EV68, EV69). The normal site of enterovirus replication is the gastrointestinal tract where the infection is typically subclinical. However, in a proportion of cases, the virus spreads to other organs, causing systemic manifestations, includingmild respiratory disease (eg, common cold); conjunctivitis; hand, foot, and mouth disease; aseptic meningitis; myocarditis; and acute flaccid paralysis.Collectively, enteroviruses are the most common cause of upper respiratory tract disease in children. In addition, the enteroviruses are the most common cause of central nervous system (CNS) disease; they account for almost all viruses recovered in culture from spinal fluid.Differentiation of enteroviruses from other viruses and bacteria that cause CNS disease is important for the appropriate medical management of these patients. Traditional cell culture methods require 6 days, on average, for enterovirus detection. In comparison, real-time polymerase chain reaction (PCR) allows same-day detection. Detection of enterovirus nucleic acid by PCR is also the most sensitive diagnostic method for the diagnosis of CNS infection caused by these viruses. | Negative | A positive result indicates the presence of enterovirus RNA in the specimen. | A negative result does not rule out the possibility of enterovirus infection. This assay may detect virus from a variety of specimen types in asymptomatic individuals. This assay should only be used for patients with a clinical history and symptoms consistent with enterovirus infection and must be interpreted in the context of the clinical picture. | 1. Harvala H, Broberg E, Benschop K, et al: Recommendations for enterovirus diagnostics and characterisation within and beyond Europe. J Clin Virol. 2018 Apr;101:11-17 2.Khetsuriani N, Lamonte-Fowlkes A, Oberst S, et al: Enterovirus surveillance-United States, 1970-2005. MMWR Surveill Summ, 2006 Sep 15;55(8):1-20 3.Foray S, Pailloud F, Thouvenot D, Floret D, Aymard M, Lina B: Evaluation of combining upper respiratory tract swab samples with cerebrospinal fluid examination for the diagnosis of enteroviral meningitis in children. J Med Virol. 1999 Feb;57(2):193-197 4.Furione M, Zavattoni M, Gatti M, Percivalle E, Fioroni N, Gerna G: Rapid detection of enteroviral RNA in cerebrospinal fluid (CSF) from patients with aseptic meningitis by reverse transcription-nested polymerase chain reaction. New Microbiol. 1998 Oct;21(4):343-351 | For this real-time reverse-transcription laboratory-developed polymerase chain reaction (PCR) assay, viral nucleic acid is extracted from specimens using the MagNA Pure automated instrument (Roche Applied Science), followed by amplification and detection on the Roche LightCycler 2.0 instrument.This PCR assay has been optimized to detect a target sequence in the polyprotein region. Primers amplify a 193 base-pair product. Enterovirus genomic RNA is first transcribed to complementary DNA (cDNA) by reverse transcriptase, followed by amplification of the cDNA product. The LightCycler instrument can rapidly (30-40 minutes) detect amplicon development through stringent air-controlled temperature cycling in capillary cuvettes. The detection of amplified products is based on the fluorescence resonance energy transfer (FRET) principle. For FRET product detection, a hybridization probe with a donor fluorophore, fluorescein, on the 3'-end is excited by an external light source and emits light that is absorbed by a second hybridization probe with an acceptor fluorophore, LC-Red 640, at the 5'-end. The acceptor fluorophore then emits light of a different wavelength that can be measured with a signal proportional to the amount of specific PCR product. FRET (with subsequent production of a detectable fluorescent signal) only occurs when the probes have specifically annealed to the target sequence of the amplicon. Melting curve analysis is performed following PCR amplification and is the detection phase of the assay, since it offers greater sensitivity than the amplification phase and maintains high specificity. The melting phase of the assay occurs as follows: Starting at 45 degrees C, which allows the probes to bind to the amplified product, the temperature in the thermal chamber is then slowly raised to 80 degrees C and the fluorescence measured at frequent intervals to determine the point where half of the fluorescence is lost as the probes are denatured (ie, "melt") off of the target. This is called the melting temperature (Tm) of that virus. Analysis of the PCR amplification and probe melting curves is accomplished through the use of LightCycler software.(Bernard PS, Reiser A, Pritham GH: Mutation detection by fluorescent hybridization probe melting curves. In: Meuer S, Wittwer C, Nakagawara K, eds. Rapid Cycle Real-Time PCR Methods and Applications. Springer; 2012:11-20) | Same day/1 to 5 days | 1 week | This test was developed and its performance characteristics determined by Mayo Clinic in a manner consistent with CLIA requirements. It has not been cleared or approved by the US Food and Drug Administration. | 87498 | Enterovirus PCR, P | 97151-5 | 56068 | Enterovirus PCR, P | 97151-5
LENT | Enterovirus, Molecular Detection, PCR, Varies | Aiding in diagnosing enterovirus infections This testshould not be usedto screen asymptomatic patients. | Real-Time Polymerase Chain Reaction (PCR)/RNA Probe Hybridization | Yes | Enterovirus PCR | For more information seeMeningitis/Encephalitis Panel Algorithm | Submit a raw clinical sample (not a culture isolate) for enterovirus testing. Submit only 1 of the following specimens: Specimen Type:Body fluid Sources:Pericardial, peritoneal Container/Tube:Sterile container Specimen Volume:0.5 mL Collection Instructions: Do not centrifuge. Specimen Type:Spinal fluid Container/Tube:Sterile vial Specimen Volume:0.5 mL Collection Instructions: 1.Submit specimen from collection vial 2. 2. Do not centrifuge. Specimen Type:Swab Supplies:Culturette (BBL Culture Swab) (T092) Sources:Dermal, eye, rectal, genital, nasopharyngeal, oropharyngeal, throat, nasal, or urethral Container/Tube:Multimicrobe media (M4-RT) or similar viral transport media (M4 or M5) and Eswab Specimen Volume:Entire specimen Collection Instructions: 1. Rectal swab must have no visible fecal matter 2. Place swab back into multimicrobe media (M4-RT, M4, or M5) Specimen Type:Respiratory Sources:Bronchial washing, bronchoalveolar lavage, nasopharyngeal aspirate or washing, pleural fluid, sputum, or tracheal aspirate Container/Tube:Sterile container Specimen Volume:1.5 mL Collection Instructions: Do not centrifuge. | Body and Respiratory fluids: 0.5 mL; Spinal fluid: 0.3 mL; Swab: See Specimen Required | Enteroviruses are positive-sense RNA viruses in the Picornaviridae family. These viruses were initially classified by serotypeaspolioviruses (3 types), echoviruses (31 types, including types 22 and 23, which are now classified as parechoviruses), coxsackievirus A (23 types), and coxsackievirus B (6 types).However, genomic studies have demonstrated that there is significant overlap in the biological characteristics of different serotypes and more recently isolated enteroviruses are now named with consecutive numbers (eg, EV68, EV69). The normal site of enterovirus replication is the gastrointestinal tract where the infection is typically subclinical. However, in a proportion of cases, the virus spreads to other organs, causing systemic manifestations, includingmild respiratory disease (eg, the common cold); conjunctivitis; hand, foot, and mouth disease; aseptic meningitis; myocarditis; and acute flaccid paralysis.Collectively, enteroviruses are the most common cause of upper respiratory tract disease in children. In addition, the enteroviruses are the most common cause of central nervous system (CNS) disease; they account for almost all viruses recovered in culture from spinal fluid.Differentiation of enteroviruses from other viruses and bacteria that cause CNS disease is important for the appropriate medical management of these patients. Traditional cell culture methods require 6 days, on average, for enterovirus detection. In comparison, real-time polymerase chain reaction (PCR) allows same-day detection. Detection of enterovirus nucleic acid by PCR is also the most sensitive diagnostic method for the diagnosis of CNS infection caused by these viruses. | Negative | A positive result indicates the presence of enterovirus RNA in the specimen. | A negative result does not rule out the possibility of enterovirus infection. This assay may detect virus from a variety of specimen types in asymptomatic individuals, including feces. This assay should only be used for patients with a clinical history and symptoms consistent with enterovirus infection and must be interpreted in the context of the clinical picture. This is a qualitative assay. Results are reported as either negative or positive for targeted enterovirus RNA. | 1. Khetsuriani N, Lamonte-Fowlkes A, Oberst S, et al. Enterovirus surveillance-United States, 1970-2005. MMWR Surveill Summ, 2006 Sep;55(8):1-20 2. Abedi GR, Watson JT, Nix WA, Oberste MS, Gerber S. Enterovirus and Parechovirus surveillance - United States, 2014-2016. MMWR Morb Mortal Wkly Rep. 2018;67(18):515–518 3.Foray S, Pailloud F, Thouvenot D, Aymard M, Lina B. Evaluation of combining upper respiratory tract swab samples with cerebrospinal fluid examination for the diagnosis of enteroviral meningitis in children. J Med Virol. 1999;57(2):193-197 4.Furione M, Zavattoni M, Gatti M, Percivalle E, Fioroni N, Gerna G. Rapid detection of enteroviral RNA in cerebrospinal fluid (CSF) from patients with aseptic meningitis by reverse transcription-nested polymerase chain reaction. New Microbiol. 1998;21(4):343-351 | For this real-time reverse-transcription laboratory-developed polymerase chain reaction (PCR) assay, viral nucleic acid is extracted from specimens, followed by amplification and detection on the Roche LightCycler 2.0 instrument.This PCR assay has been optimized to detect a target sequence in the polyprotein region. Primers amplify a 193 base-pair product. Enterovirus genomic RNA is first transcribed to complementary DNA (cDNA) by reverse transcriptase, followed by amplification of the cDNA product. The LightCycler instrument can rapidly (30-40 minutes) detect amplicon development through stringent air-controlled temperature cycling in capillary cuvettes. The detection of amplified products is based on the fluorescence resonance energy transfer (FRET) principle. For FRET product detection, a hybridization probe with a donor fluorophore, fluorescein, on the 3'-end is excited by an external light source and emits light that is absorbed by a second hybridization probe with an acceptor fluorophore, LC-Red 640, at the 5'-end. The acceptor fluorophore then emits light of a different wavelength that can be measured with a signal proportional to the amount of specific PCR product. FRET (with subsequent production of a detectable fluorescent signal) only occurs when the probes have specifically annealed to the target sequence of the amplicon. Melting-curve analysis is performed following PCR amplification and is the detection phase of the assay, since it offers greater sensitivity than the amplification phaseand maintains high specificity. The melting phase of the assay occurs as follows: Starting at 45 degrees C, which allows the probes to bind to the amplified product, the temperature in the thermal chamber is then slowly raised to 80 degrees C and the fluorescence measured at frequent intervals to determine the point where half of the fluorescence is lost as the probes are denatured (ie, "melt") off of the target. This is called the melting temperature (Tm) of that virus. Analysis of the PCR amplification and probe melting curves is accomplished through the use of LightCycler software.(Bernard PS, Reiser A, Pritham GH. Mutation detection by fluorescent hybridization probe melting curves. In: Meuer S, Wittwer C, Nakagawara K, eds. Rapid Cycle Real-Time PCR Methods and Applications. Springer; 2012:11-20) | 2 to 3 days | 7 days | This test was developed and its performance characteristics determined by Mayo Clinic in a manner consistent with CLIA requirements. It has not been cleared or approved by the US Food and Drug Administration. | 87498 | Enterovirus PCR | 93856-3 | 80066 | Enterovirus PCR | 93856-3
EDN | Eosinophil Derived Neurotoxin, Serum | Evaluating patients suspected to have a condition associated with eosinophilia or hypereosinophilia Evaluating patients with elevated peripheral blood eosinophil counts Managing patients with elevated eosinophil-derived neurotoxin in the context of eosinophil-associated diseases | Fluorescence Enzyme Immunoassay (FEIA) | Yes | Eosinophil Derived Neurotoxin, S | Serum | Supplies:Sarstedt Aliquot Tube, 5 mL (T914) Container/Tube: Preferred:Serum gel Acceptable:Red top Submission Container/Tube:Plastic vial Specimen Volume:0.5 mL Collection Instructions:Centrifuge and aliquot serum into a plastic vial within 12 hours of collection. Serum cannot sit on either gel or cells for longer than 12 hours. | 0.3 mL | Eosinophils are a type of white blood cell (WBC) that derives from myeloid progenitor cells.(1) They are a critical part of the immune response to helminth and other infections and play a significant role in allergic diseases. Eosinophils are characterized by their cytoplasmic granules, which appear dark red when stained with eosin. These cytoplasmic granules contain a number of cytotoxic proteins, including major basic protein, eosinophil cationic protein, and eosinophil-derived neurotoxin (EDN). Upon activation, eosinophils degranulate, with subsequent release of these proteins into the extracellular space. These proteins exhibit a variety of activities, with EDN being a ribonuclease having antiviral activity. Eosinophils generally comprise less than 5% of the total WBC count. Eosinophilia and hypereosinophilia are defined by elevated numbers of eosinophils in the peripheral blood at 500/mcL and above and 1500/mcL and above, respectively. Apart from situations of a normal immune response, elevated eosinophil numbers can be found in allergy, asthma, malignancies, immunodeficiencies, autoimmune diseases, and eosinophilic disorders. In some cases, peripheral blood eosinophil counts may not accurately reflect elevated numbers of eosinophils found in tissues; absolute counts also do not indicate the level of eosinophil activation and degranulation. EDN concentrations have been shown to correlate with peripheral blood eosinophil counts and may provide additional information related to activation status.(2,3) | <70 mcg/L: Normal 70-99 mcg/L: Borderline > or =100 mcg/L: Elevated Reference values apply to all ages. | Eosinophil-derived neurotoxin (EDN) concentrations greater than or equal to 100 mcg/L, in the presence of elevated numbers of peripheral blood or tissue-resident eosinophils, may be suggestive of inflammation or increased disease activity in patients with eosinophil-associated diseases. In the context of normal eosinophil counts, EDN concentrations greater than 70 mcg/L may indicate cellular activation and degranulation. In the context of elevated eosinophil counts, EDN concentrations less than or equal to 70 mcg/L may indicate limited or absent cellular activation. | Prolonged contact of serum with the cell pellet can lead to increased concentrations of serum eosinophil-derived neurotoxin (EDN). Serum should be aliquoted into a plastic vial immediately (within 12 hours) after centrifugation. Elevated concentrations of EDN are not diagnostic for any specific condition and should be correlated with other laboratory data and clinical information. Normal EDN concentrations do not exclude the possibility of eosinophilia or hypereosinophilia. | 1. Wechsler ME, Munitz A, Ackerman SJ, et al: Eosinophils in health and disease: A state-of-the-art review. Mayo Clin Proc. 2021 Oct;96(10):2694-2707 2. Rutten B, Young S, Rhedin M, et al: Eosinophil-derived neurotoxin: A biologically and analytically attractive asthma biomarker. PLoS ONE. 2021 Feb 10;16(2):e0246627 3. Rydell N, Nagao M, Ekoff H, et al: Development of an automated ImmunoCAP research assay for eosinophil derived neurotoxin and its use in asthma diagnosis in children. Pract Lab Med. 2019 Sep 19;17:300138 | Anti-eosinophil derived neurotoxin (EDN) antibodies, covalently bound to lmmunoCAP, bind to EDN in the patient sample. After washing, enzyme labeled antibodies against EDN are added to form a complex. Following incubation, the unbound enzyme labelled anti-EDN antibodies are washed away, and the bound complex is incubated with a developing agent. After the reaction has been stopped, the fluorescence of the eluate is measured. The response value correlates to the amount of EDN in the sample and a calibration curve is used to transform the response values to concentrations.(Package insert: Phadia ImmunoCAP EDN Assay Kit. Thermo Scientific; Rev 09/2020) | 2 to 8 days | 14 days | This test was developed and its performance characteristics determined by Mayo Clinic in a manner consistent with CLIA requirements. It has not been cleared or approved by the US Food and Drug Administration. | 83520 | Eosinophil Derived Neurotoxin, S | 100976-0 | EDN | Eosinophil Derived Neurotoxin, S | 100976-0
EOSU1 | Eosinophils, Random, Urine | Investigation of possible acute interstitial nephritis | Hansel Stain | Yes | Eosinophils, U | Urine | Container/Tube:Unstained cytospin slide Specimen Volume:1 slide Collection Instructions: 1. Collect a random urine specimen. 2. Centrifuge 10 mL of a random urine collection. 3. Pour off supernatant. Assess urine sediment for presence of white blood cells (WBC). If no WBC are seen, the eosinophil test cannot be performed. If WBC are present, prepare slides using the centrifuged sediment. 4. The unstained slide should be prepared within 2 hours of collection. Only an unstained slide will be accepted.Any other specimen, including the raw urine specimen, will be rejected. 5. Centrifuge urine in cytospin centrifuge at speed of 750 rpm for 5 minutes. 6. Slides need to be labeled with patient name and date of birth 7.Guidelines for slide preparation. Use the sediment to prepare slides as follows: a. 150 mcL of sample for 1 to 3 WBC/high power field (hpf) b. 100 mcL of sample for moderate to normal sediment (<50 cell/hpf) c. 50 mcL of sample for heavier sediment (>50 cells/hpf) d. 25 mcL for packed fields of sediment | See Specimen Required | Eosinophils are white blood cells that normally do not appear in urine. The presence of eosinophils in the urine is seen in acute interstitial nephritis, which is caused by an allergic reaction, typically to drugs. | 0% | Results of greater than 5% eosinophils are indicative of acute interstitial nephritis; results between 1% and 5% eosinophils are indeterminant. | No significant cautionary statements | 1. Hansel FK. In: Clinical Allergy. CV Mosby Company; 1953 2. Brunzel NA. Microscopic examination of urine sediment. In: Fundamentals of Urine and Body Fluid Analysis. 4th ed. Saunders; 2017:141 3. Muriithi AK, Leung N, Valeri AM, et al. Biopsy-proven acute interstitial nephritis, 1993-2011: a case series. Am J Kidney Dis. 2014;64(4):558-566. doi:10.1053/j.ajkd.2014.04.027 | Hansel stain.(Brunzel NA, ed: Microscopic examination of urine sediment. In: Fundamentals of Urine and Body Fluids Analysis. 3rd ed. Elsevier; 2012:171-172) | Same day/1 day | Urine: 2 days; Slide: 7 days | This test has been cleared, approved, or is exempt by the US Food and Drug Administration and is used per manufacturer's instructions. Performance characteristics were verified by Mayo Clinic in a manner consistent with CLIA requirements. | 85999 | Eosinophils, U | 32014-3 | EOSU1 | Eosinophils, U | 32014-3
FEPHD | Ephedrine, Serum |  | Gas Chromatography/Electron Capture Detection (GC-EC) | Yes | Ephedrine | Varies | Submit only 1 of the following specimens: Plasma Draw blood in a green-top sodium heparin tube(s),plasma gel tubeis not acceptable.Spin down and send3 mL sodium heparin plasma refrigerated in a plastic vial. If specimen is not light protected foil wrap specimen to protect from light. Serum Draw blood in a plain, red-top tube(s),serum gel tube is notacceptable.Spin down and send 3 mL of serum refrigeratedin a plastic vial. If specimen is not light protected foil wrap specimen to protect from light. | 0.6 mL |  | ReferenceRange:35 - 80 ng/mL |  |  |  |  | 7 to 11 days | 2 weeks |  | 80324G0480 (if appropriate) | Ephedrine | 3591-5 | Z1142 | Ephedrine | 3591-5
EPUR | Epicoccum purpurascens, IgE, Serum | Establishing a diagnosis of an allergy toEpicoccum purpurascens Defining the allergen responsible for eliciting signs and symptoms Identifying allergens: -Responsible for allergic response and/or anaphylactic episode -To confirm sensitization prior to beginning immunotherapy -To investigate the specificity of allergic reactions to insect venom allergens, drugs, or chemical allergens | Fluorescence Enzyme Immunoassay (FEIA) | Yes | Epicoccum Purpurascens, IgE | Serum | Collection Container/Tube: Preferred:Serum gel Acceptable:Red top Submission Container/Tube:Plastic vial Specimen Volume:0.5 mL for every 5 allergens requested Collection Instructions:Centrifuge and aliquot serum into a plastic vial. | For 1 allergen: 0.3 mL For more than 1 allergen: (0.05 mL x number of allergens) + 0.25 mL deadspace | Clinical manifestations of immediate hypersensitivity (allergic) diseases are caused by the release of proinflammatory mediators (histamine, leukotrienes, and prostaglandins) from IgE-sensitized effector cells (mast cells and basophils) when cell-bound IgE antibodies interact with an allergen. In vitro serum testing for IgE antibodies provides an indication of the immune response to allergens that may be associated with allergic disease. The allergens chosen for testing often depend upon the age of the patient, history of allergen exposure, season of the year, and clinical manifestations. In individuals predisposed to develop allergic disease, the sequence of sensitization and clinical manifestations proceed as follows: eczema and respiratory disease (rhinitis and bronchospasm) in infants and children less than 5 years due to food sensitivity (milk, egg, soy, and wheat proteins) followed by respiratory disease (rhinitis and asthma) in older children and adults due to sensitivity to inhalant allergens (dust mite, mold, and pollen inhalants). | Class,IgE kU/L,Interpretation, 0,<0.10,Negative, 0/1,0.10-0.34,Borderline/equivocal, 1,0.35-0.69,Equivocal, 2,0.70-3.49,Positive, 3,3.50-17.4,Positive, 4,17.5-49.9,Strongly positive, 5,50.0-99.9,Strongly positive, 6,> or =100,Strongly positive, | Detection of IgE antibodies in serum (class 1 or greater) indicates an increased likelihood of allergic disease as opposed to other etiologies and defines the allergens that may be responsible for eliciting signs and symptoms. The level of IgE antibodies in serum varies directly with the concentration of IgE antibodies expressed as a class score or kU/L. | Testing for IgE antibodies is not useful in patients previously treated with immunotherapy to determine if residual clinical sensitivity exists or in patients in whom the medical management does not depend upon identification of allergen specificity. Some individuals with clinically insignificant sensitivity to allergens may have measurable levels of IgE antibodies in serum, and test results must be interpreted in the clinical context. False-positive results for IgE antibodies may occur in patients with markedly elevated serum IgE (>2500 kU/L) due to nonspecific binding to allergen solid phases. | Homburger HA, Hamilton RG: Allergic diseases. In: McPherson RA, Pincus MR, eds. Henry's Clinical Diagnosis and Management by Laboratory Methods. 23rd ed.Elsevier; 2017:1057-1070 | Specific IgE from the patient's serum reacts with the allergen of interest, which is covalently coupled to an ImmunoCAP. After washing away nonspecific IgE, enzyme-labeled anti-IgE antibody is added to form a complex. After incubation, unbound anti-IgE is washed away, and the bound complex incubated with a developing agent. After stopping the reaction, the fluorescence of the eluate is measured. Fluorescence is proportional to the amount of specific IgE present in the patient's sample (ie, the higher the fluorescence value, the more IgE antibody is present).(Package insert: ImmunoCAP System Specific IgE FEIA. Phadia; Rev 06/2020) | Same day/1 to 3 days | 14 days | This test has been cleared, approved, or is exempt by the US Food and Drug Administration and is used per manufacturer's instructions. Performance characteristics were verified by Mayo Clinic in a manner consistent with CLIA requirements. | 86003 | Epicoccum Purpurascens, IgE | 6111-9 | EPUR | Epicoccum Purpurascens, IgE | 6111-9
SPBX | Epidermal Nerve Fiber Density Consultation, Varies | Investigating polyneuropathies | Calculation of Epidermal Nerve Fiber Density | Yes | Epidermal Nerve Fiber Density | Abatteryofenzymehistochemicalstainsorimmunostainsareperformed;othertestscanbeperformed,asindicated,at anadditionalcharge. | Preferred: SpecimenType:Skinpunchbiopsy Supplies:SkinPunchBiopsyKit(to order call either507-284-8065 or 800-533-1710)containingfixatives,buffer,andcryoprotectant Source:Distalleg,mid-thigh,dorsalfoot,orlowerabdomen Container/Tube:ASkinPunchBiopsyKitisrequired(nosubstitutionsaccepted) for collection. CollectionInstructions: 1. The standard biopsy for evaluating distal small fiber sensory neuropathy includes two 3-mm skin punch biopsies from thesame side of the body. 2. Prepare specimen per instructions on theEpidermal Nerve Fiber Density Preparation Instructions(T703). Acceptable: SpecimenType:PGP 9.5-reactedslides AdditionalInformation: 1. At least one slide reacted with PGP 9.5, using a PGP 9.5 protocol for visualizing epidermal nerve fibers, is required. 2. At least one hematoxylin and eosin-stained slide and one Congo red-stained slide are optional. SpecimenType:PGP 9.5-reactedslidesandtissueblock Note:Visualizationofepidermalnervefiberscannotbedoneonparaffinblocks. AdditionalInformation: 1. At least one slide reacted with PGP 9.5, using a PGP 9.5 protocol for visualizing epidermal nerve fibers, is required. 2. Tissue block mayonlybe used to create hematoxylin and eosin-stained slides and Congo red-stained slides. |  | Small fiber peripheral neuropathy is a common neurological complaint and a frequent source of morbidity in many patient populations. Direct investigation of small fiber involvement has been limited as most classical techniques (eg, electromyography, nerve conduction studies, and nerve biopsy) focus on large diameter nerve fibers and may be normal in patients with small fiber neuropathies. The advent of epidermal skin biopsies and PGP 9.5 (protein gene product 9.5) immunohistochemistry allows the direct visualization and morphologic assessment of small sensory fibers innervating the skin.(1) Assessment of intraepidermal nerve fiber density has been used to reliably demonstrate pathologic abnormalities in small fiber neuropathy of various etiologies including diabetes, HIV, systemic lupus erythematosus, and neurosarcoidosis. Further, the technique has been validated, shown to have acceptable sensitivity and specificity, and is minimally invasive. The publication of normative data for commonly tested sites such as the distal and proximal legs and arms permits direct comparison of patients to age- and sex-matched controls facilitating localization and diagnosis.(2-4) Based on class 1 evidence and American Medical Association CPT code review process acceptance, intraepidermal nerve fiber density (IENFD) measurements are now an accepted investigational method in the workup of polyneuropathy, including the characterization and diagnosis of varieties of length-dependent small fiber polyneuropathies. IEFND measurements have been incorporated in recent practice guidelines published by the American Academy of Neurology and the European Federation of Neurological Science.(5,6) | An interpretive report will be provided. | The number of intraepidermally originating nerve fibers that cross the basement membrane between the dermis and epidermis are counted in several sections.(2,5) The total linear length of the epidermis is measured using standard morphometric techniques and a density of epidermal nerve fibers (number of fibers/mm) is reported. This value is compared to previously published normative data. | Poor fixation, orientation, and improper handling of the tissue may hinder the neuromuscular pathologist's interpretation of the biopsy. For more information seeEpidermal Nerve Fiber Density Preparation Instructions. | 1. Lauria G, Lombardi R, Camozzi F, Devigili G. Skin biopsy for the diagnosis of peripheral neuropathy. Histopathology. 2009;54(3):273-285 2. McArthur JC, Stocks EA, Hauer P, Cornblath DR, Griffin JW. Epidermal nerve fiber density: normative reference range and diagnostic efficiency. Arch Neurol. 1998;55(12):1513-1520 3. Goransson LG, Mellgren SI, Lindal S, Omdal R. The effect of age and gender on epidermal nerve fiber density. Neurology. 2004;62(5):774-777 4. Umapathi T, Tan WL, Tan NCK, Chan YH. Determinants of epidermal nerve fiber density in normal individuals. Muscle Nerve. 2006;33(6):742-746 5. Lauria G, Cornblath DR, Johansson O, et al. EFNS guidelines on the use of skin biopsy in the diagnosis of peripheral neuropathy. Eur J Neurol. 2005;12(10):747-758 6. England JD, Gronseth GS, Franklin G, et al. Practice parameter: evaluation of distal symmetric polyneuropathy: role of autonomic testing, nerve biopsy, and skin biopsy (an evidence-based review). Report of the American Academy of Neurology, American Association of Neuromuscular and Electrodiagnostic Medicine, and American Academy of Physical Medicine and Rehabilitation. Neurology. 2009;72(2):177-184 7. Engelstad JK, Taylor SW, Witt LV, et al. Epidermal nerve fibers: confidence intervals and continuous measures with nerve conduction. Neurology. 2012;79(22):2187-2193 8. England JD, Gronseth GS, Franklin G, et al. Evaluation of distal symmetric polyneuropathy: the role of autonomic testing, nerve biopsy, and skin biopsy (an evidence-based review). Muscle Nerve. 2009;39(1):106-115 9. Landowski LM, Dyck PJB, Engelstad J, Taylor BV. Axonopathy in peripheral neuropathies: Mechanisms and therapeutic approaches for regeneration. J Chem Neuroanat. 2016;76(Pt A):19-27. doi:10.1016/j.jchemneu.2016.04.006 | Immunohistochemical preparations are prepared using standard immunohistochemical techniques for PGP 9.5.(5)Using light microscopy, epidermal nerve fiber density is counted from PGP 9.5-reactive sections. Hematoxylin-and-eosin and Congo red stains are also reviewed.(Unpublished Mayo method) | 7 to 14 days: Cases requiring additional material or ancillary testing may require additional time. | Slides and blocks: Indefinitely | This test was developed and its performance characteristics determined by Mayo Clinic in a manner consistent with CLIA requirements. It has not been cleared or approved by the US Food and Drug Administration. | 88305 (if appropriate)88313 (if appropriate)88321 (if appropriate)88323 (if appropriate)88323-26 (if appropriate)88325 (if appropriate)88348 (if appropriate)88356 (if appropriate)88342 (if appropriate) | Epidermal Nerve Fiber Density | In Process | 601913 | Disclaimer | 62364-5
FEPI | Epidermophyton floccosum IgE |  | Enzyme Immunoassay (EIA) | Yes | Epidermophyton floccosum IgE | Serum | Specimen Type:Serum Container/Tube:Red Top Specimen Volume:0.5 mL Collection Instructions:Draw blood in a plain red-top tube(s), serum gel tube(s) is acceptable. Spin down and send 0.5 mL of serum refrigerated in a plastic vial. | 0.5 mL |  | <0.35 kU/L | Class IgE (kU/L) Comment 0 <0.35 Below Detection 1 0.35-0.69 Low Positive 2 0.70-3.49 Moderate Positive 3 3.50-17.49 Positive 4 17.50-49.99 Strong Positive 5 >49.99 Very Strong Positive |  |  |  | 4 to 7 days |  | This test was developed and its performance characteristics determined by Eurofins Viracor. It has not been cleared or approved by the U.S. Food and Drug Administration. | 86003 | Epidermophyton floccosum IgE | 7307-2 | Z4039 | CLASS | Unable to Verify
EPS2 | Epilepsy, Autoimmune/Paraneoplastic Evaluation, Serum | Investigating new onset cryptogenic epilepsy with incomplete seizure control and duration of less than 2 years, using serum specimens Investigating new onset cryptogenic epilepsy plus 1 or more of the following accompaniments: -Psychiatric accompaniments (psychosis, hallucinations) -Movement disorder (myoclonus, tremor, dyskinesias) -Headache -Cognitive impairment/encephalopathy -Autoimmune stigmata (personal history or family history or signs of diabetes mellitus, thyroid disorder, vitiligo, premature graying of hair, myasthenia gravis, rheumatoid arthritis, systemic lupus erythematosus, idiopathic adrenocortical insufficiency), or multiple sclerosis -History of cancer -Smoking history (20 or more pack-years) or other cancer risk factors -Investigating seizures occurring within the context of a subacute multifocal neurological disorder without obvious cause, especially in a patient with a past or family history of cancer -A rising autoantibody titer in a previously seropositive patient suggests cancer recurrence | AGN1S, AGNTS, AMPIS, AMPHS, APHTS, ANN1S, AN1TS, ANN2S, AN2TS, ANN3S, AN3TS, CRMTS, CRMS, DPPTS, GABIS, GFAIS, GFATS, GL1IS, GL1TS, NCDIS, NCDTS, NMDIS, PCAB2, PC2TS, PCATR, PCTTS, PDEIS, PDETS, T46IS, T46TS: Indirect Immunofluorescence Assay (IFA) AMPCS, CS2CS, DPPCS, GABCS, GFACS, LG1CS, GL1CS, NCDCS, NMDCS, T46CS: Cell Binding Assay (CBA) CRMWS: Western Blot (WB) AGNBS, AMIBS, AN1BS, AN2BS, PCTBS: Immunoblot (IB) GD65S: Radioimmunoassay (RIA) | Yes | Epilepsy, Autoimm/Paraneo, S | If the client requests or the immunofluorescence assay(IFA) patterns suggestcollapsin response-mediator protein-5 (CRMP-5)-IgG, then the CRMP-5-IgG IFA titer and CRMP-5-IgG Western blot will be performed at an additional charge. | Patient Preparation:For optimal antibody detection, specimen collection is recommended prior to initiation of immunosuppressant medication or intravenous immunoglobulin (IVIg) treatment. Supplies:Sarstedt Aliquot Tube, 5 mL (T914) Collection Container/Tube: Preferred:Red top Acceptable:Serum gel Submission Container/Tube:Plastic vial Specimen Volume:4 mL Collection Instructions:Centrifuge and aliquot serum into a plastic vial. | 2.5 mL | Antiepileptic drugs (AED) are the mainstay of treatment for epilepsy, but seizures continue in one-third of patients despite appropriate AED therapeutic trials. The etiology of epilepsy often remains unclear. Seizures are a common symptom in autoimmune neurological disorders, including limbic encephalitis and multifocal paraneoplastic disorders. Seizures may be the exclusive manifestation of an autoimmune encephalopathy without evidence of limbic encephalitis. Autoimmune epilepsy is increasingly recognized in the spectrum of neurological disorders characterized by detection of neural autoantibodies in serum or spinal fluid (CSF) and responsiveness to immunotherapy. The advent of more sensitive and specific serological detection methods is increasingly revealing previously underappreciated autoimmune epilepsies. Neural autoantibodies specific for intracellular and plasma membrane antigens aid the diagnosis of autoimmune epilepsy, but no single antibody is specific for this diagnosis. Autoantibody specificities most informative for autoimmune epilepsies include leucine-rich glioma inactivated protein-1 (LGI1), glutamic acid decarboxylase-65 (GAD65), N-methyl-D-aspartate receptor (NMDA-R), alpha-amino-3-hydroxy-5-methyl-4-isoxazolepropionic acid receptors (AMPA-R), and gamma-aminobutyric acid type B receptor (GABA-B-R) antibodies. Autoantibodies recognizing onconeural proteins shared by neurons, glia, or muscle (eg, antineuronal nuclear antibody, type 1 [ANNA 1]; collapsin response-mediator protein-5 neuronal [CRMP-5-IgG]; N-type calcium channel antibody), also serve as markers of paraneoplastic or idiopathic autoimmune epilepsies. A specific neoplasm is often predictable by the individual patient's autoantibody profile. Suspicion for autoimmune epilepsy on clinical grounds justifies comprehensive evaluation of CSF and serum for neural autoantibodies.Selective testing for individual autoantibodies is not advised because each is individually rare, and a timely diagnosis is critical. Collectively, the antibodies tested for in the autoimmune epilepsy evaluations represent a broad spectrum of treatable disorders, some of which are associated with occult cancer. Testing of CSF for autoantibodies is particularly helpful when serum testing is negative, although, in some circumstances, testing both serum and CSF simultaneously is pertinent. Testing of CSF is recommended for some antibodies (eg, NMDA-R antibody and glial fibrillary acidic protein [GFAP]-IgG) because CSF testing is both more sensitive and specific. In contrast, serum testing for LGI1 antibody is more sensitive than CSF testing.Failure to detect a neural antibody does not exclude the diagnosis of autoimmune epilepsy when other clinical clues exist. A trial of immunotherapy is justifiable in those cases. | Test ID,Reporting Name,Methodology*,Reference Value, AEPSI,Epilepsy, Interpretation, S,Medical interpretation,Interpretive report, AMPCS,AMPA-R Ab CBA, S,CBA,Negative, AMPHS,Amphiphysin Ab, S,IFA,Negative, AGN1S,Anti-Glial Nuclear Ab, Type 1,IFA,Negative, ANN1S,Anti-Neuronal Nuclear Ab, Type 1,IFA,Negative, ANN2S,Anti-Neuronal Nuclear Ab, Type 2,IFA,Negative, ANN3S,Anti-Neuronal Nuclear Ab, Type 3,IFA,Negative, CS2CS,CASPR2-IgG CBA, S,CBA,Negative, CRMS,CRMP-5-IgG, S,IFA,Negative, DPPCS,DPPX AbCBA, S,CBA,Negative, GABCS,GABA-B-R Ab CBA, S,CBA,Negative, GD65S,GAD65 Ab Assay, S,RIA,< or =0.02 nmol/LReference values apply to all ages, GFAIS,GFAP IFA, S,IFA,Negative, LG1CS,LGI1-IgG CBA, S,CBA,Negative, GL1IS,mGluR1 Ab IFA, S,IFA,Negative, NCDIS,Neurochondrin IFA, S,IFA,Negative, NMDCS,NMDA-R Ab CBA, S,CBA,Negative, PCAB2,Purkinje Cell Cytoplasmic Ab Type 2,IFA,Negative, PCATR,Purkinje Cell Cytoplasmic Ab Type Tr,IFA,Negative, PDEIS,PDE10A Ab IFA, S,IFA,Negative, T46IS,TRIM46 Ab IFA, S,IFA,Negative, Test ID,Reporting Name,Methodology*,Reference Value, AGNBS,AGNA-1 Immunoblot, S,IB,Negative, AGNTS,AGNA-1 Titer, S,IFA,<1:240, AMPIS,AMPA-R Ab IF Titer Assay, S,IFA,<1:240, AMIBS,Amphiphysin Immunoblot, S,IB,Negative, AN1BS,ANNA-1 Immunoblot, S,IB,Negative, AN1TS,ANNA-1 Titer, S,IFA,<1:240, AN2BS,ANNA-2 Immunoblot, S,IB,Negative, AN2TS,ANNA-2 Titer, S,IFA,<1:240, AN3TS,ANNA-3 Titer, S,IFA,<1:240, APHTS,Amphiphysin Ab Titer, S,IFA,<1:240, CRMTS,CRMP-5-IgG Titer, S,IFA,<1:240, CRMWS,CRMP-5-IgG Western Blot, S,WB,Negative, DPPTS,DPPX Ab IFA Titer, S,IFA,<1:240, GABIS,GABA-B-R Ab IF Titer Assay, S,IFA,<1:240, GFACS,GFAP CBA, S,CBA,Negative, GFATS,GFAP IFA Titer, S,IFA,<1:240, GL1CS,mGluR1 Ab CBA, S,CBA,Negative, GL1TS,mGluR1 Ab IFA Titer, S,IFA,<1:240, NCDCS,Neurochondrin CBA, S,CBA,Negative, NCDTS,Neurochondrin IFA Titer, S,IFA,<1:240, NMDIS,NMDA-R Ab IF Titer Assay, S,IFA,<1:240, PC2TS,PCA-2 Titer, S,IFA,<1:240, PCTBS,PCA-Tr Immunoblot, S,IB,Negative, PCTTS,PCA-Tr Titer, S,IFA,<1:240, PDETS,PDE10A Ab IFA Titer, S,IFA,<1:240, T46CS,TRIM46 Ab CBA, S,CBA,Negative, T46TS,TRIM46 Ab IFA Titer, S,IFA,<1:240, | Antibodies specific for neuronal, glial, or muscle proteins are valuable serological markers of autoimmune epilepsy and of a patient's immune response to cancer. These autoantibodies are not found in healthy subjects and are usually accompanied by subacute neurological symptoms and signs. It is not uncommon for more than 1 of the following autoantibodies to be detected in patients with autoimmune dementia. -Plasma membrane antibodies (N-methyl-D-aspartate [NMDA] receptor; 2-amino-3-[5-methyl-3-oxo-1,2-oxazol-4-yl] propanoic acid [AMPA] receptor; gamma-amino butyric acid [GABA-B] receptor). These autoantibodies are all potential effectors of dysfunction. -Antineuronal nuclear antibody, type 1 (ANNA-1) or type 3 (ANNA-3). -Neuronal or muscle cytoplasmic antibodies (amphiphysin, Purkinje cell antibody-type 2 [PCA-2], collapsin response-mediator protein-5 neuronal [CRMP-5-IgG], or glutamic acid decarboxylase [GAD65] antibody). | Negative results do not exclude autoimmune epilepsy or cancer. This test does not detect Ma2 antibody (also known as MaTa). Ma2 antibody has been described in patients with brainstem and limbic encephalitis in the context of testicular germ cell neoplasms. Scrotal ultrasound is advisable in men who present with unexplained subacute encephalitis. Intravenous immunoglobulin treatment prior to the serum collection may cause a false-positive result. | 1. Smith KM, Britton JW, Thakolwiboon S, et al. Seizure characteristics and outcomes in patients with neurological conditions related to high-risk paraneoplastic antibodies. Epilepsia. 2023;64(9):2385-2398. doi:10.1111/epi.17695 2. Garrido Sanabria ER, Zahid A, Britton J, et al. CASPR2-IgG-associated autoimmune seizures. Epilepsia. 2022;63(3):709-722. doi:10.1111/epi.17164 3. Smith KM, Zalewski NL, Budhram A, et al. Musicogenic epilepsy: Expanding the spectrum of glutamic acid decarboxylase 65 neurological autoimmunity. Epilepsia. 2021;62(5):e76-e81. doi:10.1111/epi.16888 4. Steriade C, Britton J, Dale RC, et al. Acute symptomatic seizures secondary to autoimmune encephalitis and autoimmune-associated epilepsy: Conceptual definitions. Epilepsia. 2020;61(7):1341-1351. doi:10.1111/epi.16571 5. Dubey D, Singh J, Britton JW, et al. Predictive models in the diagnosis and treatment of autoimmune epilepsy. Epilepsia. 2017;58(7):1181-1189. doi:10.1111/epi.13797 | Cell-Binding Assay: Patient specimen is applied to a composite slide containing transfected and nontransfected HEK-293 cells. After incubation and washing, fluorescein-conjugated goat-antihuman IgG is applied to detect the presence of patient IgG binding.(Package insert: IIFT: Neurology Mosaics, Instructions for the indirect immunofluorescence test. EUROIMMUN; FA_112d-1_A_UK_C13, 02/25/2019) Indirect Immunofluorescence Assay: The patient's sample is tested by a standardized immunofluorescence assay that uses a composite frozen section of mouse cerebellum, kidney, and gut tissues. After incubation with sample and washing, fluorescein-conjugated goat-antihuman IgG is applied. Neuron-specific autoantibodies are identified by their characteristic fluorescence staining patterns. Samples that are scored positive for any neuronal nuclear or cytoplasmic autoantibody are titrated to an endpoint. Interference by coexisting non-neuron-specific autoantibodies can usually be eliminated by serologic absorption.(Honorat JA, Komorowski L, Josephs KA, et al. IgLON5 antibody: neurological accompaniments and outcomes in 20 patients. Neurol Neuroimmunol Neuroinflamm. 2017;4(5):e385. doi:10.1212/NXI.0000000000000385) Radioimmunoassay: (125)I-labeled recombinant human antigens or labeled receptors are incubated with patient specimen. After incubation, anti-human IgG is added to form an immunoprecipitate. The amount of (125)I-labeled antigen in the immunoprecipitate is measured using a gamma-counter. The amount of gamma emission in the precipitate is proportional to the amount of antigen-specific IgG in the specimen. Results are reported as units of precipitated antigen (nmol) per liter of patient sample.(Griesmann GE, Kryzer TJ, Lennon VA. Autoantibody profiles of myasthenia gravis and Lambert-Eaton myasthenic syndrome. In: Rose NR, Hamilton RG, eds. Manual of Clinical and Laboratory Immunology. 6th ed. ASM Press; 2002:1005-1012; Walikonis JE, Lennon VA. Radioimmunoassay for glutamic acid decarboxylase [GAD65] autoantibodies as a diagnostic aid for stiff-man syndrome and a correlate of susceptibility to type 1 diabetes mellitus. Mayo Clin Proc. 1998;73[12]:1161-1166; Jones AL, Flanagan EP, Pittock SJ, et al. Responses to and outcomes of treatment of autoimmune cerebellar ataxia in adults.JAMA Neurol. 2015;72[11]:1304-1312. doi:10.1001/jamaneurol.2015.2378) Immunoblot: All steps are performed at ambient temperature (18-28 degrees C) utilizing the EUROBlot One instrument. Diluted patient specimen (1:101) is added to test strips (strips containing recombinant antigen manufactured and purified using biochemical methods) in individual channels and incubated for 30 minutes. Positive specimens will bind to the purified recombinant antigen and negative specimens will not bind. Strips are washed to remove unbound serum antibodies and then incubated with anti-human IgG antibodies (alkaline phosphatase-labelled) for 30 minutes. The strips are again washed to remove unbound antihuman IgG antibodies and nitroblue tetrazolium chloride/5-bromo-4-chloro-3-indolylphosphate (NBT/BCIP) substrate is added. Alkaline phosphatase enzyme converts the soluble substrate into a colored insoluble product on the membrane to produces a black band. Strips are digitized via picture capture on the EUROBlot One instrument and evaluated with the EUROLineScan software.(O'ConnorK, Waters P, Komorowski L, et al. GABAA receptor autoimmunity: A multicenter experience. Neurol Neuroimmunol Neuroinflamm. 2019;6[3]:e552. doi:10.1212/NXI.0000000000000552) Western Blot: Neuronal antigens extracted aqueously from adult rat cerebellum, full-length recombinant human collapsin response-mediator protein-5 (CRMP-5), or full-length recombinant human amphiphysin protein is denatured, reduced, and separated by electrophoresis on 10% polyacrylamide gel. IgG is detected autoradiographically by enhanced chemiluminescence.(Yu Z, Kryzer TJ, Griesmann GE, Kim K, Benarroch EE, Lennon VA. CRMP-5 neuronal autoantibody: marker of lung cancer and thymoma-related autoimmunity. Ann Neurol. 2001;49[2]:146-154; Dubey D, Jitprapaikulsan J, Bi H, et al. Amphiphysin-IgG autoimmune neuropathy: A recognizable clinicopathologic syndrome. Neurology. 2019;93[20]:e1873-e1880) | 8 to 12 days | 28 days | This test was developed and its performance characteristics determined by Mayo Clinic in a manner consistent with CLIA requirements. It has not been cleared or approved by the US Food and Drug Administration. | 86255 x 198634184182-AGNBS (if appropriate)86256-AGNTS (if appropriate)86256-AMPIS (if appropriate)84182-AMIBS (if appropriate)84182-AN1BS (if appropriate)86256-AN1TS (if appropriate)84182-AN2BS (if appropriate)86256-AN2TS (if appropriate)86256-AN3TS (if appropriate)86256-APHTS (if appropriate)86256-CRMTS (if appropriate)84182-CRMWS (if appropriate)86256-DPPTS (if appropriate)86256-GABIS (if appropriate)86255-GFACS (if appropriate)86256-GFATS (if appropriate)86255-GL1CS (if appropriate)86256-GL1TS (if appropriate)86255-NCDCS (if appropriate)86256-NCDTS (if appropriate)86256-NMDIS (if appropriate)86256-PC2TS (if appropriate)84182-PCTBS (if appropriate)86256-PCTTS (if appropriate)86256-PDETS (if appropriate)86255-T46CS (if appropriate)86256-T46TS (if appropriate) | Epilepsy, Autoimm/Paraneo, S | 94698-8 | 620068 | PDE10A Ab IFA, S | 103842-1
EPC2 | Epilepsy, Autoimmune/Paraneoplastic Evaluation, Spinal Fluid | Investigating new onset cryptogenic epilepsy with incomplete seizure control and duration of fewer than 2 years using spinal fluid specimens Investigating new onset cryptogenic epilepsy plus 1 or more of the following accompaniments: -Psychiatric accompaniments (psychosis, hallucinations) -Movement disorder (myoclonus, tremor, dyskinesias) -Headache -Cognitive impairment/encephalopathy -Autoimmune stigmata (personal history or family history or signs of diabetes mellitus, thyroid disorder, vitiligo, premature graying of hair, myasthenia gravis, rheumatoid arthritis, systemic lupus erythematosus, idiopathic adrenocortical insufficiency) or "multiple sclerosis" -History of cancer -Smoking history (20 or more pack-years) or other cancer risk factors -Investigating seizures occurring within the context of a subacute multifocal neurological disorder without an obvious cause, especially in a patient with a past or family history of cancer | AGN1C, AGNTC, AMPIC, AMPHC, APHTC, ANN1C, AN1TC, ANN2C, AN2TC, ANN3C, AN3TC, CRMTC, CRMC, DPPTC, GABIC, GFAIC, GFATC, GL1IC, GL1TC, NCDIC, NCDTC, NMDIC, PCA2C, PC2TC, PCTRC, PCTTC, PDEIC, PDETC, T46IC, T46TC: Indirect Immunofluorescence Assay (IFA) AMPCC, CS2CS, DPPCC, GABCC, GFACC, LG1CC, GL1CC, NCDCC, NMDCC, T46CC: Cell Binding Assay (CBA) CRMWC: Western Blot (WB) AGNBC, AMIBC, AN1BC, AN2BC, PCTBC: Immunoblot (IB) GD65C: Radioimmunoassay (RIA) | Yes | Epilepsy, Autoimm/Paraneo, CSF | If the client requests or if the indirect immunofluorescence assay (IFA) patterns suggest collapsin response-mediator protein-5-IgG (CRMP-5-IgG), then the CRMP-5-IgG IFA titer and CRMP-5-IgG Western blot will be performed at an additional charge. | Container/Tube:Sterile vial Preferred:Collection vial number 1 Acceptable:Any collection vial Specimen Volume:4 mL | 2 mL | Antiepileptic drugs (AED) are the mainstay of treatment for epilepsy, but seizures continue in one-third of patients despite appropriate AED therapeutic trials. The etiology of epilepsy often remains unclear. Seizures are a common symptom in autoimmune neurological disorders, including limbic encephalitis and multifocal paraneoplastic disorders. Seizures may be the exclusive manifestation of an autoimmune encephalopathy without evidence of limbic encephalitis. Autoimmune epilepsy is increasingly recognized in the spectrum of neurological disorders characterized by detection of neural autoantibodies in serum or spinal fluid (CSF) and responsiveness to immunotherapy. The advent of more sensitive and specific serological detection methods is increasingly revealing previously underappreciated autoimmune epilepsies. Neural autoantibodies specific for intracellular and plasma membrane antigens aid the diagnosis of autoimmune epilepsy, but no single antibody is specific for this diagnosis. Autoantibody specificities most informative for autoimmune epilepsies include leucine-rich glioma inactivated protein-1 (LGI1), glutamic acid decarboxylase-65 (GAD65), N-methyl-D-aspartate receptor (NMDA-R), alpha-amino-3-hydroxy-5-methyl-4-isoxazole propionic acid receptors (AMPA-R), and gamma-aminobutyric acid type B receptor (GABA-B-R)antibodies. Autoantibodies recognizing onconeural proteins shared by neurons, glia, or muscle (eg, antineuronal nuclear antibody, type 1 [ANNA 1]; collapsin response-mediator protein-5 neuronal [CRMP-5-IgG]; N-type calcium channel antibody), also serve as markers of paraneoplastic or idiopathic autoimmune epilepsies. A specific neoplasm is often predictable by the individual patient's autoantibody profile. Suspicion for autoimmune epilepsy on clinical grounds justifies comprehensive evaluation of CSF and serum for neural autoantibodies.Selective testing for individual autoantibodies is not advised because each is individually rare, and a timely diagnosis is critical. Collectively, the antibodies tested for in the autoimmune epilepsy evaluations represent a broad spectrum of treatable disorders, some of which are associated with occult cancer. Testing of CSF for autoantibodies is particularly helpful when serum testing is negative, although, in some circumstances, testing both serum and CSF simultaneously is pertinent. Testing of CSF is recommended for some antibodies (eg, NMDA-R antibody and glial fibrillary acidic protein [GFAP]-IgG) because CSF testing is more sensitive and specific. In contrast, serum testing for LGI1 antibody is more sensitive than CSF testing.Failure to detect a neural antibody does not exclude the diagnosis of autoimmune epilepsy when other clinical clues exist. A trial of immunotherapy is justifiable in those cases. | Test ID,Reporting Name,Methodology*,Reference Value, AEPCI,Epilepsy, Interpretation, CSF,Medical interpretation,Interpretive report,, AMPCC,AMPA-R Ab CBA, CSF,CBA,Negative,, AMPHC,Amphiphysin Ab, CSF,IFA,Negative,, AGN1C,Anti-Glial Nuclear Ab, Type 1,IFA,Negative,, ANN1C,Anti-Neuronal Nuclear Ab, Type 1,IFA,Negative,, ANN2C,Anti-Neuronal Nuclear Ab, Type 2,IFA,Negative,, ANN3C,Anti-Neuronal Nuclear Ab, Type 3,IFA,Negative,, CS2CC,CASPR2-IgG CBA, CSF,CBA,Negative,, CRMC,CRMP-5-IgG, CSF,IFA,Negative,, DPPCC,DPPX Ab CBA, CSF,CBA,Negative,, GABCC,GABA-B-R Ab CBA, CSF,CBA,Negative,, GD65C,GAD65 Ab Assay, CSF,RIA,< or =0.02 nmol/LReference values apply to all ages.,, GFAIC,GFAP IFA, CSF,IFA,Negative,, LG1CC,LGI1-IgG CBA, CSF,CBA,Negative,, GL1IC,mGluR1 Ab IFA, CSF,IFA,Negative,, NCDIC,Neurochondrin IFA, CSF,IFA,Negative,, NMDCC,NMDA-R Ab CBA, CSF,CBA,Negative,, PCTRC,Purkinje Cell Cytoplasmic Ab Type Tr,IFA,Negative,, PCA2C,Purkinje Cell Cytoplasmic Ab Type 2,IFA,Negative,, PDEIC,PDE10A Ab IFA, CSF,IFA,Negative, T46IC,TRIM46 Ab IFA, CSF,IFA,Negative, Test ID,Reporting Name,Methodology*,Reference Value, AGNBC,AGNA-1 Immunoblot, CSF,IB,Negative, AGNTC,AGNA-1 Titer, CSF,IFA,<1:2, AMPIC,AMPA-R Ab IF Titer Assay, CSF,IFA,<1:2, AMIBC,Amphiphysin Immunoblot, CSF,IB,Negative, AN1BC,ANNA-1 Immunoblot, CSF,IB,Negative, AN1TC,ANNA-1 Titer, CSF,IFA,<1:2, AN2BC,ANNA-2 Immunoblot, CSF,IB,Negative, AN2TC,ANNA-2 Titer, CSF,IFA,<1:2, AN3TC,ANNA-3 Titer, CSF,IFA,<1:2, APHTC,Amphiphysin Ab Titer, CSF,IFA,<1:2, CRMTC,CRMP-5-IgG Titer, CSF,IFA,<1:2, CRMWC,CRMP-5-IgG Western Blot, CSF,WB,Negative, DPPTC,DPPX Ab IFA Titer, CSF,IFA,<1:2, GABIC,GABA-B-R Ab IF Titer Assay, CSF,IFA,<1:2, GFACC,GFAP CBA, CSF,CBA,Negative, GFATC,GFAP IFA Titer, CSF,IFA,<1:2, GL1CC,mGluR1 Ab CBA, CSF,CBA,Negative, GL1TC,mGluR1 Ab IFA Titer, CSF,IFA,<1:2, NCDCC,Neurochondrin CBA, CSF,CBA,Negative, NCDTC,Neurochondrin IFA Titer, CSF,IFA,<1:2, NMDIC,NMDA-R Ab IF Titer Assay, CSF,IFA,<1:2, PC2TC,PCA-2 Titer, CSF,IFA,<1:2, PCTBC,PCA-Tr Immunoblot, CSF,IB,Negative, PCTTC,PCA-Tr Titer, CSF,IFA,<1:2, PDETC,PDE10A Ab IFA Titer, CSF,IFA,<1:2, T46CC,TRIM46 Ab CBA, CSF,CBA,Negative, T46TC,TRIM46 Ab IFA Titer, CSF,IFA,<1:2, | Antibodies specific for neuronal, glial, or muscle proteins are valuable serological markers of autoimmune epilepsy and a patient's immune response to cancer. These autoantibodies are not found in healthy subjects and are usually accompanied by subacute neurological symptoms and signs. It is not uncommon for more than 1 of the following autoantibodies to be detected in patients with autoimmune epilepsy: -Plasma membrane antibodies (N-methyl-D-aspartate [NMDA] receptor; 2-amino-3-[5-methyl-3-oxo-1,2-oxazol-4-yl] propanoic acid [AMPA] receptor; gamma-aminobutyric acid [GABA-B] receptor). These autoantibodies are all potential effectors of dysfunction -Antineuronal nuclear antibody, type 1 (ANNA-1) or ANNA-3 -Neuronal or muscle cytoplasmic antibodies (amphiphysin, Purkinje cell antibody-type 2 [PCA-2], collapsin response-mediator protein-5 neuronal [CRMP-5-IgG], or glutamic acid decarboxylase [GAD65] antibody) A rising autoantibody titer in a previously seropositive patient suggests cancer recurrence. | Negative results do not exclude autoimmune epilepsy or cancer. This evaluation does not detect Ma2 antibody (also known as MaTa). Ma2 antibody has been described in patients with brainstem and limbic encephalitis in the context of testicular germ cell neoplasms. Scrotal ultrasound is advisable in men who present with unexplained subacute encephalitis. | 1. Smith KM, Britton JW, Thakolwiboon S, et al. Seizure characteristics and outcomes in patients with neurological conditions related to high-risk paraneoplastic antibodies. Epilepsia. 2023;64(9):2385-2398. doi:10.1111/epi.17695 2. Garrido Sanabria ER, Zahid A, Britton J, et al. CASPR2-IgG-associated autoimmune seizures. Epilepsia. 2022;63(3):709-722. doi:10.1111/epi.17164 3. Smith KM, Zalewski NL, Budhram A, et al. Musicogenic epilepsy: Expanding the spectrum of glutamic acid decarboxylase 65 neurological autoimmunity. Epilepsia. 2021;62(5):e76-e81. doi:10.1111/epi.16888 4. Steriade C, Britton J, Dale RC, et al. Acute symptomatic seizures secondary to autoimmune encephalitis and autoimmune-associated epilepsy: Conceptual definitions. Epilepsia. 2020;61(7):1341-1351. doi:10.1111/epi.16571 5. Dubey D, Singh J, Britton JW, et al. Predictive models in the diagnosis and treatment of autoimmune epilepsy. Epilepsia. 2017;58(7):1181-1189. doi:10.1111/epi.13797 | Cell-Binding Assay: Patient specimen is applied to a composite slide containing transfected and nontransfected HEK-293 cells. After incubation and washing, fluorescein-conjugated goat-antihuman IgG is applied to detect the presence of patient IgG binding.(Package insert: IIFT: Neurology Mosaics, Instructions for the indirect immunofluorescence test. EUROIMMUN; FA_112d-1_A_UK_C13, 02/2019) Indirect Immunofluorescence Assay: The patient's sample is tested by a standardized immunofluorescence assay that uses a composite frozen section of mouse cerebellum, kidney, and gut tissues. After incubation with sample and washing, fluorescein-conjugated goat-antihuman IgG is applied. Neuron-specific autoantibodies are identified by their characteristic fluorescence staining patterns. Samples that are scored positive for any neuronal nuclear or cytoplasmic autoantibody are titrated to an endpoint. Interference by coexisting non-neuron-specific autoantibodies can usually be eliminated by serologic absorption.(Honorat JA, Komorowski L, Josephs KA, et al. IgLON5 antibody: neurological accompaniments and outcomes in 20 patients. Neurol Neuroimmunol Neuroinflamm 2017;4(5):e385. doi:10.1212/NXI.0000000000000385) Radioimmunoassay: (125)I-labeled recombinant human antigens or labeled receptors are incubated with patient specimen. After incubation, anti-human IgG is added to form an immunoprecipitate. The amount of (125)I-labeled antigen in the immunoprecipitate is measured using a gamma-counter. The amount of gamma emission in the precipitate is proportional to the amount of antigen-specific IgG in the specimen. Results are reported as units of precipitated antigen (nmol) per liter of patient sample.(Griesmann GE, Kryzer TJ, Lennon VA. Autoantibody profiles of myasthenia gravis and Lambert-Eaton myasthenic syndrome. In: NR Rose, RG Hamilton, eds. Manual of Clinical and Laboratory Immunology. 6th ed. ASM Press; 2002:1005-1012; Walikonis JE, Lennon VA. Radioimmunoassay for glutamic acid decarboxylase [GAD65] autoantibodies as a diagnostic aid for stiff-man syndrome and a correlate of susceptibility to type 1 diabetes mellitus. Mayo Clin Proc. 1998;73[12]:1161-1166; Jones AL, Flanagan EP, Pittock SJ, et al. Responses to and outcomes of treatment of autoimmune cerebellar ataxia in adults.JAMA Neurol. 2015;72[11]:1304-1312. doi:10.1001/jamaneurol.2015.2378) Immunoblot: All steps are performed at ambient temperature (18-28 degrees C) utilizing the EUROBlot One instrument. Diluted patient specimen (1:12.5) is added to test strips (strips containing recombinant antigen manufactured and purified using biochemical methods) in individual channels and incubated for 30 minutes. Positive specimens will bind to the purified recombinant antigen and negative specimens will not bind. Strips are washed to remove unbound antibodies and then incubated with antihuman IgG antibodies (alkaline phosphatase-labeled) for 30 minutes. The strips are again washed to remove unbound antihuman IgG antibodies and nitroblue tetrazolium chloride/5-bromo-4-chloro-3-indolyl phosphate (NBT/BCIP) substrate is added. Alkaline phosphatase enzyme converts the soluble substrate into a colored insoluble product on the membrane to produce a black band. Strips are digitized via picture capture on the EUROBlot One instrument and evaluated with the EUROLineScan software.(O'ConnorK, Waters P, Komorowski L, et al. GABAA receptor autoimmunity: A multicenter experience. Neurol Neuroimmunol Neuroinflamm. 2019;6[3]:e552 doi:10.1212/NXI.0000000000000552) Western Blot: Neuronal antigens extracted aqueously from adult rat cerebellum, full-length recombinant human collapsin response-mediator protein-5 (CRMP-5), or full-length recombinant human amphiphysin protein is denatured, reduced, and separated by electrophoresis on 10% polyacrylamide gel. IgG is detected autoradiographically by enhanced chemiluminescence.(Yu Z, Kryzer TJ, Griesmann GE, et al. CRMP-5 neuronal autoantibody: marker of lung cancer and thymoma-related autoimmunity. Ann Neurol. 2001;49[2]:146-154; Dubey D, Jitprapaikulsan J, Bi H, et al. Amphiphysin-IgG autoimmune neuropathy: A recognizable clinicopathologic syndrome. Neurology. 2019;93[20]:e1873-e1880. doi:10.1212/WNL.0000000000008472) | 8 to 12 days | 28 days | This test was developed and its performance characteristics determined by Mayo Clinic in a manner consistent with CLIA requirements. It has not been cleared or approved by the US Food and Drug Administration. | 86255 x 1986341 x 184182-AGNBC (if appropriate)86256-AGNTC (if appropriate)86256-AMPIC (if appropriate)84182-AMIBC (if appropriate)84182-AN1BC (if appropriate)86256 AN1TC (if appropriate)84182-AN2BC (if appropriate)86256-AN2TC (if appropriate)86256-AN3TC (if appropriate)86256-APHTC (if appropriate)86256-CRMTC (if appropriate)84182-CRMWC (if appropriate)86256-DPPTC (if appropriate)86256-GABIC (if appropriate)86255-GFACC (if appropriate)86256-GFATC (if appropriate)86255-GL1CC (if appropriate)86256-GL1TC (if appropriate)86255-NCDCC (if appropriate)86256-NCDTC (if appropriate)86256-NMDIC (if appropriate)86256-PC2TC (if appropriate)84182-PCTBC (if appropriate)86256-PCTTC (if appropriate)86256-PDETC (if appropriate)86255-T46CC (if appropriate)86256-T46TC (if appropriate) | Epilepsy, Autoimm/Paraneo, CSF | In Process | 616446 | TRIM46 Ab IFA, CSF | 103843-9
EPIP1 | Epithelia Panel # 1, Serum | Establishing a diagnosis of an allergy to cat, cow, dog, or horse Defining the allergen responsible for eliciting signs and symptoms Identifying allergens: -Responsible for allergic response and/or anaphylactic episode -To confirm sensitization prior to beginning immunotherapy -To investigate the specificity of allergic reactions to insect venom allergens, drugs, or chemical Testing for IgE antibodies isnot usefulin patients previously treated with immunotherapy to determine if residual clinical sensitivity exists, or in patients in whom the medical management does not depend upon identification of allergen specificity. | Fluorescence Enzyme Immunoassay (FEIA) | Yes | Epithelia Panel # 1 | Includes testing for cat, cow, dog, and horse allergen. | Collection Container/Tube: Preferred:Serum gel Acceptable:Red top Submission Container/Tube:Plastic vial Specimen Volume:0.5 mL for every 5 allergens requested Collection Instructions:Centrifuge and aliquot serum into a plastic vial. | 0.3 mL | Clinical manifestations of immediate hypersensitivity (allergic) diseases are caused by the release of proinflammatory mediators (histamine, leukotrienes, and prostaglandins) from IgE-sensitized effector cells (mast cells and basophils) when cell-bound IgE antibodies interact with an allergen. In vitro serum testing for IgE antibodies provides an indication of the immune response to allergens that may be associated with allergic disease. The allergens chosen for testing often depend upon the age of the patient, history of allergen exposure, season of the year, and clinical manifestations. In individuals predisposed to develop allergic disease, the sequence of sensitization and clinical manifestations proceed as follows: eczema and respiratory disease (rhinitis and bronchospasm) in infants and children less than 5 years due to food sensitivity (milk, egg, soy, and wheat proteins) followed by respiratory disease (rhinitis and asthma) in older children and adults due to sensitivity to inhalant allergens (dust mite, mold, and pollen inhalants). | Class,IgE kU/L,Interpretation, 0,<0.10,Negative, 0/1,0.10-0.34,Borderline/equivocal, 1,0.35-0.69,Equivocal, 2,0.70-3.49,Positive, 3,3.50-17.4,Positive, 4,17.5-49.9,Strongly positive, 5,50.0-99.9,Strongly positive, 6,> or =100,Strongly positive, | Detection of IgE antibodies in serum (class 1 or greater) indicates an increased likelihood of allergic disease as opposed to other etiologies and defines the allergens that may be responsible for eliciting signs and symptoms. The level of IgE antibodies in serum varies directly with the concentration of IgE antibodies expressed as a class score or kU/L. | Testing for IgE antibodies is not useful in patients previously treated with immunotherapy to determine if residual clinical sensitivity exists or in patients in whom the medical management does not depend upon identification of allergen specificity. Some individuals with clinically insignificant sensitivity to allergens may have measurable levels of IgE antibodies in serum, and test results must be interpreted in the clinical context. False-positive results for IgE antibodies may occur in patients with markedly elevated serum IgE (>2500 kU/L) due to nonspecific binding to allergen solid phases. | Homburger HA, Hamilton RG: Allergic diseases. In: McPherson RA, Pincus MR, eds. Henry's Clinical Diagnosis and Management by Laboratory Methods. 23rd ed.Elsevier; 2017:1057-1070 | Specific IgE from the patient's serum reacts with the allergen of interest, which is covalently coupled to an ImmunoCAP. After washing away nonspecific IgE, enzyme-labeled anti-IgE antibody is added to form a complex. After incubation, unbound anti-IgE is washed away, and the bound complex incubated with a developing agent. After stopping the reaction, the fluorescence of the eluate is measured. Fluorescence is proportional to the amount of specific IgE present in the patient's sample (ie, the higher the fluorescence value, the more IgE antibody is present).(Package insert: ImmunoCAP System Specific IgE FEIA. Phadia; Rev 06/2020) | 1 to 3 days | 14 days | This test has been cleared, approved, or is exempt by the US Food and Drug Administration and is used per manufacturer's instructions. Performance characteristics were verified by Mayo Clinic in a manner consistent with CLIA requirements. | 86003 | Epithelia Panel # 1 | 30185-3 | EPIP1 | Epithelia Panel # 1 | 30185-3
EPIP2 | Epithelia Panel # 2, Serum | Establishing a diagnosis of an allergy to guinea pig, hamster, mouse, rabbit, or rat Defining the allergen responsible for eliciting signs and symptoms Identifying allergens: -Responsible for allergic response and/or anaphylactic episode -To confirm sensitization prior to beginning immunotherapy -To investigate the specificity of allergic reactions to insect venom allergens, drugs, or chemical allergens Testing for IgE antibodies isnot usefulin patients previously treated with immunotherapy to determine if residual clinical sensitivity exists, or in patients in whom the medical management does not depend upon identification of allergen specificity. | Fluorescence Enzyme Immunoassay (FEIA) | Yes | Epithelia Panel # 2 | Includes testing for guinea pig, hamster, mouse, rabbit, and rat allergen. | Collection Container/Tube: Preferred:Serum gel Acceptable:Red top Submission Container/Tube:Plastic vial Specimen Volume:0.5 mL for every 5 allergens requested Collection Instructions:Centrifuge and aliquot serum into a plastic vial. | 0.3 mL | Clinical manifestations of immediate hypersensitivity (allergic) diseases are caused by the release of proinflammatory mediators (histamine, leukotrienes, and prostaglandins) from IgE-sensitized effector cells (mast cells and basophils) when cell-bound IgE antibodies interact with an allergen. In vitro serum testing for IgE antibodies provides an indication of the immune response to allergens that may be associated with allergic disease. The allergens chosen for testing often depend upon the age of the patient, history of allergen exposure, season of the year, and clinical manifestations. In individuals predisposed to develop allergic disease, the sequence of sensitization and clinical manifestations proceed as follows: eczema and respiratory disease (rhinitis and bronchospasm) in infants and children less than 5 years due to food sensitivity (milk, egg, soy, and wheat proteins) followed by respiratory disease (rhinitis and asthma) in older children and adults due to sensitivity to inhalant allergens (dust mite, mold, and pollen inhalants). | Class,IgE kU/L,Interpretation, 0,<0.10,Negative, 0/1,0.10-0.34,Borderline/equivocal, 1,0.35-0.69,Equivocal, 2,0.70-3.49,Positive, 3,3.50-17.4,Positive, 4,17.5-49.9,Strongly positive, 5,50.0-99.9,Strongly positive, 6,> or =100,Strongly positive, | Detection of IgE antibodies in serum (class 1 or greater) indicates an increased likelihood of allergic disease as opposed to other etiologies and defines the allergens that may be responsible for eliciting signs and symptoms. The level of IgE antibodies in serum varies directly with the concentration of IgE antibodies expressed as a class score or kU/L. | Testing for IgE antibodies is not useful in patients previously treated with immunotherapy to determine if residual clinical sensitivity exists or in patients in whom the medical management does not depend upon identification of allergen specificity. Some individuals with clinically insignificant sensitivity to allergens may have measurable levels of IgE antibodies in serum, and test results must be interpreted in the clinical context. False-positive results for IgE antibodies may occur in patients with markedly elevated serum IgE (>2500 kU/L) due to nonspecific binding to allergen solid phases | Homburger HA, Hamilton RG: Allergic diseases. In: McPherson RA, Pincus MR, eds. Henry's Clinical Diagnosis and Management by Laboratory Methods. 23rd ed.Elsevier; 2017:1057-1070 | Specific IgE from the patient's serum reacts with the allergen of interest, which is covalently coupled to an ImmunoCAP. After washing away nonspecific IgE, enzyme-labeled anti-IgE antibody is added to form a complex. After incubation, unbound anti-IgE is washed away, and the bound complex incubated with a developing agent. After stopping the reaction, the fluorescence of the eluate is measured. Fluorescence is proportional to the amount of specific IgE present in the patient's sample (ie, the higher the fluorescence value, the more IgE antibody is present).(Package insert: ImmunoCAP System Specific IgE FEIA. Phadia; Rev 06/2020) | Same day/1 to 3 days | 14 days | This test has been cleared, approved, or is exempt by the US Food and Drug Administration and is used per manufacturer's instructions. Performance characteristics were verified by Mayo Clinic in a manner consistent with CLIA requirements. | 86003 | Epithelia Panel # 2 | 71370-1 | EPIP2 | Epithelia Panel # 2 | 71370-1
EMAI | Epithelial Membrane Antigen (EMA) Immunostain, Technical Component Only | Recognizing epithelial derivation of poorly differentiated malignant tumors Subtyping intraductal papillary mucinous neoplasms when used in conjunction with mucin (MUC) 2, MUC5AC and MUC6 | Immunohistochemistry (IHC) | Yes | EMA IHC, Tech Only | For the initial technical component only immunohistochemical (IHC) stain performed, the appropriate bill-only test ID will be reflexed and charged (IHTOI). For each additional technical component only IHC stain performed, an additional bill-only test ID will be reflexed and charged (IHTOA). | Supplies:Immunostain Technical Only Envelope (T693) Specimen Type:Tissue Container/Tube:Immunostain Technical Only Envelope Preferred:2 Unstained positively charged glass slide (25- x 75- x 1-mm) per test ordered; sections 4-microns thick Acceptable:Formalin-fixed, paraffin-embedded tissue block |  | Epithelial membrane antigen (EMA), also known as mucin 1, is expressed by epithelial cells of all types, mesothelial cells, perineural cells, and a subset of plasma cells. EMA is expressed by meningiomas, synovial sarcoma, epithelioid sarcoma, a subset of peripheral nerve sheath tumors, the lymphocyte-predominant cells of lymphocyte-predominant Hodgkin lymphoma, and anaplastic large cell lymphoma. Diagnostically, EMA is useful in recognizing epithelial derivation of poorly differentiated malignant tumors and, in conjunction with a panel of mucin markers (MUC2, MUC5AC, and MUC6), may be used in subtyping intraductal papillary mucinous neoplasms. |  | This test does not include pathologist interpretation, only technical performance of the stain. If interpretation is required, order PATHC / Pathology Consultation for a full diagnostic evaluation or second opinion of the case. The positive and negative controls are verified as showing appropriate immunoreactivity. If a control tissue is not included on the slide, a scanned image of the relevant quality control tissue is available upon request; call 855-516-8404. Interpretation of this test should be performed in the context of the patient's clinical history and other diagnostic tests by a qualified pathologist. | Age of a cut paraffin section can affect immunoreactivity. Stability thresholds vary widely among published literature and are antigen dependent. Best practice is for paraffin sections to be cut within 6 weeks. | 1. Kwak HA, Liu X, Allende DS, Pai RK, Hart J, Xiao SY. Interobserver variability in intraductal papillary mucinous neoplasm subtypes and application of their mucin immunoprofiles. Mod Pathol. 2016;29(9):977-984. doi:10.1038/modpathol.2016.93 2. Ramezani M, Mohamadzaheri E, Khazaei S, et al. Comparison of EMA,CEA, CD10 and Bcl-2 Biomarkers by Immunohistochemistry in Squamous Cell Carcinoma and Basal Cell Carcinoma of the Skin. Asian Pac J Cancer Prev. 2016;17(3):1379-1383. doi:10.7314/apjcp.2016.17.3.1379 3. Song W, Flucke U, Suurmeijer AJH. Myoepithelial Tumors of Bone. Surg Pathol Clin. 2017;10(3):657-674. doi:10.1016/j.path.2017.04.010 4. Magaki S, Hojat SA, Wei B, So A, Yong WH. An introduction to the performance of immunohistochemistry. Methods Mol Biol. 2019;1897:289-298. doi:10.1007/978-1-4939-8935-5_25 | Immunohistochemistry on sections of paraffin-embedded tissue.(Unpublished Mayo method) | 1 to 3 days | Until staining is complete. | This test has been cleared, approved, or is exempt by the US Food and Drug Administration and is used per manufacturer's instructions. Performance characteristics were verified by Mayo Clinic in a manner consistent with CLIA requirements. | 88342-TC, primary88341-TC, if additional IHC | EMA IHC, Tech Only | Order only;no result | 70737 | EMA IHC, Tech Only | Bill only; no result
EBNA2 | Epstein Barr Nuclear Antigen 2 (EBNA2) Immunostain, Technical Component Only | Identification of Epstein Barr virus infection in normal, inflammatory, and neoplastic tissues | Immunohistochemistry (IHC) | Yes | EBNA2 IHC, Tech Only | For the initial technical component only immunohistochemical (IHC) stain performed, the appropriate bill-only test ID will be reflexed and charged (IHTOI). For each additional technical component only IHC stain performed, an additional bill-only test ID will be reflexed and charged (IHTOA). | Supplies:Immunostain Technical Only Envelope (T693) Specimen Type:Tissue Container/Tube:Immunostain Technical Only Envelope Preferred:2 Unstained positively charged glass slide (25- x 75- x 1-mm) per test ordered; sections 4-microns thick Acceptable:Formalin-fixed, paraffin-embedded tissue block |  | Epstein Barr virus (EBV) nuclear antigen 2 (EBNA2) is an EBV-encoded nuclear protein of 82 kD. EBNA2 is necessary for transformation of EBV-infected B lymphocytes and has been shown to modulate the activity of several viral and cellular promoters. This immunostain may be useful in the diagnosis of reactive and neoplastic lymphoproliferative and plasma cell proliferative disorders. |  | This test does not include pathologist interpretation, only technical performance of the stain. If interpretation is required, order PATHC / Pathology Consultation for a full diagnostic evaluation or second opinion of the case. The positive and negative controls are verified as showing appropriate immunoreactivity. If a control tissue is not included on the slide, a scanned image of the relevant quality control tissue is available upon request; call 855-516-8404. Interpretation of this test should be performed in the context of the patient's clinical history and other diagnostic tests by a qualified pathologist. | Age of a cut paraffin section can affect immunoreactivity. Stability thresholds vary widely among published literature and are antigen dependent. Best practice is for paraffin sections to be cut within 6 weeks. | 1. Wood CD, Carvell T, Gunnell A, et al. Enhancer control of microRNA miR-155 expression in Epstein-Barr virus-infected B cells. J Virol. 2019;93(3):e01893-18. doi:10.1128/JVI.01893-18 2. Anastasiadou E, Stroopinsky D, Alimperti S, et al. Epstein-Barr virus-encoded EBNA2 alters immune checkpoint PD-L1 expression by downregulating miR-34a in B-cell lymphomas.Leukemia. 2019;33(1):132-147 3.Hudnall SD, Ge Y, Wei L, et al. Distribution and phenotype of Epstein-Barr virus-infected cells in human pharyngeal tonsils. Mod Pathol. 2005;18(4):519-527 4. Magaki S, Hojat SA, Wei B, So A, Yong WH. An introduction to the performance of immunohistochemistry. Methods Mol Biol. 2019;1897:289-298. doi:10.1007/978-1-4939-8935-5_25 | Immunohistochemistry on sections of paraffin-embedded tissue.(Unpublished Mayo method) | 1 to 3 days | Until staining is complete. | This test has been cleared, approved, or is exempt by the US Food and Drug Administration and is used per manufacturer's instructions. Performance characteristics were verified by Mayo Clinic in a manner consistent with CLIA requirements. | 88342-TC, primary88341-TC, if additional IHC | EBNA2 IHC, Tech Only | Order only;no result | 71494 | EBNA2 IHC, Tech Only | Bill only; no result
EBLPD | Epstein Barr Virus (EBV) Susceptibility and Lymphoproliferative Disorders Gene Panel, Varies | Providing a comprehensive genetic evaluation for patients with a personal or family history suggestive of Epstein-Barr virus (EBV) susceptibility or a heritable predisposition to lymphoproliferative disease Establishing a diagnosis of a hereditary form of EBV susceptibility or a related disorder, allowing for appropriate management and surveillance for disease features based on the gene or variant involved Identifying variants within genes known to be associated with heritable EBV susceptibility and/or lymphoproliferative disease, allowing for predictive testing of at-risk family members | Sequence Capture and Targeted Next-Generation Sequencing (NGS) followed by Polymerase Chain Reaction (PCR) and Sanger Sequencing | Yes | EBV/Lymphoproliferation GenePanel | For skin biopsy or cultured fibroblast specimens,fibroblast culture will be performed at an additional charge. If viable cells are not obtained, the client will be notified. | Patient Preparation:A previous bone marrow transplant from an allogenic donor will interfere with testing. Call 800-533-1710 for instructions for testing patients who have received a bone marrow transplant. Submit only 1 of the following specimens: Specimen Type:Whole blood Container/Tube: Preferred:Lavender top (EDTA) or yellow top (ACD) Acceptable:Any anticoagulant Specimen Volume:3 mL Collection Instructions: 1. Invert several times to mix blood. 2. Send whole blood specimen in original tube.Do not aliquot. Specimen Stability Information:Ambient (preferred) 4 days/Refrigerated Specimen Type: Skin biopsy Supplies: Fibroblast Biopsy Transport Media (T115) Container/Tube: Sterile container with any standard cell culture media (eg, minimal essential media, RPMI 1640). The solution should be supplemented with 1% penicillin and streptomycin. Specimen Volume: 4-mm punch Specimen Stability Information: Refrigerated (preferred)/Ambient Additional Information:A separate culture charge will be assessed under CULFB / Fibroblast Culture for Biochemical or Molecular Testing. An additional 3 to 4 weeks is required to culture fibroblasts before genetic testing can occur. SpecimenType: Cultured fibroblasts Container/Tube: T-25 flask SpecimenVolume: 2 Flasks CollectionInstructions: Submit confluent cultured fibroblast cells from a skin biopsy from another laboratory. Cultured cells from a prenatal specimen will not be accepted. Specimen Stability Information: Ambient (preferred)/Refrigerated (<24 hours) Additional Information:A separate culture charge will be assessed under CULFB / Fibroblast Culture for Biochemical or Molecular Testing. An additional 3 to 4 weeks is required to culture fibroblasts before genetic testing can occur. | Blood: 1 mL Skin biopsy or cultured fibroblasts: See Specimen Required | Epstein-Barr virus (EBV) is a ubiquitous virus, and over 90% of adults have been infected by, and now carry, the virus. While infection is often asymptomatic in children, it may cause infectious mononucleosis in older children and adults. Additionally, EBV has been associated with multiple cancer types. The majority of healthy individuals control EBV in a latent state through the action of natural killer (NK) cells and T cells. Individuals with inborn errors of immunity may experience severe and fatal consequences of EBV infection, including severe infectious mononucleosis, lymphoproliferation, hemophagocytic lymphohistiocytosis (HLH), and lymphoma. The inborn errors of immunity that contribute to susceptibility to EBV infection can follow several mechanisms. In one group, genetic variants may result in EBV-induced HLH and a lack of NK and CD8+ T-cell cytotoxicity due to issues with the cytotoxic granules. Another group is characterized by impaired activation and expansion of T cells that specifically target EBV and may be due to genetic variants in genes involved in T-cell receptor signaling, DNA metabolism and synthesis, or the costimulatory receptors of the tumor necrosis factor-receptor superfamily. In general, disease-causing variants inSH2D1A, CD27, CD70,andTNFRSF9may result in a more selective predisposition to EBV infection, while other defects may result in broader viral susceptibility. | An interpretive report will be provided. | All detected variants are evaluated according to American College of Medical Genetics and Genomics recommendations.(1) Variants are classified based on known, predicted, or possible pathogenicity and reported with interpretive comments detailing their potential or known significance. | Clinical Correlations: Test results should be interpreted in the context of clinical findings, family history, and other laboratory data. Misinterpretation of results may occur if the information provided is inaccurate or incomplete. If testing was performed because of a clinically significant family history, it is often useful to first test an affected family member. Detection of a reportable variant in an affected family member would allow for more informative testing of at-risk individuals. To discuss the availability of additional testing options or for assistance in the interpretation of these results, contact Mayo Clinic Laboratories genetic counselors at 800-533-1710. Technical Limitations: Next-generation sequencing may not detect all types of genomic variants. In rare cases, false-negative or false-positive results may occur. The depth of coverage may be variable for some target regions; assay performance below the minimum acceptable criteria or for failed regions will be noted. Given these limitations, negative results do not rule out the diagnosis of a genetic disorder. If a specific clinical disorder is suspected, evaluation by alternative methods can be considered. There may be regions of genes that cannot be effectively evaluated by sequencing or deletion and duplication analysis as a result of technical limitations of the assay, including regions of homology, high guanine-cytosine (GC) content, and repetitive sequences. Confirmation of select reportable variants will be performed by alternate methodologies based on internal laboratory criteria. This test is validated to detect 95% of deletions up to 75 base pairs (bp) and insertions up to 47 bp. Deletions-insertions (delins) of 40 or more bp, including mobile element insertions, may be less reliably detected than smaller delins. Deletion/Duplication Analysis: This analysis targets single and multi-exon deletions/duplications; however, in some instances, singleexon resolution cannot be achieved due to isolated reduction in sequence coverage or inherent genomic complexity. Balanced structural rearrangements (such as translocations and inversions) may not be detected. This test is not designed to detect low levels of mosaicism or to differentiate between somatic and germline variants. If there is a possibility that any detected variant is somatic, additional testing may be necessary to clarify the significance of results. Genes may be added or removed based on updated clinical relevance. Refer to theTargeted Genes and Methodology Details for Epstein Barr Virus (EBV) Susceptibility and Lymphoproliferative Disorders Gene Panelfor the most up to date list of genes included in this test.For detailed information regarding gene-specific performance and technical limitations, see Method Description or contact a laboratory genetic counselor. If the patient has had an allogeneic hematopoietic stem cell transplant or a recent non-leukoreduced blood transfusion, results may be inaccurate due to the presence of donor DNA. Call Mayo Clinic Laboratories for instructions for testing patients who have received a bone marrow transplant. Reclassification of Variants: Currently, it is not standard practice for the laboratory to systematically review previously classified variants on a regular basis. The laboratory encourages health care providers to contact the laboratory at any time to learn how the classification of a particular variant may have changed over time. Due to broadening genetic knowledge, it is possible that the laboratory may discover new information of relevance to the patient. Should that occur, the laboratory may issue an amended report. Variant Evaluation: Evaluation and categorization of variants are performed using published American College of Medical Genetics and Genomics and the Association for Molecular Pathology recommendations as a guideline.(1) Other gene-specific guidelines may also be considered. Variants are classified based on known, predicted, or possible pathogenicity and reported with interpretive comments detailing their potential or known significance. Variants classified as benign or likely benign are not reported. Multiple in silico evaluation tools may be used to assist in the interpretation of these results. The accuracy of predictions made by in silico evaluation tools is highly dependent upon the data available for a given gene, and periodic updates to these tools may cause predictions to change over time. Results from in silico evaluation tools should be interpreted with caution and professional clinical judgment. Rarely, incidental or secondary findings may implicate another predisposition or presence of active disease. These findings will be carefully reviewed to determine whether they will be reported. | 1. Richards S, Aziz N, Bale S, et al; ACMG Laboratory Quality Assurance Committee: Standards and guidelines for the interpretation of sequence variants: a joint consensus recommendation of the American College of Medical Genetics and Genomics and the Association for Molecular Pathology. Genet Med. 2015 May;17(5):405-424 2. Tangye SG: Genetic susceptibility to EBV infection: insights from inborn errors of immunity. Hum Genet. 2020 Jun;139(6-7):885-901 3. Fournier B and Latour S: Immunity to EBV as revealed by immunedeficiencies. Curr Opin Immunol. 2021 Oct;72:107-115 4. Ravell JC, Chauvin SD, He T, Lenardo M: An update on XMEN disease. J Clin Immunol. 2020 Jul;40(5):671-681 5. Tangye SG, Al-Herz W, Bousfiha A, et al: Human inborn errors of immunity: 2022 update on the classification from the International Union of Immunological Societies Expert Committee. J Clin Immunol. 2022 Oct;42(7):1473-1507. doi: 10.1007/s10875-022-01289-3 | Next-generation sequencing (NGS) and/or Sanger sequencing are performed to test for the presence of variants in coding regions and intron/exon boundaries of the genes analyzed, as well as some other regions that have known disease-causing variants. The human genome reference GRCh37/hg19 build was used for sequence read alignment. At least 99% of the bases are covered at a read depth over 30X. Sensitivity is estimated at above 99% for single nucleotide variants, above 94% for deletions/insertions (delins) less than 40 base pairs (bp), and above 95% for deletions up to 75 bp and insertions up to 47 bp. NGS and/or a polymerase chain reaction-based quantitative method is performed to test for the presence of deletions and duplications in the genes analyzed. There may be regions of genes that cannot be effectively evaluated by sequencing or deletion and duplication analysis as a result of technical limitations of the assay, including regions of homology, high guanine-cytosine (GC) content, and repetitive sequences.(Unpublished Mayo method) Refer to theTargeted Genes and Methodology Details for Epstein Barr Virus (EBV) Susceptibility and Lymphoproliferative Disorders Gene Panelfor details regarding the targeted genes analyzed for each test and specific gene regions not routinely covered. Confirmation of select reportable variants may be performed by alternate methodologies based on internal laboratory criteria. Genes analyzed:ATM, CARD11, CARMIL2, CD27, CD70, CORO1A, CTLA4, CTPS1, DEF6, GATA2, ITK, LRBA, MAGT1, PIK3CD, PRF1, PRKCD, RASGRP1, SH2D1A, STK4, STX11, STXBP2, TET2, TNFRSF9, UNC13D,andXIAP | 28 to 42 days | Whole blood: 2 weeks (if available); Extracted DNA: 3 months; Cultured fibroblasts, skin biopsy: 1 month | This test was developed and its performance characteristics determined by Mayo Clinic in a manner consistent with CLIA requirements. It has not been cleared or approved by the US Food and Drug Administration. | 8144388233-Tissue culture, skin, solid tissue biopsy (if appropriate)88240-Cryopreservation (if appropriate) | EBV/Lymphoproliferation GenePanel | 103739-9 | 619801 | Released By | 18771-6
LMP1I | Epstein Barr Virus Latency Membrane Protein 1 Immunostain, Technical Component Only | Identification of Epstein Barr virus infection in normal, inflammatory, and neoplastic tissues | Immunohistochemistry (IHC) | Yes | EBV-LMP1 IHC, Tech Only | For the initial technical component only immunohistochemical (IHC) stain performed, the appropriate bill-only test ID will be reflexed and charged (IHTOI). For each additional technical component only IHC stain performed, an additional bill-only test ID will be reflexed and charged (IHTOA). | Supplies:Immunostain Technical Only Envelope (T693) Specimen Type:Tissue Container/Tube:Immunostain Technical Only Envelope Preferred:2 Unstained positively charged glass slide (25- x 75- x 1-mm) per test ordered; sections 4-microns thick. Acceptable:Formalin-fixed, paraffin-embedded tissue block |  | The latent membrane protein 1 (LMP-1) oncogene of Epstein-Barr virus (EBV) is believed to contribute to the development of many EBV-associated tumors. This antibody may be useful in the diagnosis of reactive and neoplastic lymphoproliferative and plasma cell proliferative disorders. |  | This test does not include pathologist interpretation, only technical performance of the stain. If interpretation is required, order PATHC / Pathology Consultation for a full diagnostic evaluation or second opinion of the case. The positive and negative controls are verified as showing appropriate immunoreactivity. If a control tissue is not included on the slide, a scanned image of the relevant quality control tissue is available upon request; call 855-516-8404. Interpretation of this test should be performed in the context of the patient's clinical history and other diagnostic tests by a qualified pathologist. | Age of a cut paraffin section can affect immunoreactivity. Stability thresholds vary widely among published literature and are antigen dependent. Best practice is for paraffin sections to be cut within 6 weeks. | 1. Qi ZL, Han XQ, Hu J, Wang GH, Gao JW, Wang X, Liang DY. Comparison of three methods for the detection of Epstein-Barr virus in Hodgkin's lymphoma in paraffin-embedded tissues. Mol Med Rep. 2013;7(1):89-92 2. Zhao Y, Wang Y, Zeng S, Hu X. LMP1 expression is positively associated with metastasis of nasopharyngeal carcinoma: evidence from a meta-analysis.J Clin Pathol. 2012;65(1):41-45. doi:10.1136/jclinpath-2011-200198 3. Ayee R, Ofori MEO, Wright E, Quaye O. Epstein Barr virus associated lymphomas and epithelia cancers in humans.J Cancer. 2020;11(7):1737-1750. doi:10.7150/jca.37282 4. Magaki S, Hojat SA, Wei B, So A, Yong WH. An introduction to the performance of Immunohistochemistry. Methods Mol Biol. 2019;1897:289-298. doi:10.1007/978-1-4939-8935-5_25 | Immunohistochemistry on sections of paraffin-embedded tissue.(Unpublished Mayo method) | 1 to 3 days | Until staining is complete. | This test has been cleared, approved, or is exempt by the US Food and Drug Administration and is used per manufacturer's instructions. Performance characteristics were verified by Mayo Clinic in a manner consistent with CLIA requirements. | 88342-TC, primary88341-TC, if additional IHC | EBV-LMP1 IHC, Tech Only | Order only;no result | 70814 | EBV-LMP1 IHC, Tech Only | Bill only; no result
SEBV | Epstein-Barr Virus (EBV) Antibody Profile, Serum | Diagnosing infectious mononucleosis when a mononucleosis screening procedure is negative and infectious mononucleosis or a complication of Epstein-Barr virus infection is suspected This assay isnot intended forviral isolation or identification. | Multiplex Flow Immunoassay (MFI) or Enzyme-Linked Immunosorbent Assay (ELISA) | Yes | EBV Ab Profile, S | Serum | Collection Container/Tube: Preferred:Serum gel Acceptable:Red top Submission Container/Tube:Plastic vial Specimen Volume:1 mL Collection Instructions:Centrifuge and aliquot serum into a plastic vial. | 0.6 mL | Epstein-Barr virus (EBV), a member of the herpesvirus group, is the etiologic agent of infectious mononucleosis. EBV infections are difficult to diagnose in the laboratory since the virus does not grow in standard cell cultures. The majority of infections can be recognized, however, by testing the patient's serum for heterophile antibodies (rapid latex slide agglutination test, eg, MONOS / Infectious Mononucleosis, Rapid Test, Serum), which usually appear within the first 3 weeks of illness but then decline rapidly within a few weeks. The heterophile antibody, however, fails to develop in about 10% of adults, more frequently in children, and almost uniformly in infants with primary EBV infections. Most of these heterophile antibody-negative cases of infectious mononucleosis-like infections are due to cytomegalovirus, but in a series of 43 cases, EBV was the cause in 7. In cases where EBV is suspected but the heterophile antibody is not detected, an evaluation of the EBV-specific antibody profile (eg, EBV viral capsid antigen [VCA] IgM, EBV VCA IgG, and EBV nuclear antigen [EBNA]) may be useful. Infection with EBV usually occurs early in life. For several weeks to months after acute onset of the infection, it is spread by upper respiratory secretions that contain the virus. Among the clinical disorders due to EBV infection, infectious mononucleosis is the most common. Other disorders due to EBV infection have been recognized for several years, including African-type Burkitt lymphoma and nasopharyngeal carcinoma. EBV infection may also cause lymphoproliferative syndromes, especially in patients who have undergone kidney or bone marrow transplantation and in those who have AIDS. | Epstein-Barr Virus(EBV) VIRAL CAPSID ANTIGEN (VCA) IgM ANTIBODY: Negative Epstein-Barr Virus(EBV) VIRAL CAPSID ANTIGEN (VCA) IgG ANTIBODY: Negative EPSTEIN-BARR NUCLEAR ANTIGEN (EBNA) ANTIBODIES: Negative | The test has 3 components: viral capsid antigen (VCA) IgG, VCA IgM, and Epstein-Barr nuclear antigen (EBNA). Presence of VCA IgM antibodies indicates recent primary infection with Epstein-Barr virus (EBV). The presence of VCA IgG antibodies indicates infection sometime in the past. Antibodies to EBNA develop 6 to 8 weeks after primary infection and are detectable for life. Over 90% of the normal adult population has IgG class antibodies to VCA and EBNA. Few patients who have been infected with EBV will fail to develop antibodies to the EBNA (approximately 5%-10%). Table. Possible Results VCA IgG VCA IgM EBNA IgG Interpretation - - - No previous exposure + + - Recent infection + - + Past infection + - - See note* + + + Past infection *Results indicate infection with EBV at some time (VCA IgG positive). However, the time of the infection cannot be predicted (ie, recent or past) since antibodies to EBNA usually develop after primary infection (recent) or, alternatively, approximately 5% to 10% of patients with EBV never develop antibodies to EBNA (past). | Specimens collected too early during the course of the disease may not contain detectable antibody to Epstein-Barr virus (EBV). Another specimen collected 1 to 2 weeks later may be required. Test results should be evaluated in relation to patient symptoms, clinical history, and other laboratory findings. The timing of the appearance of IgG antibodies to viral capsid antigen (VCA) or Epstein-Barr nuclear antigen (EBNA) or IgM antibodies to VCA is subject to variations among individuals and serological assays. This assay's performance characteristics with immunosuppressed individuals, newborns, cord blood, or matrices other than human serum have not been established. Assay performance characteristics have not been established for the diagnosis of nasopharyngeal carcinoma, Burkitt lymphoma, and other EBV-associated lymphomas. Anti-VCA-specific IgG may compete with IgM for binding sites, leading to false-negative results. Rheumatoid factor (RF), in the presence of specific IgG, may contribute to false-positive results. The absorbent in the VCA IgM diluent is intended to neutralize the effects of RF and specific IgG. Studies have shown that the absorbent was able to neutralize up to 98% of the activity in a specimen known to contain 3328 IU/mL of RF activity. Testing for VCA IgM should not be performed as a screening procedure on the general population. The predictive value of positive or negative results depends on the pretest likelihood of Epstein-Barr-associated disease being present. Testing should only be performed when clinical evidence suggests the diagnosis of this syndrome. | 1. Knipe DM, Howley PM, Griffin DE, et al, eds. Fields' Virology. 5th ed. Lippincott Williams and Wilkins; 2007 2. Linde A, Falk KI. Epstein-Barr virus. In: Manual of Clinical Microbiology. Barron EJ, Jorgensen JH, Landry ML, eds. 9th ed. ASM Press; 2007:1564-1573 3. Johannsen EC, Kaye KM. Epstein-Barr virus (infectious mononucleosis, Epstein-Barr virus-associated malignant diseases, and other diseases).In: Bennett JE, Dolin R, Blaser MJ, eds. Mandell, Douglas, and Bennett's Principles and Practice of Infectious Diseases. 9th ed. Elsevier; 2020:1872-1890 | Primary method: For the detection ofviral capsid antigen (VCA)-IgG antibody, EA-D antibody, and Epstein-Barr nuclear antigen (EBNA) antibody, an aliquot of the patient serum, sample diluent, and bead reagent are combined in a reaction vessel. After washing, antihuman-IgG antibody conjugated to phycoerythrin (PE) is added to the beads and incubated. Another wash step removes excess conjugate, and beads are subsequently resuspended in wash buffer. The bead mixture passes through a detector where the identity of each bead is determined by the bead's dye fluorescence. In addition, the amount of antibody captured by the antigen is measured by the fluorescence of the bound PE. For the detection of VCA-IgM antibody, the patient sample is combined with diluent containing antihuman IgG and bead reagent. The antihuman IgG is incorporated in the mix because any anti-VCA-specific IgG present may compete with the IgM for binding sites, leading to false-negative VCA-IgM results. After a wash cycle, antihuman-IgM antibody conjugated to PE is added. Detection of anti-VCA-specific IgM is performed as described above for the VCA IgG assay.(Package inserts: BioPlex 2200 System EBV IgG and EBV IgM. Bio-Rad Laboratories; IgG 03/2012; IgM 03/2019) Alternate method for VCA-IgM, as needed: The ZEUS ELISA EBV-VCA IgM Test System is designed to detect IgM class antibodies to EBV IgM in human sera. Creation of the sensitized wells of the plastic microwell strips occurred using passive adsorption with EBV antigen. The test procedure involves three incubation steps. Test sera are diluted with the Sample Diluent provided. The Sample Diluent contains antihuman IgG that precipitates and removes IgG and rheumatoid factor from the sample leaving IgM free to react with the immobilized antigen. During sample incubation any antigen specific IgM antibody in the sample will bind to the immobilized antigen. The plate is washed to remove unbound antibody and other serum components. Peroxidase Conjugated goat ant-human IgM is added to the wells and the plate is incubated. The Conjugate will react with IgM antibody immobilized on the solid phase. The wells are washed to remove unbound Conjugate.The microwells containing immobilized peroxidase Conjugate are incubated with peroxidase Substrate Solution. Hydrolysis of the Substrate by peroxidase produces a color change. After a period of time the reaction is stopped and the color intensity of the solution is measured photometrically. The color intensity of the solution depends upon the antibody concentration in the original test sample.(Package inserts: EBV-VCA IgM Test System. Zeus Scientific, Inc.; 12/13/2017) | Same day/1 to 2 days | 14 days | This test has been cleared, approved, or is exempt by the US Food and Drug Administration and is used per manufacturer's instructions. Performance characteristics were verified by Mayo Clinic in a manner consistent with CLIA requirements. | 86664-EBNA86665 x 2-VCA, IgG and IgM | EBV Ab Profile, S | 87554-2 | INT73 | Interpretation | 69048-7
EBV | Epstein-Barr Virus (EBV) In Situ Hybridization, Technical Component Only | Detection of Epstein-Barr virus (EBV)-encoded RNA in the diagnosis of EBV-associated conditions | In Situ Hybridization (ISH) | Yes | EBV ISH, Tech Only | For the initial technical component only in situ hybridization (ISH) stain performed, the appropriate bill only test ID will be reflexed and charged (ISTOI). For each additional technical component only ISH stain performed, an additional bill only test ID will be reflexed and charged (ISTOA). | Supplies:Immunostain Technical Only Envelope (T693) Specimen Type:Tissue Container/Tube:Immunostain Technical Only Envelope Preferred:4 Unstained positively charged glass slide (25- x 75- x 1-mm) per test ordered; sections 4-microns thick Acceptable:Formalin-fixed, paraffin-embedded tissue block |  | Epstein-Barr virus plays a pathogenic role in a variety of disease states, including infectious mononucleosis, nasopharyngeal carcinoma, Burkitt lymphoma, B-cell lymphomas in patients with congenital or acquired immunodeficiency, and some cases of classical Hodgkin lymphoma. |  | This test does not include pathologist interpretation, only technical performance of the stain. If interpretation is required, order PATHC / Pathology Consultation for a full diagnostic evaluation or second opinion of the case. The positive and negative controls are verified as showing appropriate immunoreactivity. If a control tissue is not included on the slide, a scanned image of the relevant quality control tissue is available upon request; call 855-516-8404. Interpretation of this test should be performed in the context of the patient's clinical history and other diagnostic tests by a qualified pathologist. | Age of a cut paraffin section can affect staining quality. Stability thresholds vary widely among published literature. Best practice is for paraffin sections to be cut within 6 weeks. | 1. Yu F, Lu Y, Petersson F, Wang DY, Loh KS. Presence of lytic Epstein-Barr virus infection in nasopharyngeal carcinoma. Head Neck. 2018;40(7):1515-1523. doi:10.1002/hed.25131 2. Randhawa PS, Jaffe R, Demetris AJ, et al. The systemic distribution of Epstein-Barr virus genomes in fatal post-transplantation lymphoproliferative disorders. An in situ hybridization study. Am J Pathol. 1991;138(4):1027-1033 3. Chang KL, Chen YY, Shibata D, Weiss LM. Description of an in situ hybridization methodology for detection of Epstein-Barr Virus RNA in paraffin-embedded tissues, with a survey of normal and neoplastic tissues. Diagn Mol Pathol. 1992;1(4):246-255 4. Magaki S, Hojat SA, Wei B, So A, Yong WH. An introduction to the performance of immunohistochemistry. Methods Mol Biol. 2019;1897:289-298. doi:10.1007/978-1-4939-8935-5_25 | In situ hybridization on sections of paraffin-embedded tissue.(Unpublished Mayo method) | 1 to 3 days | Until staining is complete. | This test was developed using an analyte specific reagent. Its performance characteristics were determined by Mayo Clinic in a manner consistent with CLIA requirements. This test has not been cleared or approved by the US Food and Drug Administration. | 88365-TC, primary88364-TC, if additional ISH | EBV ISH, Tech Only | Order only;no result | 71209 | EBV ISH, Tech Only | Bill only; no result
EBVE | Epstein-Barr Virus (EBV), IgG Antibody to Early Antigen, Serum | A third-order test in the diagnosis of infectious mononucleosis, especially in situations when initial testing results (heterophile antibody test) are negative and follow-up testing (viral capsid antigen: VCA IgG, VCA IgM, and Epstein-Barr nuclear antigen) yields inconclusive results Aiding in the diagnosis of type 2 or type 3 nasopharyngeal carcinoma (NPC) This test isnot useful forscreening patients for NPC. | Multiplex Flow Immunoassay | Yes | EBV EA IgG Ab, S | Serum | Collection Container/Tube: Preferred:Serum gel Acceptable:Red top Submission Container/Tube:Plastic vial Specimen Volume:1 mL Collection Instructions:Centrifuge and aliquot serum into a plastic vial. | 0.4 mL | Epstein-Barr virus (EBV), a member of the herpesvirus group, is the etiologic agent of infectious mononucleosis. EBV infections are difficult to diagnose in the laboratory since the virus does not grow in standard cell cultures. The majority of infections can be identified, by testing the patient's serum for heterophile antibodies (rapid latex slide agglutination test, eg, MONOS / Infectious Mononucleosis, Rapid Test, Serum). Heterophile antibodies usually appear within the first 3 weeks of illness but declinerapidly within a few weeks. However, this heterophile antibodyfails to develop in about 10% of adults, more frequently in children, and almost uniformly in infants with primary EBV infections. Mostof these heterophile antibody negative cases of infectious mononucleosis-like infections are due to cytomegalovirus, but in one series of 43cases, EBV was thecause in 7. In cases where EBV is suspected but the heterophile antibody is not detected, an evaluation of EBV-specific antibodies (eg, IgM and IgG antibodies to EBV viral capsid antigen [VCA]) and antibodies to EBV nuclear antigen (EBNA) may be useful. The EBV enzyme immunoassays that detect antibodies to the EBV VCA andearly antigen (EA) are more sensitive than heterophile antibodytests. Infection with EBV usually occurs early in life. For severalweeks to months after acute onset of the infection, it is spreadby upper respiratory secretions that contain the virus. Among theclinical disorders due to EBV infection, infectious mononucleosis is the most common.Other disorders due to EBV infection include African-type Burkitt lymphoma andnasopharyngeal carcinoma (NPC). EBV infection may also causelymphoproliferative syndromes, especially in patients with AIDS and in patients who haveundergone kidney or bone marrow transplantation. Using immunofluorescent staining techniques, 2 patterns of EA are seen: diffuse staining of both cytoplasm and nucleus (early antigen-diffuse: EA-D) and cytoplasmic or early antigen restricted (EA-R). Antibodies responsible for the diffuse staining pattern are seen in infectious mononucleosis and NPC and are measured in this assay. | Negative Reference values apply to all ages. | Generally, this antibody can only be detected during active Epstein-Barr virus (EBV) infection, such as in patients with infectious mononucleosis. Clinical studies have indicated that patients who have chronic active or reactivated EBV infection commonly have elevated levels of IgG-class antibodies to the early antigen (EA) of EBV. IgG antibody specific for the diffuse early antigen of EBV is often found in patients with nasopharyngeal carcinoma (NPC). Of patients with type 2 or 3 NPC (World Health Organization classification), 94% and 83% respectively, have positive-antibody responses to EA. Only 35% of patients with type 1 NPC have a positive response. The specificity of the test is such that 82% to 91% of healthy blood donor controls and patients who do not have NPC have negative responses (9%-18% false-positive results). Although this level of specificity is useful for diagnostic purposes, the false-positive rate indicates that the test is not useful for NPC screening. | This test detects the diffuse components of early antigen only. | 1. Fields BN, Knipe DM: Epstein-Barr virus. In: Fields BN, Knipe DM, Howley PM, eds. Fields Virology. 4th ed. Lippincott Williams and Wilkins; 2001 2. Lennette ET: Epstein-Barr virus. In: Murray PR, Baron EJ, Pfaller MA, et al, eds. Manual of Clinical Microbiology. 6th ed. ASM Press; 1995:905-910 3.Fugl A, Andersen CL: Epstein-Barr virus and its association with disease - a review of relevance to general practice. BMC Fam Pract. 2019 May 14;20(1):62. doi: 10.1186/s12875-019-0954-3 | Testing is performed on the BioPlex 2200 System for the detection of the early antigen-diffuse (EA-D) antibody. An aliquot of the patient serum, sample diluent, and bead reagent are combined in a reaction vessel. After washing, antihuman-IgG antibody conjugated to phycoerythrin (PE) is added to the beads and incubated. Another wash step removes excess conjugate, and beads are subsequently resuspended in wash buffer. The bead mixture passes through a detector where the identity of each bead is determined by the bead's dye fluorescence. In addition, the amount of antibody captured by the antigen is measured by the fluorescence of the bound PE.(Package insert: BioPlex 2200 System EBV EA-D. Bio-Rad Laboratories; 03/2012) | Same day/1 to 3 days | 2 weeks | This test has been cleared, approved, or is exempt by the US Food and Drug Administration and is used per manufacturer's instructions. Performance characteristics were verified by Mayo Clinic in a manner consistent with CLIA requirements. | 86663 | EBV EA IgG Ab, S | 22295-0 | EBVE | EBV EA IgG Ab, S | 22295-0
EBVPV | Epstein-Barr Virus (EBV), Molecular Detection, PCR, Varies | Rapid qualitative detection of Epstein-Barr virus (EBV) DNA in specimens Diagnosis of disease due to EBV This testshould not be usedto screen asymptomatic patients. | Real-Time Polymerase Chain Reaction (PCR)/DNA Probe Hybridization | Yes | Epstein-Barr Virus, PCR, Varies | Varies | Submit only 1 of the following specimens: Specimen Type:Fluid Sources:Spinal fluid, sterile body fluids (peritoneal fluid/ascites, pericardial fluid, pleural fluid/thoracentesis), amniotic, or ocular Supplies:Sarstedt Aliquot Tube, 5 mL (T914) Preferred:Sterile screwcap 5-mL plastic vial Acceptable:Sterile container Specimen Volume:0.5 mL Collection Instructions:Do not centrifuge. Specimen Type:Fluid Sources:Respiratory; bronchial washing, bronchoalveolar lavage, nasopharyngeal aspirate or washing, sputum, or tracheal aspirate Supplies:Sarstedt Aliquot Tube, 5 mL (T914) Container/Tube: Preferred:Sterile screwcap 5-mL plastic vial Acceptable:Sterile container Specimen Volume:1.5 mL Specimen Type:Swab Sources:Eye and upper respiratory (nasal, throat) Supplies: -Culturette (BBL Culture Swab) (T092) -M4-RT (T605) Container/Tube:Multimicrobe media (M4-RT) and Eswabs Collection Instructions:Place swab back into multimicrobe media (M4-RT, M4 or M5) Specimen Type:Bone marrow Container/Tube:Lavender top (EDTA) only Specimen Volume:0.5 mL Additional Information:Clotted specimens will be rejected. SpecimenType:Tissue Sources:Brain, colon, kidney, liver, lung, cornea, etc. Supplies:M4-RT (T605) Preferred:Multimicrobe medium (M4-RT) Acceptable:Sterile container containing 1-2 mL of sterile saline or multimicrobe medium (M4-RT, M4 or M5) Specimen Volume:Entire collection Collection Instructions:Submit only fresh tissue. | Ocular Fluid, Spinal Fluid: 0.3 mL Sterile body fluids (peritoneal fluid/ascites, pericardial fluid, pleural fluid/thoracentesis): See Specimen Required Respiratory Specimens: 1 mL Tissue: 2 x 2-mm biopsy | Epstein-Barr virus (EBV) is the causative agent of infectious mononucleosis, Burkitt lymphoma, and in Southern China, nasopharyngeal carcinoma. EBV-associated central nervous system (CNS) disease is most frequently associated with primary CNS lymphoma in patients with AIDS. In addition, CNS infection associated with the detection of EBV DNA can be seen in immunocompetent patients. | Negative Reference values apply to all ages. | Detection of Epstein-Barr virus (EBV) DNA in cerebrospinal fluid (CSF) supports the clinical diagnosis of central nervous system (CNS) disease due to the virus. EBV DNA is not detected in CSF from patients without CNS disease caused by this virus. | A negative result does not eliminate the possibility of Epstein-Barr virus (EBV) infection of the central nervous system. This assay may detect viremia or viral shedding in asymptomatic individuals. However, this assay is only to be used for patients with a clinical history and symptoms consistent with EBV infection and must be interpreted in the context of the clinical picture. | 1. Tachikawa N, Goto M, Hoshino Y, et al. Detection of toxoplasma gondii, epstein-barr virus, and JC virus DNAs in the cerebrospinal fluid in acquired immunodeficiency syndrome patients with focal central nervous system complications. Intern Med. 1999;38(7):556-562. doi:10.2169/internalmedicine.38.556 2. Antinori A, Cingolani A, De Luca A, et al. Epstein-Barr virus in monitoring the response to therapy of acquired immunodeficiency syndrome-related primary central nervous system lymphoma. Ann Neurol. 1999;45(2):259-261 3. Cingolani A, De Luca A, Larocca LM, et al. Minimally invasive diagnosis of acquired immunodeficiency syndrome-related primary central nervous system lymphoma. J Natl Cancer Inst. 1998 ;90(5):364-369. doi:10.1093/jnci/90.5.364 4. Niller HH, Wolf H, Minarovits J: Regulation and dysregulation of epstein-barr virus latency: implications for the development of autoimmune disease. Autoimmunity. 2008:41(4):298-328. doi:10.1080/08916930802024772 5. Studahl M, Hagberg L, Rekvdar E, Bergstrom T. Herpesvirus DNA detection in cerebrospinal fluid: difference in clinical presentation between alph-, beta-, and gamma-herpes viruses. Scand J Infect Dis. 2000;32(3):237-248. doi:10.1080/00365540050165857 6. Lau AH, Soltys K, Sindhi RK, Bond G, Mazariegos GV, Green M. Chronic high epstein-barr viral load carriage in pediatric small bowel transplant recipients. Pediatr Transplant. 2010;14(4):549-553. doi:10.1111/j.1399-3046.2009.01283.x 7. Fugl A, Andersen CL Epstein-barr virus and its association with disease - a review of relevance to general practice. BMC Fam Pract. 2019;20(1):62. doi:10.1186/s12875-019-0954-3 | Viral nucleic acid is extracted by the MagNA Pure automated instrument (Roche Applied Science) from clinical specimens. Primers are directed to the target gene (latent membraneprotein). The LightCycler instrument amplifies and monitors by fluorescence the development of target nucleic acid sequences after the annealing step duringpolymerase chain reaction(PCR) cycling.This is an automated PCR system that can rapidly detect(30-40 minutes) amplicon development through stringent air-controlled temperature cycling in capillary cuvettes. Thedetection of amplified products is based on the fluorescence resonance energy transfer (FRET) principle. For FRET product detection, a hybridization probe with a donor fluorophore,fluorescein, on the 3' end is excited by an external light sourceand emits light that is absorbed by a second hybridization probe with an acceptor fluorophore, LC-Red 640, at the 5' end. Theacceptor fluorophore then emits a light of a different wavelengththat can be measured with a signal that is proportional to the amount of specific PCR product. Melting curve analysis is performed following PCR amplification. Starting at 45 degrees C, the temperature in the thermal chamber is slowly raised to 80 degrees C and the fluorescence is measured at frequent intervals.Analysis of the PCR amplification and probe melting curves is accomplished through the use of LightCycler software.(Unpublished Mayo method) | Same day/1 to 4 days | 7 days | This test was developed and its performance characteristics determined by Mayo Clinic in a manner consistent with CLIA requirements. It has not been cleared or approved by the US Food and Drug Administration. | 87798 | Epstein-Barr Virus, PCR, Varies | 5005-4 | 618327 | Epstein-Barr Virus PCR | 5005-4
EBVQN | Epstein-Barr Virus DNA Detection and Quantification, Plasma | Diagnosis of Epstein-Barr virus (EBV)-associated infectious mononucleosis in individuals with equivocal or discordant EBV serologic marker test results Diagnosis of post-transplant lymphoproliferative disorders (PTLD), especially in EBV-seronegative organ transplant recipients receiving antilymphocyte globulin for induction immunosuppression and OKT-3 treatment for early organ rejection Monitoring progression of EBV-associated PTLD in organ transplant recipients This testshould not be usedto screen asymptomatic patients. | Real-Time Polymerase Chain Reaction (RT-PCR) | Yes | EBV DNA Detect/Quant, P | Plasma EDTA | Supplies:Sarstedt Aliquot Tube, 5 mL (T914) Collection Container/Tube:Lavender top (EDTA) Submission Container/Tube:Plastic vial Specimen Volume:1.5 mL Collection Instructions: 1. Centrifuge blood collection tube per manufacturer's instructions (eg, centrifuge within 2 hours of collection for BD Vacutainer tubes). 2. Aliquot plasma into plastic vial. | 0.5 mL | Primary infection with Epstein-Barr virus (EBV), a DNA virus in theHerpesviridaefamily, may cause infectious mononucleosis resulting in a benign lymphoproliferative condition characterized by fever, fatigue, sore throat, and lymphadenopathy. Infection occurs early in life, and by 10 years of age, 70% to 90% of children have been infected with this virus. Usually, infection in children is asymptomatic or mild and may be associated with minor illnesses, such as upper respiratory tract infection, pharyngitis, tonsillitis, bronchitis, and otitis media. The target cell for EBV infection is the B lymphocyte. Immunocompromised individuals lacking antibody to EBV are at risk for acute EBV infection that may cause lymphoproliferative disorders in organ transplant recipients (post-transplant lymphoproliferative disorders: PTLD) and AIDS-related lymphoma. The incidence of PTLD ranges from 1% for kidney transplant recipients to as high as 9% for heart/lung transplants and 12% for pancreas transplant patients. EBV DNA can be detected in the blood of patients with this viral infection. Increasing serial levels of EBV DNA in plasma have been shown to correlate highly with subsequent (in 3-4 months) development of PTLD in susceptible patients. Organ transplant recipients (at risk for primary EBV infection) who are seronegativefor EBV (most often children) and receive antilymphocyte globulin for induction immunosuppression and OKT-3 treatment for early organ rejection are at the highest risk for developing PTLD when compared to immunologically normal individuals with prior EBV infection. | Undetected | The quantification range of this assay is 35 to 100,000,000 IU/mL (1.54 log to 8.00 log IU/mL), with a limit of detection (95% detection rate) at 19 IU/mL. Increasing levels of Epstein-Barr virus (EBV) DNA in serial plasma specimens of a given organ transplant recipient may indicate possible development of post-transplant lymphoproliferative disorder (PTLD). An "Undetected" result indicates that EBV DNA is not detected in the plasma specimen (see Cautions). If clinically indicated, repeat testing in 1 to 2 months is recommended. A result of "<35 IU/mL" indicates that the EBV DNA level present in the plasma specimen is below 35 IU/mL (1.54 log IU/mL), and the assay cannot accurately quantify the EBV DNA present below this level. A quantitative value (reported in IU/mL and log IU/mL) indicates the EBV DNA level (ie, viral load) present in the plasma specimen. A result of ">100,000,000 IU/mL" indicates that the EBV DNA level present in the plasma specimen is above 100,000,000 IU/mL (8.00 log IU/mL), and this assay cannot accurately quantify the EBV DNA present above this level. An "Inconclusive" result indicates that the presence or absence of EBV DNA in the plasma specimen could not be determined with certainty after repeat testing in the laboratory, possibly due to polymerase chain reaction inhibition or presence of interfering substance. Submission of a new specimen for testing is recommended if clinically indicated. | Serial determination of plasma specimens from organ transplant recipients may be necessary to monitor increasing (risk of development of post-transplant lymphoproliferative disorders) or decreasing (treatment efficacy) levels of Epstein-Barr virus (EBV) DNA. Nonsymptomatic EBV viremia or viral shedding may occasionally occur in healthy individuals. Therefore, this test should be used only for patients with a clinical history and symptoms consistent with EBV infection. Test results must be interpreted in the context of patient's clinical history, signs, and symptoms. Due to potential differences in assay performance, serial monitoring of a patient's EBV viral load should be performed using the same exact assay. On average, this assay quantifies EBV DNA in plasma 3-fold (about 0.48 log IU/mL) higher than the laboratory-developed quantitative EBV DNA assay previously performed at Mayo Clinic Laboratories due to differences in the specimen extraction method and design in the amplification primers and probes for the viral target sequences. | 1. San-Juan R, Comoli P, Caillard S, et al: Epstein-Barr virus-related post-transplant lymphoproliferative disorder in solid organ transplant recipients. Clin Microbiol Infect. 2014 Sep;20(Suppl 7):109-118. doi: 10.1111/1469-0691.12534 2. Jiang SY, Yang JW, Shao JB, Liao XL, Lu ZH, Jiang H: Real-time polymerase chain reaction for diagnosing infectious mononucleosis in pediatric patients: A systematic review and meta-analysis. J Med Virol. 2016 May;88(5):871-876. doi: 10.1002/jmv.24402 3. Allen UD, Preiksaitis JK, AST Infectious Diseases Community of Practice: Post-transplant lymphoproliferative disorders, Epstein-Barr virus infection, and disease in solid organ transplantation: Guidelines from the American Society of Transplantation Infectious Diseases Community of Practice. Clin Transplant. 2019 Sep;33(9):e13652.doi: 10.1111/ctr.13652 4. Kimura H, Kwong YL: EBV Viral Loads in diagnosis, monitoring, and response assessment. Front Oncol. 2019 Feb 12;9:62.doi: 10.3389/fonc.2019.00062 | The cobasEpstein-Barr virus (EBV) assay is a US Food and Drug Administration-approved, in vitro nucleic acid amplification test for the quantification of EBV DNA in human EDTA-plasma using the cobas 6800 or 8800 system for fully automated viral nucleic acid extraction (generic silica-based capture technique) and automated amplification and detection of the viral RNA. This dual-target polymerase chain reaction (PCR) assay amplifies 2 highly-conserved target regions within the EBV genome (EBNA-1andBMRFgene regions) for real-time detection and quantification by 2 target-specific TaqMan probes. A non-EBV armored DNA quantitation standard (DNA-QS) is introduced into each specimen during sample preparation to serve as internal control for nucleic acid extraction and PCR amplification and detection processes. Fluorescent reporter dye-labeled TaqMan probes hybridized to the complementary EBV target sequences and DNA-QS sequence undergo hydrolysis during PCR amplification step to generate fluorescent signal detected in 3 different dye channels. Concentration of the EBV DNA in a patient's plasma sample is determined by a ratio of the intensity of the fluorescent dye from the cleaved EBV target sequence probes to that of the DNA-QS target probe detected throughout the PCR process.(Package insert: cobas EBV-Quantitative nucleic acid test for use on the cobas 6800/8800 Systems. Roche Molecular Systems, Inc; Rev 1.0, 08/2020) | 1 to 3 days | 30 days | This test has been cleared, approved, or is exempt by the US Food and Drug Administration and is used per manufacturer's instructions. Performance characteristics were verified by Mayo Clinic in a manner consistent with CLIA requirements. | 87799 | EBV DNA Detect/Quant, P | 43730-1 | 615297 | EBV DNA Detect/Quant, P | 43730-1
ERG | ERG Immunostain, Technical Component Only | Identification of erythroblast transformation specific (ETS)-related gene (ERG) protein expression | Immunohistochemistry (IHC) | Yes | ERG IHC, Tech Only | For the initial technical component only immunohistochemical (IHC) stain performed, the appropriate bill-only test ID will be reflexed and charged (IHTOI). For each additional technical component only IHC stain performed, an additional bill-only test ID will be reflexed and charged (IHTOA). | Supplies:Immunostain Technical Only Envelope (T693) Specimen Type:Tissue Container/Tube:Immunostain Technical Only Envelope Preferred:2 Unstained positively charged glass slide (25- x 75- x 1-mm) per test ordered; sections 4-microns thick Acceptable:Formalin-fixed, paraffin-embedded tissue block |  | ETS-related gene (ERG) is a member of the erythroblast transformation specific (ETS) family of transcription factors. Expression of ERG is observed in prostate cancers where theTMPRSS2-ERGgene rearrangement has occurred. |  | This test does not include pathologist interpretation, only technical performance of the stain. If interpretation is required, order PATHC / Pathology Consultation for a full diagnostic evaluation or second opinion of the case. The positive and negative controls are verified as showing appropriate immunoreactivity. If a control tissue is not included on the slide, a scanned image of the relevant quality control tissue is available upon request; call 855-516-8404. Interpretation of this test should be performed in the context of the patient's clinical history and other diagnostic tests by a qualified pathologist. | Age of a cut paraffin section can affect immunoreactivity. Stability thresholds vary widely among published literature and are antigen dependent. Best practice is for paraffin sections to be cut within 6 weeks. | 1. He H, Magi-Galluzzi C, Li J, et al. The diagnostic utility of novel immunohistochemical marker ERG in the workup of prostate biopsies with "atypical glands suspicious for cancer". Am J Surg Pathol. 2011;35(4):608-614 2. Park K, Tomlins SA, Mudaliar KM, et al. Antibody-based detection of ERG rearrangement-positive prostate cancer. Neoplasia. 2010;12(7):590-598 3. Karnes RJ, Cheville JC, Ida CM, et al. The ability of biomarkers to predict systemic progression in men with high-risk prostate cancer treated surgically is dependent on ERG status. Cancer Res. 2010;70(22):8994-9002 4. Magaki S, Hojat SA, Wei B, So A, Yong WH. An introduction to the performance of Immunohistochemistry. Methods Mol Biol. 2019;1897:289-298. doi:10.1007/978-1-4939-8935-5_25 | Immunohistochemistry on sections of paraffin-embedded tissue.(Unpublished Mayo method) | 1 to 3 days | Until staining is complete. | This test has been cleared, approved, or is exempt by the US Food and Drug Administration and is used per manufacturer's instructions. Performance characteristics were verified by Mayo Clinic in a manner consistent with CLIA requirements. | 88342-TC, primary88341-TC, if additional IHC | ERG IHC, Tech Only | Order only;no result | 70739 | ERG IHC, Tech Only | Bill only; no result
REVE2 | Erythrocytosis Evaluation, Blood | Definitive, comprehensive, and economic evaluation of an individual withJAK2-negative erythrocytosis associated with lifelong sustained increased hemoglobin or hematocrit | REVEI, REVE0: Medical Interpretation HGBCE: Capillary Electrophoresis HPLC: Cation Exchange/High Performance Liquid Chromatography (HPLC) MASS: Mass Spectrometry (MS) SDEX: Hemoglobin S Solubility HEMP: Polymerase Chain Reaction (PCR) Amplification/Sanger Sequence Analysis IEF: Isoelectric Focusing HPFH: Flow Cytometry UNHB: Isopropanol and Heat Stability ATHAL, WBDDR: Polymerase Chain Reaction (PCR)/Multiplex Ligation-Dependent Probe Amplification (MLPA) WASQR, WBSQR, WGSQR, BPGMM: Polymerase Chain Reaction (PCR)/Sanger Sequencing VHLE: Polymerase Chain Reaction (PCR) followed by DNA Sequence Analysis | Yes | Erythrocytosis Evaluation | This is a consultative evaluation in which the case will be evaluated at Mayo Clinic Laboratories, the appropriate tests will be performed at an additional charge, and the results interpreted. | Container/Tube: Preferred: Lavender top (EDTA) Acceptable: Yellow top (ACD solution B), green top (sodium heparin) Specimen Volume:5 mL Collection Instructions:Send whole blood specimen in original tube.Do not aliquot. | 2.5 mL | Erythrocytosis (polycythemia) is identified by a sustained increase in hemoglobin or hematocrit. An isolated increase in red blood cell count (in the absence of chronic phlebotomy or coincident iron deficiency) may occur in thalassemia or other causes and does not indicate erythrocytosis. Erythrocytosis may occur as a primary disorder, due to an intrinsic defect of bone marrow stem cells, or secondary in response to increased serum erythropoietin (EPO) levels. Secondary erythrocytosis is associated with a number of disorders, including chronic lung disease, chronic increase in carbon monoxide, cyanotic heart disease, high-altitude living, kidney cysts and tumors, hepatoma, and other EPO-secreting tumors. Rare plasma cell dyscrasia-associated syndromes such as POEMS (polyneuropathy, organomegaly, endocrinopathy, monoclonal protein, skin changes) and TEMPI (telangiectasias, elevated EPO and erythrocytosis, monoclonal gammopathy, perinephric fluid collections, and intrapulmonary shunting) can be associated with increased hemoglobin levels. When these causes of secondary erythrocytosis are excluded, a heritable cause involving hemoglobin or erythrocyte regulatory mechanisms may be present. It is important to differentiate polycythemia vera (PV) from heritable causes of erythrocytosis, the latter of which can be passed to progeny but does not carry the risks of clonal evolution or marrow fibrosis associated with PV. The most common cause of hereditary erythrocytosis is the presence of a high-oxygen-affinity (HOA) hemoglobin variant. A subset of hemoglobins with increased oxygen (O2) affinity results in clinically evident erythrocytosis caused by decreased O2 unloading at the tissue level. Many are asymptomatic; however, some patients have recurrent headaches, dizziness, fatigue, and restless legs. A subset of patients experience thrombotic episodes. Affected individuals can be plethoric, and many are misclassified as polycythemia vera, particularly prior to more recent genetic testing availability. The O2-dissociation curve is left-shifted (p50 values are decreased) in HOA variants. Changes to the amino acid sequence of the hemoglobin molecule may distort the protein structure, affecting O2 transport or unloading and the binding of 2,3-bisphosphoglyceric acid (2,3-BPG). 2,3-BPG stabilizes the deoxygenated state of hemoglobin. Therefore, a decrease in the 2,3-BPG concentration results in greater O2 affinity of the normal hemoglobin molecule. Rare cases of erythrocytosis have been associated with a reduction in 2,3-BPG formation. This is due to variants in the converting enzyme, bisphosphoglycerate mutase (BPGM). Truncating variants in the erythropoietin receptor gene,EPOR,have been shown to be a cause of the autosomal dominant primary familial and congenital polycythemia (OMIM 133100). In addition, O2-sensing pathway variants,EPAS1(HIF2A) (OMIM 611783); EGLN1(PHD2) (OMIM 609820), andVHL(OMIM 263400) cause hereditary erythrocytosis and a subset are associated with pheochromocytoma and paragangliomas. All have shown an autosomal dominant pattern of inheritance, exceptVHL-associated erythrocytosis, which is an autosomal recessive disorder. HomozygousVHLR200W alterations have been shown to be causative of Chuvash polycythemia, an endemic heritable erythrocytic disorder first described in Russia but subsequently found in other ethnic groups. The prevalence of causative variants inEPORand the O2-sensing pathway genes is unknown; however, in our experience, they are less prevalent than genetic variants that cause HOA hemoglobin variants and are much less prevalent than polycythemia vera. Because there are many causes of erythrocytosis, an algorithmic and reflexive testing strategy is useful for evaluating these disorders. InitialJAK2V617F alteration testing and serum EPO levels are useful. Importantly, a significant subset of HOA hemoglobin variants can be electrophoretically silent on multiple routine screening platforms; however, most, and possibly all, HOA hemoglobin variants can be identified with addition of the intact mass spectrometry method. Our extensive experience with these disorders allows an economical, comprehensive evaluation with high sensitivity. | Definitive results and an interpretive report will be provided. | The evaluation includes testing for a hemoglobinopathy. Reflex testing forEPOR,EGLN1(PHD2),EPAS1(HIF2a),VHL, andBPGMwill be performed as needed. A hematopathology expert in these disorders will evaluate the case, have the appropriate tests performed, and issue an interpretive report. | An isolated increase in red blood cell count in the setting of normal hemoglobin levels (in the absence of chronic phlebotomy or coincident iron deficiency) may occur in thalassemia or other causes and is not an indication for a thorough erythrocytosis evaluation. | 1. Patnaik MM, Tefferi A. The complete evaluation of erythrocytosis: congenital and acquired. Leukemia. 2009;23(5):834-844 2. McMullin MF. The classification and diagnosis of erythrocytosis. Int J Lab Hematol. 2008;30(6):447-459 3. Percy MJ, Lee FS. Familial erythrocytosis: molecular links to red blood cell control. Haematologica. 2008;93(7):963-967 4. Huang LJ, Shen YM, Bulut GB. Advances in understanding the pathogenesis of primary familial and congenital polycythaemia. Br J Haematol. 2010;148(6):844-852 5. Maran J, Prchal J. Polycythemia and oxygen sensing. Pathol Biol. 2004;52(5):280-284 6. Lee F. Genetic causes of erythrocytosis and the oxygen-sensing pathway. Blood Rev. 2008;22(6):321-332 7. Merchant SH, Oliveira JL, Hoyer JD, Viswanatha DS. Erythrocytosis. In: His ED, ed. Hematopathology. 2nd ed. Elsevier Saunders; 2012:722-723 8. Zhuang Z, Yang C, Lorenzo F, et al. SomaticHIF2Again-of-function mutations in paraganglioma with polycythemia. N Engl J Med. 2012;367(10):922-930 9. Oliveira JL, Coon LM, Frederick LA, et al. Genotype-phenotype correlation of hereditary erythrocytosis mutations, a single center experience. Am J Hematol. 2018. doi:10.1002/ajh.25150 10. Gangat N, Oliveira JL, Hoyer JD, Patnaik MM, Pardanani A, Tefferi A. High-oxygen-affinity hemoglobinopathy-associated erythrocytosis: Clinical outcomes and impact of therapy in 41 cases. Am J Hematol. 2021;96(12):1647-1654. doi:10.1002/ajh.26375 11. Gangat N, Oliveira JL, Porter TR, et al. Erythrocytosis associated withEPAS1(HIF2A),EGLN1(PHD2),VHL,EPORorBPGMmutations: the Mayo Clinic experience. Haematologica. 2022;107(5):1201-1204. doi:10.3324/haematol.2021.280516 | Hemoglobin Electrophoresis: The CAPILLARYS System is an automated system that uses capillary electrophoresis to separate charged molecules by their electrophoretic mobility in an alkaline buffer. Separation occurs according to the electrolyte pH and electro-osmotic flow. A sample dilution with a hemolyzing solution is injected by aspiration. A high-voltage protein separation occurs, and direct detection of the hemoglobin protein fractions is at 415 nm, which is specific to hemoglobins. The resulting electropherogram peaks are evaluated for pattern abnormalities and are quantified as a percentage of the total hemoglobin present. Examples of position of commonly found hemoglobin fractions are, from cathode to anode: Hb A2', C, A2/O-Arab, E, S, D, G-Philadelphia, F, A, Hope, Bart, J, N-Baltimore, and H.(Louahabi A, Philippe M, Lali S, Wallemacq P, Maisin D. Evaluation of a new Sebia kit for analysis of hemoglobin fractions and variants on the Capillarys system. Clin Chem Lab Med. 2006;44[3]:340-345; instruction manual: CAPILLARYS Hemoglobin(E) using the CAPILLARYS 2 flex-piercing instrument. Sebia; 06/2014) High Performance Liquid Chromatography: Hemolysate of whole blood is injected into an analysis stream passing through a cation exchange column using high-performance liquid chromatography. A preprogrammed gradient controls the elution buffer mixture that also passes through the analytical cartridge. The ionic strength of the elution buffer is raised by increasing the percentage of a second buffer. As the ionic strength of the buffer increases the more strongly retained hemoglobins elute from the cartridge. Absorbance changes are detected by a dual-wavelength filter photometer. Changes in absorbance are displayed as a chromatogram of absorbance versus time.(Huismann TH, Scroeder WA, Brodie AN, Mayson SM, Jakway J. Microchromotography of hemoglobins. III. A simplified procedure for the determination of hemoglobin A2. J Lab Clin Med. 1975;86:700-702; Ou CN, Buffone GJ, Reimer GL, Alpert AJ. High-performance liquid chromatography of human hemoglobins on a new cation exchanger. J Chromatogr. 1983;266:197-205; Szuberski J, Oliveira JL, Hoyer JD. A comprehensive analysis of hemoglobin variants by high-performance liquid chromatography (HPLC). Int J Lab Hematol. 2012;34(6):594-604; instruction manual: Bio-Rad Variant II Beta-thalassemia Short Program Instructions for Use, L70203705. Bio-Rad Laboratories, Inc; 11/2011) Mass Spectrometry Mass spectrometry (MS) is performed using a quadrupole time-of-flight MS (Q-TOF-MS), and results are analyzed with Agilent MassHunter software. Whole blood is diluted 1:50 with purified water, and cell debris removed by centrifugation. The supernatant is then diluted 1:10 with running buffer (1:1 water:acetonitrile, 1% formic acid) and analyzed on a Q-TOF MS in MS mode using flow injection. A calculated mass for each variant has been integrated into a database containing historical data of multiple method measurements, and empiric MS mass peaks were used as a search criterion.(Zanella-Cleon I, Joly P, Becchi M, Francina A. Phenotype determination of hemoglobinopathies by mass spectrometry. Clin Biochem. 2009;42[18]:1807-1817; Helmich F, van Dongen JL, Kuijper PH, Scharnhorst V, Brunsveld L, Broeren MA. Rapid phenotype hemoglobin screening by high-resolution mass spectrometry on intact proteins. Clin Chim Acta. 2016;460:220-226. doi:10.1016/j.cca.2016.07.006) | 3 to 25 days | 28 days | This test was developed and its performance characteristics determined by Mayo Clinic in a manner consistent with CLIA requirements. It has not been cleared or approved by the US Food and Drug Administration. | 83020-2683020830218378983068 (if appropriate)82664 (if appropriate)88184 (if appropriate) | Erythrocytosis Evaluation | 43113-0 | 608440 | Reviewed By | 18771-6
REVEI | Erythrocytosis Interpretation | Interpretation of Erythrocytosis Evaluation profile test Definitive, comprehensive, and economical evaluation of an individual withJAK2-negative erythrocytosis associated with lifelong sustained increased hemoglobin or hematocrit | Only orderable as part of a profile. For more information see REVE2 / Erythrocytosis Evaluation, Blood. Medical Interpretation | Yes | Erythrocytosis Interpretation | Whole Blood EDTA |  |  | Erythrocytosis (polycythemia) is identified by a sustained increase in hemoglobin or hematocrit. An isolated increase in red blood cell count (in the absence of chronic phlebotomy or coincident iron deficiency) may occur in thalassemia or other causes and does not indicate erythrocytosis. Erythrocytosis may occur as a primary disorder, due to an intrinsic defect of bone marrow stem cells, or secondary, in response to increased serum erythropoietin (EPO) levels. Secondary erythrocytosis is associated with a number of disorders, including chronic lung disease, chronic increase in carbon monoxide, cyanotic heart disease, high-altitude living, kidney cysts and tumors, hepatoma, and other EPO-secreting tumors. Rare plasma cell dyscrasia-associated syndromes such as POEMS (polyneuropathy, organomegaly, endocrinopathy, monoclonal protein, skin changes) and TEMPI (telangiectasias, elevated EPO and erythrocytosis, monoclonal gammopathy, perinephric fluid collections, and intrapulmonary shunting) can be associated with increased hemoglobin levels. When these causes of secondary erythrocytosis are excluded, a heritable cause involving hemoglobin or erythrocyte regulatory mechanisms may be present. It is important to differentiate polycythemia vera (PV) from heritable causes of erythrocytosis, the latter of which can be passed to progeny but does not carry the risks of clonal evolution or marrow fibrosis associated with PV. The most common cause of hereditary erythrocytosis is the presence of a high-oxygen-affinity (HOA) hemoglobin variant. A subset of hemoglobins with increased oxygen (O2) affinity result in clinically evident erythrocytosis caused by decreased O2 unloading at the tissue level. Many are asymptomatic; however, some patients have recurrent headaches, dizziness, fatigue, and restless legs. A subset of patients experience thrombotic episodes. Affected individuals can be plethoric, and many are misclassified as polycythemia vera, particularly prior to more recent genetic testing availability. The O2-dissociation curve is left-shifted (p50 values are decreased) in HOA variants. Changes to the amino acid sequence of the hemoglobin molecule may distort the protein structure, affecting O2 transport or unloading and the binding of 2,3-bisphosphoglyceric acid (2,3-BPG). 2,3-BPG stabilizes the deoxygenated state of hemoglobin. Therefore, a decrease in the 2,3-BPG concentration results in greater O2 affinity of the normal hemoglobin molecule. Rare cases of erythrocytosis have been associated with a reduction in 2,3-BPG formation. This is due to variants in the converting enzyme, bisphosphoglycerate mutase (BPGM). Truncating variants in the erythropoietin receptor gene,EPOR,have been shown to be a cause of the autosomal dominant primary familial and congenital polycythemia (OMIM 133100). In addition, O2-sensing pathway variants,EPAS1(HIF2A) (OMIM 611783); EGLN1(PHD2) (OMIM 609820), andVHL(OMIM 263400) cause hereditary erythrocytosis, and a subset are associated with pheochromocytoma and paragangliomas. All have shown an autosomal dominant pattern of inheritance, exceptVHL-associated erythrocytosis, which is an autosomal recessive disorder. HomozygousVHLR200W alterations have been shown to be causative of Chuvash polycythemia, an endemic heritable erythrocytic disorder first described in Russia but subsequently found in other ethnic groups. The prevalence of causative variants inEPORand the O2-sensing pathway genes is unknown; however, in our experience, they are less prevalent than genetic variants that cause HOA hemoglobin variants and are much less prevalent than polycythemia vera. Because there are many causes of erythrocytosis, an algorithmic and reflexive testing strategy is useful for evaluating these disorders. InitialJAK2V617F alteration testing and serum EPO levels are useful. Importantly, a significant subset of HOA hemoglobin variants can be electrophoretically silent on multiple routine screening platforms; however, most, and possibly all, HOA hemoglobin variants can be identified with addition of the intact mass spectrometry method. Our extensive experience with these disorders allows an economical, comprehensive evaluation with high sensitivity. | Only orderable as part of a profile. For more information see REVE2 / Erythrocytosis Evaluation, Blood. Definitive results and an interpretative report will be provided. | The evaluation includes testing for a hemoglobinopathy. Reflex testing forEPOR,EGLN1(PHD2),EPAS1(HIF2a),VHL, andBPGMwill be performed as needed. | No significant cautionary statements | 1. Patnaik MM, Tefferi A. The complete evaluation of erythrocytosis: congenital and acquired. Leukemia. 2009;23(5):834-844 2. McMullin MF. The classification and diagnosis of erythrocytosis. Int J Lab Hematol. 2008;30(6):447-459 3. Percy MJ, Lee FS. Familial erythrocytosis: molecular links to red blood cell control. Haematologica. 2008;93(7):963-967 4. Huang LJ, Shen YM, Bulut GB. Advances in understanding the pathogenesis of primary familial and congenital polycythaemia. Br J Haematol. 2010;148(6):844-852 5. Maran J, Prchal J. Polycythemia and oxygen sensing. Pathol Biol. 2004;52(5):280-284 6. Lee F. Genetic causes of erythrocytosis and the oxygen-sensing pathway. Blood Rev. 2008;22(6):321-332 7. Merchant SH, Oliveira JL, Hoyer JD, Viswanatha DS. Erythrocytosis. In: His ED, ed. Hematopathology. 2nd ed. Elsevier Saunders; 2012: 722-723 8. Zhuang Z, Yang C, Lorenzo F, et al. Somatic HIF2A gain-of-function mutations in paraganglioma with polycythemia. N Engl J Med. 2012;367(10):922-930 9. Oliveira JL, Coon LM, Frederick LA, et al. Genotype-phenotype correlation of hereditary erythrocytosis mutations, a single center experience. Am J Hematol. 2018. doi:10.1002/ajh.25150 10. Gangat N, Oliveira JL, Hoyer JD, Patnaik MM, Pardanani A, Tefferi A. High-oxygen-affinity hemoglobinopathy-associated erythrocytosis: Clinical outcomes and impact of therapy in 41 cases. Am J Hematol. 2021;96(12):1647-1654. doi:10.1002/ajh.26375 11. Gangat N, Oliveira JL, Porter TR, et al. Erythrocytosis associated with EPAS1(HIF2A), EGLN1(PHD2), VHL, EPOR or BPGM mutations: the Mayo Clinic experience. Haematologica. 2022;107(5):1201-1204. doi:10.3324/haematol.2021.280516 | A hematopathologist expert in these disorders evaluates the case, appropriate tests are performed, and an interpretive report is issued. | 3 to 25 days if structural or molecular studies are required. |  | Not Applicable | 83020-26 | Erythrocytosis Interpretation | 59466-3 | 608440 | Reviewed By | 18771-6
REVE0 | Erythrocytosis Summary Interpretation | Incorporating and summarizing subsequent results into an overall evaluation if 1 or more molecular tests are reflexed on the REVE2 / Erythrocytosis Evaluation, Blood | Only orderable as a reflex. For more information see REVE2 / Erythrocytosis Evaluation, Blood. Medical Interpretation | Yes | Erythrocytosis Summary Interp | This test isan additional consultative interpretation that summarizes all testing, as well as any pertinent clinical information, and will be provided after test completion to incorporate subsequent molecular results into an overall evaluation if 1 or more of the following molecular tests are reflexed on the REVE2 / Erythrocytosis Evaluation, Blood: |  |  | The etiology of congenital (inherited) erythrocytosis can be due to one of several abnormalities. This includes high oxygen affinity hemoglobin variants, genetic variants in the erythropoietin receptor gene, genetic variants in the genes involved in the oxygen-sensing pathway (PHD2/EGLN1,HIF2A/EPAS1,VHL) orBPGMvariants causing 2,3-BPG (2,3-bisphosphoglycerate) deficiency. To determine the underlying abnormality frequently requires molecular testing. A summary interpretation that incorporates all of the testing performed is beneficial to the ordering clinician. | Only orderable as a reflex. For more information see REVE2 / Erythrocytosis Evaluation, Blood. An interpretive report will be provided. | An interpretive report will be provided. | No significant cautionary statements | 1. Patnaik MM, Tefferi A. The complete evaluation of erythrocytosis: congenital and acquired. Leukemia. 2009;23(5):834-844 2. Percy MJ, Lee FS. Familial erythrocytosis: molecular links to red blood cell control. Haematologica. 2008l;93(7):963-967 3. Maran J, Prchal J:Polycythemia and oxygen sensing. Pathol Biol (Paris). 2004 Jun;52(5):280-284 4. Merchant SH, Oliveira JL, Hoyer JD, Viswanatha DS: Erythrocytosis. In: His ED, ed. Hematopathology. 2nd ed. Elsevier Saunders; 2012:722-723 5. Harteveld CL, Higgs DR. Alpha-thalassemia. Orphanet J Rare Dis. 2010;5:13 6. Thein SL. The molecular basis of beta-thalassemia. Cold Spring Harb Persepct Med. 2013 1;3(5):a011700 7.Crowley MA, Mollan TL, Abdulmalik OY, et al. A hemoglobin variant associated with neonatal cyanosis and anemia. N Engl J Med. 2011;364(19):1837-1843 8.Kipp BR, Roellinger SE, Lundquist PA, Highsmith WE, Dawson DB. Development and clinical implementation of a combination deletion PCR and multiplex ligation-dependent probe amplification assay for detecting deletions involving the human alpha-globin gene cluster. J Mol Diagn. 2011;13(5):549-557. doi:10.1016/j.jmoldx.2011.04.001 9. Hein MS, Oliveira JL, Swanson KC, et al: Large deletions involving the beta globin gene complex: genotype-phenotype correlation of 119 cases. Blood. 2015;126:3374 | A hematopathologist evaluates all of the testing performed and a summary interpretive report is added. | 3 to 25 days | 28 days | Not Applicable |  | Erythrocytosis Summary Interp | 59465-5 | 608116 | Reviewed By | 18771-6
EPOR | Erythropoietin Receptor (EPOR) Gene, Exon 8 Sequencing, Whole Blood | AssessingEPORin the evaluation of an individual withJAK2-negative erythrocytosis associated with lifelong sustained increased red blood cell (RBC) mass, elevated RBC count, hemoglobin, or hematocrit | Only orderable as part of a profile. For more information see HEMP / Hereditary Erythrocytosis Mutations, Whole Blood. Polymerase Chain Reaction (PCR)/Sanger Sequencing | Yes | EPOR Gene, Mutation Analysis, B | Whole blood | Only orderable as part of a profile. For more information see HEMP / Hereditary Erythrocytosis Mutations, Whole Blood. Container/Tube:Lavender top (EDTA) Specimen Volume:3 mL Collection Instructions:Send whole blood specimen in original tube.Do not aliquot. | 0.5 mL | Erythrocytosis (ie, increased red blood cell [RBC] mass or polycythemia) may be primary, due to an intrinsic defect of bone marrow stem cells (ie, polycythemia vera: PV), or secondary, in response to increased serum erythropoietin (EPO) levels. Secondary erythrocytosis is associated with a number of disorders including chronic lung disease, chronic increase in carbon monoxide (due to smoking), cyanotic heart disease, high-altitude living, kidney cysts and tumors, hepatoma, and other EPO-secreting tumors. When these common causes of secondary erythrocytosis are excluded, a heritable cause involving hemoglobin or erythrocyte regulatory mechanisms may be suspected. Unlike polycythemia vera, hereditary erythrocytosis is not associated with the risk of clonal evolution and should present with isolated erythrocytosis that has been present since birth. A small subset of cases are associated with pheochromocytoma or paraganglioma formation. Hereditary erythrocytosis is caused by variants in several genes and may be inherited in either an autosomal dominant or autosomal recessive manner. A family history of erythrocytosis would be expected in these cases, although it is possible for new alterations to arise in an individual. The genes coding for hemoglobin, beta globin and alpha globin (high-oxygen-affinity hemoglobin variants), hemoglobin-stabilization proteins (2,3 bisphosphoglycerate mutase:BPGM), and the erythropoietin receptor,EPOR, and oxygen-sensing pathway enzymes (hypoxia-inducible factor:HIF/EPAS1, prolyl hydroxylase domain:PHD2/EGLN1, and von Hippel Lindau:VHL) can result in hereditary erythrocytosis (see Table). The true prevalence of hereditary erythrocytosis-causing alterations is unknown. The hemoglobin genes,HBA1/HBA2andHBBare not assayed in this profile. Table.Genes Associated with Hereditary Erythrocytosis Gene Inheritance Serum EPO JAK2V617F Acquired Decreased JAK2exon 12 Acquired Decreased EPOR Dominant Decreased PHD2/EGLN1 Dominant Normal level BPGM Recessive Normal level Beta Globin Dominant Normal level to increased Alpha Globin Dominant Normal level to increased HIF2A/EPAS1 Dominant Normal level to increased VHL Recessive Normal level to increased The oxygen-sensing pathway functions through an enzyme, hypoxia-inducible factor (HIF), which regulates RBC mass. A heterodimer protein comprised of alpha and beta subunits, HIF functions as a marker of depleted oxygen concentration. When present, oxygen becomes a substrate mediating HIF-alpha subunit degradation. In the absence of oxygen, degradation does not take place and the alpha protein component is available to dimerize with a HIF-beta subunit. The heterodimer then induces transcription of many hypoxia response genes includingEPO, VEGF, and GLUT1. HIF-alpha is regulated by von Hippel-Lindau (VHL) protein-mediated ubiquitination and proteosomal degradation, which requires prolyl hydroxylation of HIF proline residues. The HIF-alpha subunit is encoded by theHIF2A (EPAS1)gene. Enzymes important in the hydroxylation of HIF-alpha are the prolyl hydroxylase domain proteins, of which the most significant isoform is PHD2, which is encoded by thePHD2(EGLN1) gene. Genetic variants resulting in altered HIF-alpha, PHD2, and VHL proteins can lead to clinical erythrocytosis. A small subset of variants inPHD2/EGLN1andHIF2A/EPAS1have also been detected in erythrocytic patients presenting with paragangliomas or pheochromocytomas. Truncating variants in theEPORgene coding for the erythropoietin receptor can result in erythrocytosis through loss of the negative regulatory cytoplasmic SHP-1 binding domain leading to EPO hypersensitivity. All currently known alterations have been localized to exon 8 and are heterozygous truncating variants.EPORvariants are associated with decreased EPO levels (see Table). | Only orderable as part of a profile. For more information see HEMP / Hereditary Erythrocytosis Mutations, Whole Blood. An interpretive report will be provided. | AssessingEPORin the evaluation of an individual withJAK2-negative erythrocytosis associated with lifelong sustained increased red blood cell (RBC) mass, elevated RBC count, hemoglobin, or hematocrit | Polycythemia vera and acquired causes of erythrocytosis should be excluded before ordering this evaluation. This test will not detect somatic or gonadal mosaicism. Certain sequence alterations have no clinical manifestations and, in essence, are clinically benign. Correlation with all relevant clinical information is necessary to provide appropriate patient care. | 1. Patnaik MM, Tefferi A: The complete evaluation of erythrocytosis: congenital and acquired. Leukemia. 2009 May;23(5):834-844. doi: 10.1038/leu.2009.54 2. McMullin MF: The classification and diagnosis of erythrocytosis. Int J Lab Hematol. 2008;30:447-459 3. Percy MJ, Lee FS: Familial erythrocytosis: molecular links to red blood cell control. Haematologica. 2008 Jul;93(7):963-967. doi: 10.3324/haematol.13250 4. Huang LJ, Shen YM, Bulut GB: Advances in understanding the pathogenesis of primary familial and congenital polycythaemia.Br J Haematol. 2010 Mar;148(6):844-852 5. Maran J, Prchal J:Polycythemia and oxygen sensing. Pathologie Biologie. 2004 Jun;52(5):280-284 6. Lee F: Genetic causes of erythrocytosis and the oxygen-sensing pathway. Blood Rev. 2008 Nov;22(6):321-332 7. Merchant SH, Oliveira JL, Hoyer JD, Viswanatha DS: Erythrocytosis. In: His ED, ed. Hematopathology. 2nd ed. Elsevier Saunders; 2012:22-723 8.Zhuang Z, Yang C, Lorenzo F, et al: SomaticHIF2Again-of-function mutations in paraganglioma with polycythemia. N Engl J Med. 2012 Sep 6;367(10):922-930 9. Ladroue C, Carcenac R, Leporrier M, et al:PHD2mutation and congenital erythrocytosis with paraganglioma. N Engl J Med. 2008 Dec 18;359(25):2685-2692 10. Lorenzo FR, Yang C, Ng Tang Fui M, et al: A novelEPAS1/HIF2Agermline mutation in congenital polycythemia with paraganglioma. J Mol Med. 2013 Apr;91(4):507-512 11. Tarade D, Robinson CM, Lee JE, Ohh M: HIF-2alpha-pVHL complex reveals broad genotype-phenotype correlations in HIF-2aalpha-driven disease. Nat Commun. 2018 Aug 22;9(1):3359 12. Oliveira JL: Algorithmic evaluation of hereditary erythrocytosis: Pathways and caveats. Int J Lab Hematol. 2019 May;41 Suppl 1:89-94. doi: 10.1111/ijlh.13019 | DNA is extracted from whole blood and amplified in 7 separate polymerase chain reaction (PCR) reactions to coverEPORexon 8,HIF2Aexons 9 and 12, andPHD2exons 1 through 5. PCR products are then sequenced by the Sanger sequencing method and analyzed with sequencing software. Patient sequence results are compared with the genomic reference sequences and the single nucleotide variants known to occur in the genes. If a variant is detected, the messenger RNA reference sequence will be used to determine the amino acid number and resulting amino acid change, if there is one.(Percy MJ, McMullin MF, Roques AW, et al: Erythrocytosis due to a mutation in the erythropoietin receptor gene. Br J Haematol. 1998 Feb;100(2):407-410; Martini M, Teofili L, Cenci T, et al: A novel heterozygous HIF2a[M535I] mutation reinforces the role of oxygen sensing pathway disturbances in the pathogenesis of familial erythrocytosis. Haematologica. 2008;93[7]:1068-1071; Percy MJ, Zhao Q, Flores A, et al: A family with erythrocytosis establishes a role for prolyl hydroxylase domain protein 2 in oxygen homeostasis. PNAS. 2006;103[3]:654-659; Oliveira JL, Coon LM, Frederick LA, et al: Genotype-phenotype correlation of hereditary erythrocytosis mutations, a single center experience. Am J Hematol. 2018 May 23. doi: 10.1002/ajh.25150) | 10 to 25 days | Whole blood: 2 weeks; Extracted DNA: 3 months | This test was developed and its performance characteristics determined by Mayo Clinic in a manner consistent with CLIA requirements. It has not been cleared or approved by the US Food and Drug Administration. | 81479 | EPOR Gene, Mutation Analysis, B | In Process | 34645 | EPOR Gene Sequencing Result | 82939-0
EPO | Erythropoietin, Serum | An aid in distinguishing between primary and secondary polycythemia Differentiating between appropriate secondary polycythemia (eg, high-altitude living, pulmonary disease, tobacco use) and inappropriate secondary polycythemia (eg, tumors) Identifying candidates for erythropoietin (EPO) replacement therapy (eg, those with chronic renal failure) Evaluating patients undergoing EPO replacement therapy who demonstrate an inadequate hematopoietic response | Immunoenzymatic Assay | Yes | Erythropoietin (EPO), S | The following algorithms are available in Special Instructions: | Collection Container/Tube: Preferred:Serum gel Acceptable:Red top Submission Container/Tube:Plastic vial Specimen Volume:0.6 mL Collection Instructions: 1. Morning collection, 7:30 a.m.-12 p.m. is preferred due to diurnal variation. For more information see Cautions. 2. Centrifuge and aliquot serum into a plastic vial. | 0.5 mL | Erythropoietin (EPO), a large (193 amino acid residue) glycoprotein hormone secreted by the kidney, regulates red blood cell (RBC) production. Normally, EPO levels vary inversely with hematocrit. Hypoxia stimulates EPO release, which, in turn, stimulates bone marrow erythrocyte production. High blood levels of RBC, hemoglobin, hematocrit, or oxygen suppress the release of EPO. Primary polycythemia (polycythemia vera) is a neoplastic (clonal) blood disorder characterized by autonomous production of hematopoieticcells. Increased RBCs result in compensatory suppression of EPO levels. Findings consistent with polycythemia vera includehemoglobin greater than 18.5 g/dL, persistent leukocytosis, persistentthrombocytosis, unusual thrombosis, splenomegaly, and erythromelalgia(dysesthesia and erythema involving the distal extremities). Secondary polycythemias may either be due to an appropriate or aninappropriate increase in red cell mass. Appropriate secondary polycythemias (eg, high-altitude living and pulmonary disease) arecharacterized by hypoxia and a compensatory increase in red cell mass.EPO production is increased in an attempt to increase the delivery ofoxygen by increasing the number of oxygen-carrying RBCs. Some tumorssecrete EPO or EPO-like proteins; examples include tumors of thekidney, liver, lung, and brain. Such increases result in inappropriatesecondary polycythemias. Abnormal EPO levels also may be seen in renal failure. The majority ofEPO production is in the kidneys. Therefore, chronic kidney failure mayresult in decreased EPO production and, subsequently,anemia. In addition to the kidneys, the liver also produces a smallamount of EPO. Thus, patients who are anephric have a residual amountof EPO produced by the liver. Patients in chronic kidney failure, as well as patients with anemia due to avariety of other causes including chemotherapy, HIV/AIDS, and somehematologic disorders, may be candidates for treatment with recombinanthuman EPO. Recombinant EPO compounds used to treat anemia include epoetin alpha and darbepoetin. Epoetin alpha is a 165 amino acid glycoprotein produced in mammalian cells and has an identical amino acid sequence to natural human EPO. It has 3 oligosaccharide chains and a molecular mass of 30.4 kDa. Darbepoetin alpha is a 165 amino acid glycoprotein that is also produced in mammalian cells. It has 2 additional N-linked oligosaccharide chains and a molecular mass of 37 kDa. There are no specific assays for measuring recombinant EPO compounds. Drug levels can only be roughly estimated from the cross reactivity of the compounds in EPO assays. According to in-house studies, epoetin and darbepoetin show approximately 58% and 36% cross-reactivity, respectively, in the EPO assay. | 2.6-18.5 mIU/mL | In the appropriate clinical setting (eg, confirmed elevation of hemoglobin >18.5 g/dL, persistent leukocytosis, persistent thrombocytosis,unusual thrombosis, splenomegaly, and erythromelalgia), polycythemia vera isunlikely when erythropoietin (EPO) levels are elevated but is likelywhen EPO levels are suppressed. EPO levels are also increased in patients with anemia of bone marrowfailure, iron deficiency, or thalassemia. Patients, who have either a poor or no erythropoietic response to EPO therapy, but high-normal or high EPO levels, may have additional,unrecognized causes for their anemia. If no contributing factors can beidentified after adequate further study, the possibility that the patientmay have developed EPO-antibodies should be considered. This canbe a serious clinical situation that can result in red cell aplasia and shouldprompt expeditious referral to hematologists or immunologists skilled indiagnosing and treating this disorder. | Erythropoietin (EPO) levels alone cannot reliably distinguish between primary and secondary polycythemia; EPO levels are within normal limits in some patients with primary polycythemia. People living at high altitudes may have higher EPO levels than people living at lower altitudes. This assay cannot distinguish between endogenous and exogenous EPO. There are no specific assays for measuring recombinant EPO compounds. Drug levels can only be roughly estimated from the cross reactivity of the compounds in EPO assays. According to Mayo Clinic in-house studies, epoetin and darbepoetin show approximately 58% and 36% cross reactivity, respectively, in the EPO assay. Because results obtained with one commercial EPO assay may differ significantly from those obtained with any other, it is recommended that any serial testing performed on the same patient over time should be performed with the same commercial EPO test. Heterophile antibodies may interfere in this assay. Results markedly at variance with presentation should be questioned. Additional specimen workup to eliminate heterophile antibody interference can be performed; call 800-533-1710 for additional information. Lower EPO levels than expected have been seen with anemias associated with the following conditions: rheumatoid arthritis, AIDS, cancer, ulcerative colitis, sickle cell disease, and in premature neonates. After allogeneic bone marrow transplant, impaired EPO response may delay EPO recovery. Patients with hypergammaglobulinemia associated with multiple myeloma or Waldenstrom disease have impaired production of EPO in relation to hemoglobin concentration. This has been linked to increased plasma viscosity. There is some diurnal variation in EPO levels. For optimal results in serial patient monitoring, all specimens should be collected at the same time of day. The diurnal variation is minimal in normal individuals (<20%), but in hospitalized patients with a variety of illnesses, as well as ambulatory patients with chronic lung disease, serum EPO concentrations can be 20% to 60% higher at night than early in the morning. This phenomenon is most pronounced in patients with EPO levels within approximately 2-times the upper limit of the normal population reference interval. | 1. Tefferi A: Diagnosing polycythemia vera: a paradigm shift. Mayo Clin Proc. 1999;74:159-162 2. Hoagland HC: Myelodysplastic (preleukemia) syndromes: the bone marrow factory failure problem. Mayo Clin Proc. 1995;70:673-677 3. Casadeval N: Pure red cell aplasia and anti-erythropoietin antibodies in patients treated with epoetin. Nephrol Dial Transplant. 2003;18 (Suppl. 8):viii37-viii41 4. Fisher JW: Erythropoietin: physiology and pharmacology update. Exp Biol Med. 2003;228:1-14 5. Strippoli GFM, Manno C, Schena FP, Craig JC: Haemoglobin and haematocrit targets for the anaemia of chronic kidney disease. Cochrane Database Syst Rev. 2006 Oct 18;(4):CD003967 6. Tefferi A: Polycythemia vera and essential thrombocythemia: 2012 update on diagnosis, risk stratification, and management. Am J Hematol. 2012 Mar;87:285-293. doi: 10.1002/ajh.23135 7. Moore E, Bellomo R: Erythropoietin (EPO) in acute kidney injury. Ann Intensive Care. 2011 March;1(3). doi: 10.1186/2110-5820-1-3 8. Macdougall I: Anaemia and chronic renal failure. Medicine. 2011;39(7):425-428. doi: 10.1016/j.mpmed.2011.04.009 | The Access erythropoietin (EPO) assay is a 2-site immunoenzymatic (sandwich) assay. A sample is added to a reaction vessel along with the paramagnetic particles coated with mouse monoclonal anti-EPO, blocking reagent and the alkaline phosphatase conjugate. After incubation in a reaction vessel, materials bound to the solid phase are held in a magnetic field while unbound materials are washed away. Then, the chemiluminescent substrate Lumi-Phos 530 is added to the vessel and light generated by the reaction is measured with a luminometer. The light production is directly proportional to the concentration of EPO in the sample. The amount of analyte in the sample is determined from a stored, multi-point calibration curve.(Instruction manual: Beckman Coulter Access EPO.Beckman Coulter, Inc; 2019) | 1 to 3 days | 14 days | This test has been cleared, approved, or is exempt by the US Food and Drug Administration and is used per manufacturer's instructions. Performance characteristics were verified by Mayo Clinic in a manner consistent with CLIA requirements. | 82668 | Erythropoietin (EPO), S | 15061-5 | EPO | Erythropoietin (EPO), S | 15061-5
E157C | Escherichia coli O157:H7 Culture, Feces | Determining whetherEscherichia coliO157:H7 may be the cause of diarrhea Reflexive testing for Shiga toxin and/orE coliO157:H7nucleic acid amplification test-positive feces This test is generallynot usefulforpatients hospitalized more than 3 days because the yield from specimens from these patients is very low, as is the likelihood of identifying a pathogen that has not been detected previously. | Conventional Culture | Yes | E. coli O157:H7 Culture, F | When this test is ordered, the reflex tests may be performed at an additional charge. | Patient Preparation:Medications: Do not use barium or bismuth before specimen collection. Supplies:Culture and Sensitivity Stool Transport Vial (T058) Container/Tube:Commercially available transport system specific for recovery of enteric pathogens from fecal specimens (15 mL of non-nutritive transport medium containing phenol red as a pH indicator, either Cary-Blair or Para-Pak C and S) Specimen Volume:Representative portion of fecal specimen Collection Instructions: 1. Collect fresh feces and submit 1 gram or 5 mL in container with transport medium. 2. Place feces in preservative within 2 hours of collection. 3. Place vial in a sealed plastic bag. | 1 mL | Diarrhea may be caused by a number of agents, including bacteria, viruses, parasites, and chemicals; these agents may result in similar symptoms. A thorough patient history covering symptoms, severity and duration of illness, age, travel history, food consumption, history of recent antibiotic use, and illnesses in the family or other contacts will help the healthcare provider determine the appropriate testing to be performed. Shiga toxin-producingEscherichia coli(STEC) areE colistrains capable of producing Shiga toxin, which can result in diarrhea that can be bloody. The incubation period between exposure and symptom onset is 1 to 9 days. Hemolytic-uremic syndrome (HUS) is a systemic complication of STEC infection and is characterized by kidney failure, microangiopathic hemolytic anemia, and nonimmune thrombocytopenia. HUS complicates approximately 15% of STEC infections in children younger than 10 years and 6% to 9% overall. Treatment of STEC infection consists of supportive care. Antibiotic therapy is generally not beneficial in patients with STEC infection and has been associated with development of HUS in some studies. Thus, when STEC is clinically suspected, antibiotics should be withheld. Antiperistaltic agents also increase the risk of systemic complications and should be avoided. | No growth of pathogen | The growth ofEscherichia coliO157:H7 identifies a potential cause of diarrhea. | The yield ofEscherichia coliO157:H7 is reduced when specimens are delayed in transit to the laboratory (>2 hours from collection for unpreserved specimens). Check local public health requirements, which may require submission of isolates to a public health laboratory. Primary testing for Shiga toxin-producingE coliusing Shiga toxin PCR and not specifically just forE coliO157:H7 is recommended because roughly half of Shiga toxin-producingE coliare not O157:H7. Susceptibilities shouldnotbe performed onE coliO157:H7 since antibiotics are not used for treatment. Any healthcare provider contemplating a request for susceptibility testing onE coliO157:H7 should consult with the Laboratory Section Director for guidance. | 1. DuPont HL. Persistent diarrhea: A clinical review. JAMA. 2016;315(24):2712-2723. doi:10.1001/jama.2016.7833 2. Page AV, Liles WC. EnterohemorrhagicEscherichia coliinfections and the hemolytic-uremic syndrome. Med Clin North Am. 2013;97(4):681-695 3. Nelson JM, Griffin PM, Jones TF, et al. Antimicrobial and antimotility agent use in persons with shiga toxin-producingEscherichia coliO157 infection in FoodNet Sites. Clin Infect Dis. 2011;52(9):1130-1130 | The fecal specimen is inoculated onto sorbitol MacConkey agar. After incubation, suspect colonies are identified using one or a combination of the following techniques: matrix-assisted laser desorption/ionization time-of-flight (MALDI-TOF) mass spectrometry, conventional biochemical tests, carbon source utilization, serologic methods, or nucleic acid sequencing of the 16S ribosomal RNA gene. Isolates are reported asEscherichia coliO157:H7 orEscherichia coliO157, unable to detect H7 antigen.(Pillai DR, Griener T: Culture forCampylobacterand related organisms. In: Leber AL, Church DL, eds. Clinical Microbiology Procedures Handbook. 4th ed. ASM Press; 2016:Section 3.8.2) | 2 to 4 days | 7 days | This test has been cleared, approved, or is exempt by the US Food and Drug Administration and is used per manufacturer's instructions. Performance characteristics were verified by Mayo Clinic in a manner consistent with CLIA requirements. | 87046-Escherichia coliO157:H7 Culture, Stool-with isolation and preliminary examination87077-Bacteria Identification (if appropriate)87153-Aerobe Ident by Sequencing (if appropriate)87077-Additional Identification Procedure (if appropriate)87147-Serologic Agglut Method 2 Ident (if appropriate)87077-Ident by MALDI-TOF mass spec (if appropriate) | E. coli O157:H7 Culture, F | 10851-4 | E157C | E. coli O157:H7 Culture, F | 10851-4
ESR1T | ESR1 Mutation Analysis, Next-Generation Sequencing, Tumor | Assisting in the clinical management of patients with metastatic breast cancer by identifying tumors with evolving resistance to endocrine therapy Stratifying prognosis of metastatic breast cancer | Sequence Capture and Targeted Next-Generation Sequencing (NGS) | Yes | ESR1 Mutations Analysis, Tumor | When this test is ordered, slide review will always be performed at an additional charge. | This assay requires at least 20% tumor nuclei. NOTE: Submit tissue from either local recurrence or metastatic disease collected after endocrine therapy has been administered (see Clinical Information for more details). -Preferred amount of tumor area with sufficient percent tumor nuclei: tissue 216 mm(2) -Minimum amount of tumor area: tissue 36 mm(2) -These amounts are cumulative over up to 10 unstained slides and must have adequate percent tumor nuclei. -Tissue fixation: 10% neutral buffered formalin, not decalcified -For specimen preparation guidance, seeTissue Requirement for Solid Tumor Next-Generation Sequencing. In this document, the sizes are given as 4 mm x 4 mm x 10 slides as preferred: approximate/equivalent to 144 mm(2) and the minimum as 3 mm x 1 mm x 10 slides: approximate/equivalent to 36 mm(2). Preferred: Specimen Type:Tissue block Collection Instructions: Submit a formalin-fixed, paraffin-embedded tissue block with acceptable amount of tumor tissue. Acceptable: Specimen Type:Tissue slides Slides: 1 Stained and 10 unstained Collection Instructions: Submit 1 slide stained with hematoxylin and eosin and 10 unstained, nonbaked slides with 5-micron thick sections of the tumor tissue. Note:The total amount of required tumor nuclei can be obtained by scraping up to 10 slides from the same block. Additional Information: Unused unstained slides will not be returned. Specimen Type:Cytology slides (direct smears or ThinPrep) Slides:1 to 3 Slides Collection Instructions:Submit 1 to 3 slides stained and coverslipped with a preferred total of 5000 nucleated cells, or a minimum of at least 3000 nucleated cells. Note:Glass coverslips are preferred; plastic coverslips are acceptable but will result in longer turnaround times. Additional Information: Cytology slides will not be returned. | See Specimen Required | TheESR1(estrogen receptor 1) gene encodes an estrogen receptor that regulates cell growth through activation of downstream signaling pathways upon binding of estrogen. Tumors demonstrating estrogen receptor expression by immunohistochemistry (ER-positive) are candidates for endocrine therapy, such as selective estrogen receptor modulators (SERM), selective estrogen receptor degraders/downregulators (SERD), and aromatase inhibitors.ESR1mutations are rarely observed in untreated breast cancers; however, mutations in the ligand-binding domain ofESR1can occur secondarily after exposure to aromatase inhibitors and other endocrine therapies in ER-positive metastatic breast tumors, frequently with multiple different mutations inESR1occurring together. Current data suggests thatESR1mutations mediate resistance to endocrine therapy. Studies also suggest thatESR1mutations are an independent indicator of poor prognosis. This test assesses for somatic mutations inESR1, including the ligand-binding domain(exons 4-9 in reference transcript NM_001122740). Breast cancers with mutations in the ligand binding domain ofESR1may be responsive to elacestrant (Orserdu), an endocrine therapy in the SERD class of drugs that is clinically approved for postmenopausal women or adult men with ER-positive,HER2-negative,ESR1-mutated advanced or metastatic breast cancer with disease progression following at least one line of endocrine therapy. | An interpretive report will be provided. | The interpretation of molecular biomarker analysis includes an overview of the results and the associated diagnostic, prognostic, and therapeutic implications. | This test cannot differentiate between somatic and germline alterations. Additional testing may be necessary to clarify the significance of results if there is a potential hereditary risk. DNA variants of uncertain significance may be identified. A negative result does not rule out the presence of a variant that may be present but below the limits of detection of this assay. The analytical sensitivity of this assay for sequence reportable alterations is 5% mutant allele frequency with a minimum coverage of 500X in a sample with 20% or more tumor content. Point mutations and small deletion-insertion mutations will be detected in theESR1gene only. This test may detect single exon deletions but does not detect multiexon deletions, duplications, or genomic copy number variants. Variant allele frequency (VAF) is the percentage of sequencing reads supporting a specific variant divided by the total sequencing reads at that position. In somatic testing, VAF should be interpreted in the context of several factors including, but not limited to: tumor purity/heterogeneity/copy number status (ploidy, gains/losses, loss of heterozygosity) and sequencing artifact/misalignment.(1,2) Rare polymorphisms may be present that could lead to false-negative or false-positive results. The presence or absence of a variant may not be predictive of response to therapy in all patients. Test results should be interpreted in the context of clinical, tumor sampling, histopathological, and other laboratory data. If results obtained do not match other clinical or laboratory findings, contact the laboratory for discussion. Misinterpretation of results may occur if the information provided is inaccurate or incomplete. Reliable results are dependent on adequate specimen collection and processing. This test has been validated on cytology slides and formalin-fixed, paraffin-embedded tissues; other types of fixatives are discouraged. Improper treatment of tissues, such as decalcification, may cause polymerase chain reaction failure. | 1. Strom SP. Current practices and guidelines for clinical next-generation sequencing oncology testing. Cancer Biol Med. 2016;13(1):3-11. doi:10.28092/j.issn.2095-3941.2016.0004 2. Spurr L, Li M, Alomran N, et al. Systematic pan-cancer analysis of somatic allele frequency. Sci Rep. 2018;8(1):7735. Published 2018 May 16. doi:10.1038/s41598-018-25462-0 3. Arenedos M, Vicier C, Loi S, et al. Precision medicine for metastatic breast cancer-limitations and solutions. Nat Rev Clin Oncol. 2015;12(12):693-704. doi: 10.1038/nrclinonc.2015.123 4. Angus L, Beije N, Jager A, et al. ESR1 mutations: Moving towards guiding treatment decision-making in metastatic breast cancer patients. Cancer Treat Rev. 2017;52:33-40. doi: 10.1016/j.ctrv.2016.11.001 5. Gradishar WJ, Moran MS, Abraham J, et al. NCCN Guidelines Insights: Breast Cancer, version 4.2021. J Natl Compr Canc Netw. 2021;19(5):484-493. doi: 10.6004/jnccn.2021.0023 6. Toy W, Shen Y, Won H, et al. ESR1 ligand-binding domain mutations in hormone-resistant breast cancer. Nat Genet. 2013;45(12):1439-1445. doi: 10.1038/ng.2822 7. Robinson DR, Wu YM, Vats P, et al. Activating ESR1 mutations in hormone-resistant metastatic breast cancer. Nat Genet. 2013;45(12):1446-1451. doi: 10.1038/ng.2823 8. Toy W, Weir H, Razavi P, et al. Activating ESR1 mutations differentially affect the efficacy of ER antagonists. Cancer Discov. 2017;7(3):277-287. doi: 10.1158/2159-8290.CD-15-1523 9.Bidard FC, Kaklamani VG, Neven P et al. Elacestrant (oral selective estrogen receptor degrader) versus standard endocrine therapy for estrogen receptor-positive, human epidermal growth factor receptor 2-negative advanced breast cancer: results from the randomized phase III EMERALD trial. J Clin Oncol. 2022;40(28):3246-3256 | Next-generation sequencing is performed to evaluate the presence of a mutation in all coding regions of theESR1gene.SeeTargeted Genes and Methodology Details for ESR1 Mutation Analysisfor details regarding the targeted gene regions evaluated by this test.(Unpublished Mayo method) A pathology review and macro dissection to enrich for tumor cells are performed prior to slide scraping | 12 to 20 days | FFPE tissue block: Unused portions of blocks will be returned within 10-14 days after testing is complete; FFPE tissue/cytology slides: Unused tissue slides are stored indefinitely; Digital images are obtained and stored for all slides used in testing. | This test was developed and its performance characteristics determined by Mayo Clinic in a manner consistent with CLIA requirements. It has not been cleared or approved by the US Food and Drug Administration. | 88381 - Microdissection, manual81479 | ESR1 Mutations Analysis, Tumor | 102116-1 | 617936 | Released By | 18771-6
FFES | Estradiol Free, Serum (includes Estradiol and SHBG) |  | Liquid chromatography tandem mass spectrometry (LC/MS/MS); equilibrium dialysis; immunoradiometric assay (IRMA) | Yes | Free Estradiol with SHBG | Serum Red | Draw blood in a plain red-top tube (serum gel tube is acceptable). Spin down, pour off into plastic vial within 45 minutes of collection, and send 3 mL serumfrozen. | 1.0 mL Note: This volume does not allow for repeat testing. |  | Estradiol, SerumMS Units: pg/mL AgeRange Newborn Levels are markedly elevated at birth and fallrapidlyduring the first week to prepubertal valuesof <15. Males <6 m Levels increase to 10 - 32 between 30 and 60days, then decline to prepubertal levels of <15 bysixmonths. Females <1 y Levels increase to 5.0 - 50 between 30 and 60days,then decline to prepubertal levels of <15during thefirst year. Prepubertal<15 Adult Males8.0 - 35 Adult Females Follicular30 - 100 Luteal70 - 300 Postmenopausal<15 Free Estradiol, Percent Units: % AgeRange Adult Males1.7 - 5.4 Adult Females1.6 - 3.6 Free Estradiol, Serum Units: pg/mL AgeRange Adult Males0.2 - 1.5 Adult Females0.6 - 7.1 Sex Hormone Binding Globulin Units: nmol/L AgeRange Infants (1 - 23m)60.0 - 252.0 Prepubertal72.0 - 220.0 Pubertal Males16.0 - 100.0 Females36.0 - 125.0 AdultMales 20 - 49 y16.5 - 55.9 >49y19.3 - 76.4 Adult Females 20 – 49y24.6 - 122.0 >49y17.3 - 125.0 |  |  |  |  | 10 to 16 days |  | This test was developed and its performance characteristics determined by LabCorp. It has not been cleared or approved by the Food and Drug Administration. | 82681 – Free Estradiol84270 - Sex Hormone binding globulin82670 - Estradiol | Free Estradiol with SHBG | Not Provided | Z0259 | Estradiol, Serum | 35384-7
ESTS | Estradiol, Rapid, Immunoassay, Serum | Rapid assessment of ovarian status, including follicle development, for assisted reproduction protocols (eg, in vitro fertilization) Establishing time of ovulation and optimal time for conception | Electrochemiluminescent Immunoassay | Yes | Estradiol Rapid, Immunoassay, S | Serum | Patient Preparation: For 12 hours before specimen collection do nottake multivitamins or dietary supplements containing biotin (vitamin B7), which is commonly found in hair, skin, and nail supplements and multivitamins. Collection Container/Tube: Preferred:Serum gel Acceptable:Red top Submission Container/Tube:Plastic vial Specimen Volume:0.5 mL Collection Instructions: 1. Serum gel tubes should be centrifuged within 2 hours of collection. 2. Red-top tubes should be centrifuged, and the serum aliquoted into a plastic vial within 2 hours of collection. | 0.4 mL | Estrogens are responsible for the development and maintenance of female sex organs and female secondary sex characteristics. In conjunction with progesterone, they participate in regulation of the menstrual cycle, breast and uterine growth, and in the maintenance of pregnancy. Estrogens affect calcium homeostasis and have a beneficial effect on bone mass. They decrease bone resorption and, in prepubertal girls, estrogen accelerates linear bone growth. Long-term estrogen depletion is associated with loss of bone mineral content, an increase in stress fractures, and postmenopausal osteoporosis. The 3 most biologically active estrogens in order of potency are estrone (E1), estradiol (E2), and estriol (E3). Estrogens are produced primarily in the ovary (follicle, corpus luteum), but small quantities are also formed in the testes and in the adrenal cortex. During pregnancy, estrogens are mainly formed in the placenta. About 98% of estradiol is bound to transport proteins (sex hormone-binding globulin) and albumin. Estrogen secretion is biphasic during the menstrual cycle. The determination of E2 is utilized clinically in the elucidation of fertility disorders in the hypothalamus-pituitary-gonad axis, gynecomastia, estrogen-producing ovarian and testicular tumors, and in hyperplasia of the adrenal cortex. Additional clinical indications are the monitoring of fertility therapy and determining the time of ovulation within the framework of in vitro fertilization. The laboratory plays an important role in the process of ovulation induction. The principle involves administration of gonadotropins to stimulate follicular growth, followed by human chorionic gonadotropin (hCG) to stimulate ovulation follicular maturation. Clinical, laboratory, and ultrasound monitoring of the treatment cycle is necessary to identify the dose and length of therapy, determine when or whether to administer hCG, and obtain an adequate ovulatory response while avoiding hyperstimulation. | Males: 10-40 pg/mL Females Premenopausal: 15-350 pg/mL* Postmenopausal: <10 pg/mL *Estradiol concentrations vary widely throughout the menstrual cycle | Optimal time for conception is within 48 to 72 hours following the midcycle estradiol peak. Serial specimens must be drawn over several days to evaluate baseline and peak estradiol levels. Low baseline levels and a lack of rise, as well as persistent high levels without midcycle rise, are indicative of anovulatory cycles. For determining the timing of initiation of ovarian stimulation in in vitro fertilization (IVF) studies, low levels before stimulation are critical, as higher values often are associated with poor stimulation cycles. Before final human chorionic gonadotropin (hCG) stimulation at mid-IVF cycle, estradiol concentrations above 2000 to 3000 pg/mL are considered by some IVF specialists to be indicative of an increased likelihood of ovarian hyperstimulation and it may be advisable to consider withholding further hCG stimulation. Estradiol (E2) concentrations below 200 pg/mL following midcycle stimulation (hCG or follicle-stimulating hormone [FSH]) are associated with very low pregnancy success rates. E2 concentrations change during the menstrual cycle, as follows: -less than 50 pg/mL before midfollicular phase -250 to 500 pg/mL midcycle peak as the follicle matures -Abrupt decrease after ovulation -125 pg/mL peak during the luteal phase Estrogen replacement in reproductive-age women should aim to mimic natural estrogen levels as closely as possible. E2 levels should be within the reference range for premenopausal women and luteinizing hormone and FSH should be within the normal range. | The limit of quantitation for estradiol measured by immunoassay is 25 pg/mL. Liquid chromatography-tandem mass spectrometry (LC-MS/MS) is the preferred method for measurement of low serum estradiol concentrations in children, males, and postmenopausal females (EEST / Estradiol, Serum). For assays employing antibodies, the possibility exists for interference by human anti-animal antibodies (ie, heterophile antibodies) in the patient sample. Patients who have been regularly exposed to animals or have received immunotherapy or diagnostic procedures utilizing immunoglobulins or immunoglobulin fragments may produce antibodies (eg, human antimouse antibodies: HAMA) that interfere with immunoassays. This may falsely elevate or falsely decrease the results. Interference due to extremely high titers of antibodies to analyte-specific antibodies, streptavidin, or ruthenium can occur. Fulvestrant is a member of a class of drugs called selective estrogen receptor degraders (SERDS). Due to the risk of cross-reactivity, the Roche Elecsys Estradiol assay should not be used when monitoring estradiol concentrations in patients being treated with Fulvestrant. In these patients, estradiol concentrations should be measured using mass spectrometry (EEST / Estradiol, Serum). | 1. Rifai N, Chiu RWK, Young I, Burnham CAD, Wittwer CT, eds. Tietz Textbook of Laboratory Medicine. 7th ed. Elsevier; 2023 2. Practice Committee of the American Society for Reproductive Medicine. Ovarian hyperstimulation syndrome. Fertil Steril. 2008 Nov;90(5 Suppl):S188-S193 | The Roche cobas e801 Estradiol III method is a competitive electrochemiluminescence immunoassay that employs a polyclonal antibody. Estradiol in the specimen reacts with an estradiol-specific biotinylated antibody forming an immunocomplex. Streptavidin-coated microparticles and an estradiol-derivative ruthenium complex are added, and the mixture becomes bound to the solid phase via interaction of biotin and streptavidin. The mixture is aspirated into the measuring cell where the microparticles are magnetically captured onto the surface of the electrode. Unbound substances are then removed with ProCell. Application of voltage to the electrode induces the chemiluminescent emission, which is then measured.(Package insert: Elecsys Estradiol III. Roche Diagnostics; V6, 08/2020) | Same day/1 to 2 days | 7 days | This test has been cleared, approved, or is exempt by the US Food and Drug Administration and is used per manufacturer's instructions. Performance characteristics were verified by Mayo Clinic in a manner consistent with CLIA requirements. | 82670 | Estradiol Rapid, Immunoassay, S | 2243-4 | ESTS | Estradiol Rapid, Immunoassay, S | 2243-4
EEST | Estradiol, Serum | All applications that require moderately sensitive measurement of estradiol: -Evaluation of hypogonadism and oligo-amenorrhea in females -Assessing ovarian status, including follicle development, for assisted reproduction protocols (eg, in vitro fertilization) -In conjunction with luteinizing hormone measurements, monitoring of estrogen replacement therapy in hypogonadal premenopausal women -Evaluation of feminization, including gynecomastia, in males -Diagnosis of estrogen-producing neoplasms in males and, to a lesser degree, females -As part of the diagnosis and workup of precocious and delayed puberty in females, and, to a lesser degree, males -As part of the diagnosis and workup of suspected disorders of sex steroid metabolism (eg, aromatase deficiency and 17 alpha-hydroxylase deficiency) -As an adjunct to clinical assessment, imaging studies and bone mineral density measurement in the fracture risk assessment of postmenopausal women, and, to a lesser degree, older men -Monitoring low-dose female hormone replacement therapy in postmenopausal women -Monitoring antiestrogen therapy (eg, aromatase inhibitor therapy) | Liquid Chromatography Tandem Mass Spectrometry (LC-MS/MS) | Yes | Estradiol, Mass Spectrometry, S | For more information seeSteroid Pathways. | Supplies:Sarstedt Aliquot Tube, 5 mL (T914) Collection Container/Tube:Red top(SST/serum gel tubes arenot acceptable) Submission Container/Tube:Plastic vial Specimen Volume:1.2 mL Collection Instructions:Within 2 hours of collection, centrifuge and aliquot serum into a plastic vial. Additional Information:For more information seeSteroid Pathways. | 0.7 mL | Estrogens are involved in development and maintenance of the female phenotype, germ cell maturation, and pregnancy. They also are important for many other, nongender-specific processes, including growth, nervous system maturation, bone metabolism/remodeling, and endothelial responsiveness. The 2 major biologically active estrogens in nonpregnant humans are estrone (E1) and estradiol (E2). A third bioactive estrogen, estriol (E3), is the main pregnancy estrogen, but plays no significant role in nonpregnant women or men. E2 is produced primarily in ovaries and testes by aromatization of testosterone. Small amounts are produced in the adrenal glands and some peripheral tissues, most notably fat. By contrast, most of the circulating E1 is derived from peripheral aromatization of androstenedione (mainly adrenal). E2 and E1 can be converted into each other, and both can be inactivated via hydroxylation and conjugation. E2 demonstrates 1.25 to 5 times the biological potency of E1. E2 circulates at 1.5 to 4 times the concentration of E1 in premenopausal, nonpregnant women. E2 levels in men and postmenopausal women are much lower than in nonpregnant women, while E1 levels differ less, resulting in a reversal of the premenopausal E2:E1 ratio. E2 levels in premenopausal women fluctuate during the menstrual cycle. They are lowest during the early follicular phase. E2 levels then rise gradually until 2 to 3 days before ovulation, at which stage they start to increase much more rapidly and peak just before the ovulation-inducing luteinizing hormone (LH)/follicle stimulating hormone (FSH) surge at 5 to 10 times the early follicular levels. This is followed by a modest decline during the ovulatory phase. E2 levels then increase again gradually until the midpoint of the luteal phase and, thereafter, decline to trough, early follicular levels. Measurement of serum E2 forms an integral part of the assessment of reproductive function in females, including assessment of infertility, oligo-amenorrhea, and menopausal status. In addition, it is widely used for monitoring ovulation induction, as well as during preparation for in vitro fertilization. For these applications E2 measurements with modestly sensitive assays suffice. However, extra sensitive E2 assays, simultaneous measurement of E1, or both are needed in a number of other clinical situations. These include inborn errors of sex steroid metabolism, disorders of puberty, estrogen deficiency in men, fracture risk assessment in menopausal women, and increasingly, therapeutic drug monitoring, either in the context of low-dose female hormone replacement therapy or antiestrogen treatment. For more information seeSteroid Pathways. | Tanner stages#,Mean age,Reference range, Stage I (>14 days and prepubertal),7.1 years,Undetectable-13 pg/mL, Stage II,12.1 years,Undetectable-16 pg/mL, Stage III,13.6 years,Undetectable-26 pg/mL, Stage IV,15.1 years,Undetectable-38 pg/mL, Stage V,18 years,10-40 pg/mL, Tanner stages#,Mean age,Reference range, Stage I (>14 days and prepubertal),7.1 years,Undetectable-20 pg/mL, Stage II,10.5 years,Undetectable-24 pg/mL, Stage III,11.6 years,Undetectable-60 pg/mL, Stage IV,12.3 years,15-85 pg/mL, Stage V,14.5 years,15-350 pg/mL**, | Estradiol (E2) levels below the premenopausal reference range in young females indicate hypogonadism. If luteinizing hormone (LH) and follicle stimulating hormone (FSH) levels are elevated, primary gonadal failure is diagnosed. The main causes are genetic (eg, Turner syndrome, familial premature ovarian failure), autoimmune (eg, autoimmune ovarian failure, possibly as part of autoimmune polyglandular endocrine failure syndrome type II), and toxic (eg, related to chemotherapy or radiation therapy for malignant disease). If LH/FSH levels are low or inappropriately "normal," a diagnosis of hypogonadotrophic hypogonadism is made. This can have functional causes, such as starvation, overexercise, severe physical or emotional stress, and heavy drug and/or alcohol use. It also can be caused by organic disease of the hypothalamus or pituitary. Further workup is usually necessary, typically including measurement of pituitary hormones (particularly prolactin), and possibly imaging. Irregular or absent menstrual periods with normal or high E2 levels (and often high estrone: E1 levels) are indicative of possible polycystic ovarian syndrome, androgen producing tumors, or estrogen producing tumors. Further workup is required and usually includes measurement of total and bioavailable testosterone, androstenedione, dehydroepiandrosterone (sulfate), sex hormone-binding globulin, and possibly imaging. E2 levels change during the menstrual cycle, as follows: -Post-menses, levels may be as low as 15 pg/mL -Levels then rise during the follicular phase to a preovulatory peak, typically in the 300+ pg/mL range -Levels fall in the luteal phase -Menses typically occur when E2 levels are in the 50 to 100 pg/mL range E2 analysis may be helpful in establishing time of ovulation and optimal time for conception. Optimal time for conception is within 48 to 72 hours following the midcycle E2 peak. Serial specimens must be collected over several days to evaluate baseline and peak total estrogen (E1 + E2) levels. Low baseline levels and a lack of rise, as well as persistent high levels without midcycle rise, are indicative of anovulatory cycles. For determining the timing of initiation of ovarian stimulation in in vitro fertilization studies, low levels (around 30 pg/mL) before stimulation, are critical, as higher values often are associated with poor stimulation cycles. Estrogen replacement in reproductive-age women should aim to mimic natural estrogen levels as closely as possible. E2 levels should be within the reference range for premenopausal women, LH/FSH should be within the normal range, and E2 levels should ideally be higher than E1 levels. The current recommendations for postmenopausal female hormone replacement are to administer therapy in the smallest beneficial doses for as briefly as possible. Ideally, E2 and E1 levels should be held below, or near, the lower limit of the premenopausal female reference range. Postmenopausal women and older men in the lowest quartile of E2 levels are at increased risk of osteoporotic fractures. E2 levels are typically less than 5 pg/mL in these patients. Antiestrogen therapy with central or peripheral acting agents that are not pure receptor antagonists usually aims for complete suppression of E2 production, and in the case of aromatase inhibitors, complete E1 and E2 suppression. Gynecomastia or other signs of feminization in males may be due to an absolute or relative (in relation to androgens) surplus of estrogens. Gynecomastia is common during puberty in boys. Unless E1, E2, or testosterone levels exceed the adult male reference range, the condition is usually not due to hormonal disease (though it sometimes may still result in persistent breast tissue, which later needs to be surgically removed). For adults with gynecomastia, the workup should include testosterone and adrenal androgen measurements, in addition to E2 and E1 measurements. Causes for increased E1 or E2 levels include: -High androgen levels caused by tumors or androgen therapy (medical or sport performance enhancing), with secondary elevations in E1 and E2 due to aromatization -Obesity with increased tissue production of E1 -Decreased E1 and E2 clearance in liver disease -Estrogen producing tumors -Estrogen ingestion Normal E1 and E2 levels in males may also be associated with feminization or gynecomastia if bioavailable testosterone levels are low due to primary/secondary testicular failure. This may occur, for example, when patients are receiving antiandrogen therapy or other drugs with antiandrogenic effects (eg, spironolactone, digitalis preparations). The gonadotrophin-releasing hormone stimulation test remains the central part of the workup for precocious puberty. However, baseline sex steroid and gonadotrophin measurements also are important. Prepubertal girls have E2 levels below 10 pg/mL (most <5 pg/mL). Levels in prepubertal boys are less than half the levels seen in girls. LH/FSH are very low or undetectable. E1 levels also are low but may rise slightly in obese children after onset of adrenarche. E2, which is produced in the gonads, should remain low in these children. In true precocious puberty, both E2 and LH/FSH levels are elevated above the prepubertal range. Elevation of E2 or E1 alone suggests pseudo-precocious puberty, possibly due to a sex steroid-producing tumor. In delayed puberty, estrogens and gonadotrophins are in the prepubertal range. A rise over time predicts the spontaneous onset of puberty. Persistently low estrogens and elevated gonadotrophins suggest primary ovarian failure, while low gonadotrophins suggest hypogonadotrophic hypogonadism. In this latter case, Kallmann syndrome (or related disorders) or hypothalamic/pituitary tumors should be excluded in well-nourished children. Inherited disorders of sex steroid metabolism are usually associated with production abnormalities of other steroids, most notably a lack of cortisol. Aromatase deficiency is not associated with cortisol abnormalities and usually results in some degree of masculinization in affected female patients , as well as primary failure of puberty. Male patientsmay show delayed puberty and delayed epiphyseal closure, as well as low bone-density. E2 and E1 levels are very low or undetectable. Various forms of testicular feminization are due to problems in androgen signaling pathways and are associated with female (or feminized) phenotypes in genetic males. E2 and E1 levels are above the male reference range, usually within the female reference range, and testosterone levels are very high. For more information seeSteroid Pathways. | Fulvestrant is a member of a new class of drugs called "selective estrogen receptor degraders" (SERDS). Fulvestrant has modest cross reactivity (1%-5%) in estradiol immunoassays, but because the peak dose levels of this drug are between 10-fold (reproductive age women) and greater than 200-fold (postmenopausal women) higher than the naturally circulating estradiol concentrations in the treated women, this causes dramatically false-high estradiol results in immunoassays, when blood sampling occurs in close temporal proximity to dosing. By contrast, estradiol measurements by mass spectrometry display greater than 1000-fold lower cross reactivity (<0.001%), meaning that the impact of Fulvestrant on serum estradiol measurements by mass spectrometry is negligible, even if blood sampling occurs at peak dose. | 1. Bidlingmaier F, Wagner-Barnack M, Butenandt O, Knorr D. Plasma estrogens in childhood and puberty under physiologic and pathologic conditions. Pediatr Res. 1973;7(11):901-907 2. Elmlinger MW, Kuhnel W, Ranke MB. Reference ranges for serum concentrations of lutropin (LH), follitropin (FSH), estradiol (E2), prolactin, progesterone, sex hormone-binding globulin (SHBG), dehydroepiandrosterone sulfate (DHEAS), cortisol and ferritin in neonates, children and young adults. Clin Chem Lab Med. 2002;40 (11):1151-1160 3. Cummings SR, Browner WS, Bauer D, et al. Endogenous hormones and the risk of hip and vertebral fractures among older women. N Engl J Med. 1998;339(11):733-738 4. Lughetti L, Predieri B, Ferrari M, Gallo C, et al: Diagnosis of central precocious puberty: endocrine assessment. J Pediatr Endocrinol Metab. 2000;13 Suppl 1:709-715 5. Ismail AA, Barth JH. Endocrinology of gynaecomastia. Ann Clin Biochem. 2001;38(Pt 6):596-607 6. Kligman I, Rosenwaks Z. Differentiating clinical profiles: predicting good responders, poor responders, and hyperresponders. Fertil Steril. 2001;76(6):1185-1190 7. Traggiai C, Stanhope R. Delayed puberty. Best Pract Res Clin Endocrinol Metab. 2002;16(1):139-151 8. Anari MR, Bakhtiar R, Zhu B, Huskey, et al. Derivatization of ethynylestradiol with dansyl chloride to enhance electrospray ionization: application in trace analysis of ethynylestradiol in Rhesus monkey plasma. Anal Chem. 2002;74(16):4136-4144 9. Mauras N, Ross JL, Gagliardi P, et al. Randomized trial of aromatase inhibitors, growth hormone, or combination in pubertal boys with idiopathic, short stature. J Clin Endocrinol Metab. 2016;101(12):4984-4993.doi:10.1210/jc.2016-2891 10. Ketha H, Girtman A, Singh RJ. Estradiol assays--The path ahead. Steroids. 2015;99(Pt A):39-44. doi:10.1016/j.steroids.2014.08.009 11. Ingle JN, Cairns J, Suman VJ, et al. Anastrozole has an Association between Degree of Estrogen Suppression and Outcomes in Early Breast Cancer and is a Ligand for Estrogen Receptor a. Clin Cancer Res. 2020;26(12):2986-2996. doi:10.1158/1078-0432.CCR-19-3091 12. Richardson H, Ho V, Pasquet R, et al. Baseline estrogen levels in postmenopausal women participating in the MAP.3 breast cancer chemoprevention trial. Menopause. 2020;27(6):693-700. doi:10.1097/GME.0000000000001568 | The specimen and an internal standard are assayed by liquid chromatography tandem mass spectrometry. The analyte is detected by multiple-reaction monitoring.(Unpublished Mayo method) | 2 to 6 days | 2 weeks | This test was developed and its performance characteristics determined by Mayo Clinic in a manner consistent with CLIA requirements. It has not been cleared or approved by the US Food and Drug Administration. | 82670 | Estradiol, Mass Spectrometry, S | 2243-4 | 81816 | Estradiol, Mass Spectrometry, S | 2243-4
UE3 | Estriol, Unconjugated, Serum | As an adjunct biomarker in the prenatal diagnosis of disorders of fetal steroid metabolism, including Smith-Lemli-Opitz syndrome (1,2) and X-linked ichthyosis (placental sulfatase deficiency disorders) Evaluating primary or secondary fetal adrenal insufficiency after excluding other rare single gene defects, including aromatase deficiency, 17 alpha-hydroxylase deficiency and/or various forms of congenital adrenal hyperplasia | Immunoenzymatic Assay | Yes | Estriol, Unconjugated, S | Serum | Collection Container/Tube: Preferred:Red top Acceptable:Serum gel Submission Container/Tube:Plastic vial Specimen Volume:0.6 mL Collection Instructions:Centrifuge and aliquot serum into a plastic vial. | 0.5 mL | Estrogens are involved in development and maintenance of the female phenotype, germ cell maturation, and pregnancy.There are 3 major biologically active estrogens in humans:estrone (E1), estradiol (E2), and estriol (E3).Like all members of the steroid hormone family, they diffuse into cells and bind to specific nuclear receptors, which in turn alter gene transcription in a tissue specific manner. E2 is the most potent natural human estrogen, closely followed by E1, while E3 possess only 20% of the E2 affinity for the estrogen receptor. In men and nonpregnant women, E1 and E2 are formed from the androgenic steroids, androstenedione and testosterone, respectively. E3 is derived largely through conversion of E2, and to a lesser degree from 16a-metabolites of E1. E2 and E1 can also be converted into each other, and both can be inactivated via hydroxylation and conjugation. During pregnancy E3 becomes the dominant estrogen. The fetal adrenal gland secretes dehydroepiandrosterone-sulfate, which is converted to E3 in the placenta and diffuses into the maternal circulation. The half-life of unconjugated E3 (uE3) in the maternal blood system is 20 to 30 minutes since the maternal liver quickly conjugates E3 to make it more water soluble for urinary excretion. E3 levels increase throughout the course of pregnancy, peaking at term. | Males: <0.07 ng/mL Females: <0.08 ng/mL For SI unit Reference Values, seewww.mayocliniclabs.com/order-tests/si-unint-conversion.html | A low uE3 level can indicate the possibility of aromatase deficiency, congenital adrenal hyperplasia, primary or secondary (including maternal corticosteroid therapy) fetal adrenal insufficiency and/or fetal demise. This test is reported in ng/mL only. If the multiple of the median (MoM) is desired, please consider ordering QUAD1 / Quad Screen (Second Trimester) Maternal, Serum. | In rare cases, some individuals can develop antibodies to mouse or other animal antibodies (often referred to as human anti-mouse antibodies (HAMA) or heterophile antibodies), which may cause interference in some immunoassays. Caution should be used in interpretation of results and the laboratory should be alerted if the result does not correlate with the clinical presentation. | 1.Bradley LA, Palomaki GE, Knight GJ, et al. Levels of unconjugated estriol and other maternal serum markers in pregnancies with Smith Lemli Opitz (RSH) syndrome fetuses [letter]. Am J Med Genet. 1999;82:355-358 2.Reisch N, Idkowiak J, Hughes B. Prenatal diagnosis of congenital adrenal hyperplasia caused by P450 oxidoreductase deficiency.J Clin Endocrinol Metab. 2013;98(3):E528-E536. doi:10.1210/jc.2012-3449 3. Thaniyaporn S, Chanane W, Supatra S, et al.Association between isolated abnormal levels of maternal serum unconjugated estriol in the second trimester and adverse pregnancy outcomes.J Matern Fetal Neonatal Med.2016;29:13,2093-2097 4.Minsart AF, Van Onderbergen A, Jacques F, et al. Indication of prenatal diagnosis in pregnancies complicated by undetectable second-trimester maternal serum estriol levels. J Prenat Med. 2008;2(3):27-30 5.Yarbrough ML, Stout M, Gronowski AM. Pregnancy and its disorders. In: Rifai N, Horvath AR, Wittwer CT, eds. Tietz Textbook of Clinical Chemistry and Molecular Diagnostics. 6th ed. Elsevier; 2018:1655-1696 | The instrument used is the Beckman Coulter UniCel DxI 800. The Access unconjugated estriol assay is a competitive binding immunoenzymatic assay. A sample is added to a reaction vessel with estriol-alkaline phosphatase conjugate, paramagnetic particles coated with goat anti-rabbit IgG, and polyclonal rabbit anti-estriol. Estriol in the sample competes with estriol-alkaline phosphatase conjugate for a limited number of binding sites on the specific anti-estriol antibody. After incubation in a reaction vessel, materials bound to the solid phase are held in a magnetic field while unbound materials are washed away. Then the chemiluminescent substrate Lumi-Phos 530 is added to the vessel and light generated by the reaction is measured with a luminometer. The light production is inversely proportional to the concentration of estriol in the sample. The amount of analyte in the sample is determined by means of a stored, multipoint calibration curve.(Package Insert: Access Unconjugated Estriol Assay. Beckman Coulter, Inc; 2019) | 1 to 3 days | 14 days | This test has been cleared, approved, or is exempt by the US Food and Drug Administration and is used per manufacturer's instructions. Performance characteristics were verified by Mayo Clinic in a manner consistent with CLIA requirements. | 82677 | Estriol, Unconjugated, S | 2250-9 | UE3 | Estriol, Unconjugated, S | 2250-9
ERBE1 | Estrogen Receptor Beta-1 Immunostain, Technical Component Only | Detection of estrogen receptor-beta 1 protein levels in cancer, including triple-negative breast cancer | Immunohistochemistry (IHC) | Yes | Estrogen Rec Beta1 IHC, Tech Only | For the initial technical component only immunohistochemical (IHC) stain performed, the appropriate bill-only test ID will be reflexed and charged (IHTOI). For each additional technical component only IHC stain performed, an additional bill-only test ID will be reflexed and charged (IHTOA). | Supplies:Immunostain Technical Only Envelope (T693) Specimen Type:Tissue Container/Tube:Immunostain Technical Only Envelope Preferred:2 Unstained positively charged glass slide (25- x 75- x 1-mm) per test ordered; sections 4-microns thick Acceptable:Formalin-fixed, paraffin-embedded tissue block |  | This test is intended to identify the presence of estrogen receptor beta 1 (ER-beta 1) protein. ER-beta 1 is a member of the nuclear receptor superfamily of transcription factors and is the product of theESR2gene on chromosome 14q22-24. Unlike ER-alpha, ER-beta 1 is highly expressed in normal breast epithelium but expression is reduced in many precancerous and cancerous breast tumors. ER-beta 1 is expressed in 30% to 40% of triple negative breast cancers and is associated with improved outcomes in ER-alpha positive tamoxifen treated patients. |  | This test does not include pathologist interpretation, only technical performance of the stain. If interpretation is required, order PATHC / Pathology Consultation for a full diagnostic evaluation or second opinion of the case. The positive and negative controls are verified as showing appropriate immunoreactivity. If a control tissue is not included on the slide, a scanned image of the relevant quality control tissue is available upon request; call 855-516-8404. Interpretation of this test should be performed in the context of the patient's clinical history and other diagnostic tests by a qualified pathologist. | Age of a cut paraffin section can affect immunoreactivity. Stability thresholds vary widely among published literature and are antigen dependent. Best practice is for paraffin sections to be cut within 6 weeks. | 1. Kim TJ, Lee A, Choi YJ, Song BJ, et al. Prognostic significance of high expression of ER-beta in surgically treated ER-positive breast cancer following endocrine therapy. J Breast Cancer. 2012;15(1):79-86. doi:10.4048/jbc.2012.15.1.79 2. Reese JM, Suman VJ, Subramaniam M, et al. ER beta1: Characterization, prognosis, and evaluation of treatment strategies in ER alpha-positive and-negative breast cancer. BMC Cancer. 2014;14:749-764 3. Wu X, Subramaniam M, Negron V, et al. Development, characterization, and applications of a novel estrogen receptor beta monoclonal antibody. J Cell Biochem. 2012;113:711-723 4. Marotti J, Collins L, Hu R. Estrogen receptor-beta expression in invasive breast cancer in relation to molecular phenotype: Results from the Nurses' Health Study. Mod Pathol. 2010; 23,197-204 5. Magaki S, Hojat SA, Wei B, So A, Yong WH. An introduction to the performance of Immunohistochemistry. Methods Mol Biol. 2019;1897:289-298. doi:10.1007/978-1-4939-8935-5_25 | Immunohistochemistry on sections of paraffin-embedded tissue.(Unpublished Mayo method) | 1 to 3 days | Until staining is complete. | This test has been cleared, approved, or is exempt by the US Food and Drug Administration and is used per manufacturer's instructions. Performance characteristics were verified by Mayo Clinic in a manner consistent with CLIA requirements. | 88342-TC, primary88341-TC, if additional IHC | Estrogen Rec Beta1 IHC, Tech Only | Order only;no result | 71492 | Estrogen Rec Beta1 IHC, Tech Only | Bill only; no result
ESTR | Estrogen Receptor Immunostain, Technical Component Only | Qualitative detection of estrogen receptor alpha protein in a diagnostic setting | Immunohistochemistry (IHC) | Yes | Estrogen Rec IHC, Tech Only | For the initial technical component only immunohistochemical (IHC) stain performed, the appropriate bill-only test ID will be reflexed and charged (IHTOI). For each additional technical component only IHC stain performed, an additional bill-only test ID will be reflexed and charged (IHTOA). | Supplies:Immunostain Technical Only Envelope (T693) Specimen Type:Tissue Container/Tube:Immunostain Technical Only Envelope Preferred:2 Unstained positively charged glass slide (25- x 75- x 1-mm) per test ordered; sections 4-microns thick Acceptable:Formalin-fixed, paraffin-embedded tissue block |  | Estrogen receptor alpha protein expression is limited to normal and neoplastic tissues related to the reproductive system (breast, cervix, endometrium, uterus, ovary, and prostate). |  | This test does not include pathologist interpretation, only technical performance of the stain. If interpretation is required, order PATHC / Pathology Consultation for a full diagnostic evaluation or second opinion of the case. The positive and negative controls are verified as showing appropriate immunoreactivity. If a control tissue is not included on the slide, a scanned image of the relevant quality control tissue is available upon request; call 855-516-8404. Interpretation of this test should be performed in the context of the patient's clinical history and other diagnostic tests by a qualified pathologist. | Age of a cut paraffin section can affect immunoreactivity. Stability thresholds vary widely among published literature and are antigen dependent. Best practice is for paraffin sections to be cut within 6 weeks. | 1. Peng Y, Butt YM, Chen B, Zhang X, Tang P. Update on Immunohistochemical Analysis in Breast Lesions. Arch Pathol Lab Med. 2017;141(8):1033-1051. doi:10.5858/arpa.2016-0482-RA 2. Gibert-Ramos A, Lopez C, Bosch R, et al. Immune response profile of primary tumour, sentinel and non-sentinel axillary lymph nodes related to metastasis in breast cancer: an immunohistochemical point of view. Histochem Cell Biol. 2019;152(3):177-193. doi:10.1007/s00418-019-01802-7 3. McCullough AE, Dell'orto P, Reinholz MM, et al. Central pathology laboratory review of HER2 and ER in early breast cancer: an ALTTO trial (BIG 2-06/NCCTG N063D [Alliance]) ring study. Breast Cancer Res Treat. 2014;143(3):485-492. doi:10.1007/s10549-013-2827-0 4. Magaki S, Hojat SA, Wei B, So A, Yong WH. An Introduction to the Performance of Immunohistochemistry. Methods Mol Biol. 2019;1897:289-298. doi:10.1007/978-1-4939-8935-5_25 | Immunohistochemistry on sections of paraffin-embedded tissue.(Unpublished Mayo method) | 1 to 3 days | Until staining is complete. | This test has been cleared, approved, or is exempt by the US Food and Drug Administration and is used per manufacturer's instructions. Performance characteristics were verified by Mayo Clinic in a manner consistent with CLIA requirements. | 88342-TC, primary88341-TC, if additional IHC | Estrogen Rec IHC, Tech Only | Order only;no result | 70740 | Estrogen Rec IHC, Tech Only | Bill only; no result
ERPR | Estrogen/Progesterone Receptor, Semi-Quantitative Immunohistochemistry, Manual | Guiding decisions on hormonal therapy in patients with breast carcinomas This test isnot useful forcases of lobular carcinoma in situ. | Semi-Quantitative Immunohistochemistry | Yes | ER/PR Semi Quant IHC Manual | Special | Supplies:Pathology Packaging Kit (T554) Specimen Type:Breast carcinoma Preferred:A paraffin-embedded tissue block containing in-situ, invasive or metastatic breast carcinoma tissue that has been fixed in 10% neutral buffered formalin within 1 hour from surgical collection time and for a total of 6 to 72 hours and shipped at ambient temperature Acceptable:3 unstained sections, containing carcinoma, on charged slides cut at 4 microns <1 month ago and shipped at ambient temperature Collection Instructions:Submit paraffin-embedded carcinoma tissue Specimen Type:Non-breast carcinoma Preferred:A paraffin-embedded tissue block containing carcinoma tissue that has been fixed in 10% neutral buffered formalin and shipped at ambient temperature Acceptable:3 unstained sections, containing carcinoma, on charged slides cut at 4 microns <1 month ago and shipped at ambient temperature Collection Instructions:Submit paraffin-embedded carcinoma tissue Additional Information: 1. According to the American Society of Clinical Oncology (ASCO)/College of American Pathologists (CAP) guidelines, estrogen/progesterone receptor protein immunohistochemical test results are only valid for nondecalcified, paraffin-embedded specimens fixed in 10% neutral buffered formalin within 1 hour from surgical collection time and for a total time of 6 to 72 hours. Delay to fixation, under- or overfixation may affect these results. 2. Paraffin blocks will be returned with final report. |  | The steroid hormone receptors, estrogen receptor (ER) and progesterone receptor (PR), are commonly used in the management of women with breast cancer. ER and PR status provide an indication of prognosis and of the potential benefit from hormonal therapy. Generally, ER/PR-positive tumors are more likely to respond to endocrine therapy and have a better prognosis, stage-for-stage, than receptor-negative tumors. While the test can be performed on any formalin-fixed, paraffin-embedded tissue, it is infrequently used for non-breast cancer specimens. | Negative: <1% reactive cells Positive: > or =1% reactive cells | Immunoperoxidase-stained slides are examined microscopically by the consulting anatomic pathologist and interpreted as negative (<1% reactive cells), or positive. The percent of reactive cells is provided in the report. | The performance and quality of immunohistochemical (IHC) stains for formalin-fixed, paraffin-embedded tissue depends critically on proper fixation of tissue specimens. IHC staining of steroid hormone receptors is especially sensitive to fixation conditions (see Specimen Required for specific handling instructions). | 1. Hammond ME, Hayes DF, Dowsett M, et al: American Society of Clinical Oncology/College of American Pathologists guideline recommendations for immunohistochemical testing of estrogen and progesterone receptors in breast cancer. Arch Pathol Lab Med. 2010 Jun;134(6):907-22. doi: 10.1043/1543-2165-134.6.907. Erratum in: Arch Pathol Lab Med. 2010 Aug;134(8):1101 2. Allison KH, Hammond MEH, Dowsett M, et al: Estrogen and progesterone receptor testing in breast cancer: ASCO/CAP Guideline Update. J Clin Oncol. 2020 Apr 20;38(12):1346-1366. doi: 10.1200/JCO.19.02309 | Immunoperoxidase staining and detection of estrogen receptor (ER) and progesterone receptor (PR) are performed in formalin-fixed, paraffin-embedded tissue sections using a proprietary kit detection system. The 4-micron tissue sections are deparaffinized, subjected to heat-induced antigen retrieval, and then sequentially incubated with antireceptor monoclonal antibodies (ER clone SP1 and PR clone 1E2) and followed by a proprietary kit detection system. The chromogen, diaminobenzidine, is subsequently applied to the section to produce a brown nuclear precipitate in cells expressing receptors. Sections are lightly counterstained with hematoxylin. Stained slides are examined microscopically by the consulting anatomic pathologist and interpreted as negative (<1% reactive cells), or positive with one of the following ranges: (1%-10% reactive cells), (11%-20% reactive cells), (21%-30% reactive cells), (31%-40% reactive cells), (41%-50% reactive cells), (51%-60% reactive cells), (61%-70% reactive cells), (71%-80% reactive cells), (81%-90% reactive cells), or (91%-100% reactive cells).(Unpublished Mayo method) | 4 to 6 days | 1 week after results are reported. Materials made at Mayo Clinic may be retained at Mayo Clinic indefinitely. | This test has been modified from the manufacturer's instructions. Its performance characteristics were determined by Mayo Clinic in a manner consistent with CLIA requirements. This test has not been cleared or approved by the US Food and Drug Administration. | 88360 x 2 | ER/PR Semi Quant IHC Manual | 10480-2 | MA044 | Tissue was decalcified | 8100-0
ESTF | Estrogens, Estrone (E1) and Estradiol (E2), Fractionated, Serum | Simultaneous high-sensitivity determination of serum estrone and estradiol levels Situations requiring either higher sensitivity estradiol measurement, estrone measurement, or both, including -As part of the diagnosis and workup of precocious and delayed puberty in females and, to a lesser degree, males -As part of the diagnosis and workup of suspected disorders of sex steroid metabolism, (eg, aromatase deficiency and 17 alpha-hydroxylase deficiency) -As an adjunct to clinical assessment, imaging studies, and bone mineral density measurement in the fracture risk assessment of postmenopausal women and, to a lesser degree, older men -Monitoring low-dose female hormone replacement therapy in postmenopausal women -Monitoring antiestrogen therapy (eg, aromatase inhibitor therapy) Applications that require moderately sensitive measurement of estradiol including: -Evaluation of hypogonadism and oligo-amenorrhea in females -Assessing ovarian status, including follicle development, for assisted reproduction protocols (eg, in vitro fertilization) In conjunction with luteinizing hormone measurements, monitoring of estrogen replacement therapy in hypogonadal premenopausal women Evaluation of feminization, including gynecomastia, in males Diagnosis of estrogen-producing neoplasms in males, and, to a lesser degree, females | Liquid Chromatography Tandem Mass Spectrometry (LC-MS/MS) | Yes | Estrogens, E1+E2, fractionated, S | Serum Red | Supplies:Sarstedt Aliquot Tube 5 mL (T914) Collection Container/Tube:Red top (Serum gel/SST isnotacceptable) Submission Container/Tube:Plastic vial Specimen Volume:1.2 mL Collection Instructions:Within 2 hours of collection centrifuge and aliquot serum in plastic vial within 2 hours of collection. Additional Information:For more information seeSteroid Pathways. | 0.7mL | Estrogens are involved in development and maintenance of the female phenotype, germ cell maturation, and pregnancy. They also are important for many other, non-gender-specific processes, including growth, nervous system maturation, bone metabolism/remodeling, and endothelial responsiveness. The 2 major biologically active estrogens in nonpregnant humans are estrone (E1) and estradiol (E2). A third bioactive estrogen, estriol (E3), is the main pregnancy estrogen, but plays no significant role in nonpregnant women or men. E2 is produced primarily in ovaries and testes by aromatization of testosterone. Small amounts are produced in the adrenal glands and some peripheral tissues, most notably fat. By contrast, most of the circulating E1 is derived from peripheral aromatization of androstenedione (mainly adrenal). E2 and E1 can be converted into each other, and both can be inactivated via hydroxylation and conjugation. E2 demonstrates 1.25 to 5 times the biological potency of E1. E2 circulates at 1.5 to 4 times the concentration of E1 in premenopausal, nonpregnant women. E2 levels in men and postmenopausal women are much lower than in nonpregnant women, while E1 levels differ less, resulting in a reversal of the premenopausal E2:E1 ratio. E2 levels in premenopausal women fluctuate during the menstrual cycle. They are lowest during the early follicular phase. E2 levels then rise gradually until 2 to 3 days before ovulation, at which stage they start to increase much more rapidly and peak just before the ovulation-inducing luteinizing hormone/follicle stimulating hormone surge at 5 to 10 times the early follicular levels. This is followed by a modest decline during the ovulatory phase. E2 levels then gradually increase again until the midpoint of the luteal phase and thereafter decline to trough, early follicular levels. Measurement of serum E2 forms an integral part of the assessment of reproductive function in females, including assessment of infertility, oligo-amenorrhea, and menopausal status. In addition, it is widely used for monitoring ovulation induction, as well as during preparation for in vitro fertilization. For these applications E2 measurements with modestly sensitive assays suffice. However, extra sensitive E2 assays, simultaneous measurement of E1, or both are needed in a number of other clinical situations. These include inborn errors of sex steroid metabolism, disorders of puberty, estrogen deficiency in men, fracture risk assessment in menopausal women, and increasingly, therapeutic drug monitoring, either in the context of low-dose female hormone replacement therapy or antiestrogen treatment. For more information seeSteroid Pathways. | Tanner stages#,Mean age,Reference range, Stage I (>14 days and prepubertal),7.1 years,Undetectable-16 pg/mL, Stage II,11.5 years,Undetectable-22 pg/mL, Stage III,13.6 years,10-25 pg/mL, Stage IV,15.1 years,10-46 pg/mL, Stage V,18 years,10-60 pg/mL, Tanner stages#,Mean age,Reference range, Stage I (>14 days and prepubertal),7.1 years,Undetectable-29 pg/mL, Stage II,10.5 years,10-33 pg/mL, Stage III,11.6 years,15-43 pg/mL, Stage IV,12.3 years,16-77 pg/mL, Stage V,14.5 years,17-200 pg/mL, Tanner stages#,Mean age,Reference range, Stage I (>14 days and prepubertal),7.1 years,Undetectable-13 pg/mL, Stage II,12.1 years,Undetectable-16 pg/mL, Stage III,13.6 years,Undetectable-26 pg/mL, Stage IV,15.1 years,Undetectable-38 pg/mL, Stage V,18 years,10-40 pg/mL, Tanner stages#,Mean age,Reference range, Stage I (>14 days and prepubertal),7.1 years,Undetectable-20 pg/mL, Stage II,10.5 years,Undetectable-24 pg/mL, Stage III,11.6 years,Undetectable-60 pg/mL, Stage IV,12.3 years,15-85 pg/mL, Stage V,14.5 years,15-350 pg/mL**, | Estradiol (E2) levels below the premenopausal reference range in young females indicate hypogonadism. If luteinizing hormone (LH) and follicle-stimulating hormone (FSH) levels are elevated, primary gonadal failure is diagnosed. The main causes are genetic (eg, Turner syndrome, familial premature ovarian failure), autoimmune (eg, autoimmune ovarian failure, possibly as part of autoimmune polyglandular endocrine failure syndrome type II), and toxic (eg, related to chemotherapy or radiation therapy for malignant disease). If LH/FSH levels are low or inappropriately "normal," a diagnosis of hypogonadotrophic hypogonadism is made. This can have functional causes, such as starvation, overexercise, severe physical or emotional stress, and heavy drug and/or alcohol use. It also can be caused by organic disease of the hypothalamus or pituitary. Further work-up is usually necessary, typically including measurement of pituitary hormones (particularly prolactin), and possibly imaging. Irregular or absent menstrual periods with normal or high E2 levels (and often high estrone: E1 levels) are indicative of possible polycystic ovarian syndrome, androgen producing tumors, or estrogen producing tumors. Further work-up is required and usually includes measurement of total and bioavailable testosterone, androstenedione, dehydroepiandrosterone (sulfate), sex hormone-binding globulin, and possibly imaging. E2 analysis may be helpful in establishing time of ovulation and optimal time for conception. Optimal time for conception is within 48 to 72 hours following the midcycle E2 peak. Serial specimens must be collected over several days to evaluate baseline and peak total estrogen (E1 + E2) levels. Low baseline levels and a lack of rise, as well as persistent high levels without midcycle rise are indicative of anovulatory cycles. For determining the timing of initiation of ovarian stimulation in in vitro fertilization studies, low levels (around 30 pg/mL) before stimulation are critical, as higher values often are associated with poor stimulation cycles. Estrogen replacement in reproductive age women should aim to mimic natural estrogen levels as closely as possible. E2 levels should be within the reference range for premenopausal women, LH/FSH should be within the normal range, and E2 levels should ideally be higher than E1 levels. The current recommendations for postmenopausal female hormone replacement are to administer therapy in the smallest beneficial doses for as briefly as possible. Ideally, E2 and E1 levels should be held below, or near, the lower limit of the premenopausal female reference range. Postmenopausal women and older men in the lowest quartile of E2 levels are at increased risk of osteoporotic fractures. E2 levels are typically less than 5 pg/mL. Antiestrogen therapy with central or peripheral acting agents that are not pure receptor antagonists usually aims for complete suppression of E2 production, and in the case of aromatase inhibitors, complete E1 and E2 suppression. Gynecomastia or other signs of feminization in males may be due to an absolute or relative (in relation to androgens) surplus of estrogens. Gynecomastia is common during puberty in boys. Unless E1, E2, or testosterone levels exceed the adult male reference range, the condition is usually not due to hormonal disease (though it sometimes may still result in persistent breast tissue, which later needs to be surgically removed). For adults with gynecomastia, the workup should include testosterone and adrenal androgen measurements, in addition to E2 and E1 measurements. Causes for increased E1 or E2 levels include: -High androgen levels caused by tumors or androgen therapy (medical or sport performance enhancing), with secondary elevations in E1 and E2 due to aromatization -Obesity with increased tissue production of E1 -Decreased E1 and E2 clearance in liver disease -Estrogen producing tumors -Estrogen ingestion Normal E1 and E2 levels in males may also be associated with feminization or gynecomastia, if bioavailable testosterone levels are low due to primary/secondary testicular failure. This may occur, for example, when patients are receiving antiandrogen therapy or other drugs with antiandrogenic effects (eg, spironolactone, digitalis preparations). The gonadotrophin-releasing hormone (GnRH) stimulation test remains the central part of the workup for precocious puberty. However, baseline sex steroid and gonadotrophin measurements also are important. Prepubertal girls have E2 levels less than 10 pg/mL (most <5 pg/mL). Levels in prepubertal boys are less than half the levels seen in girls. LH/FSH are very low or undetectable. E1 levels also are low, but may rise slightly, in obese children after onset of adrenarche. E2, which is produced in the gonads, should remain low in these children. In true precocious puberty, both E2 and LH/FSH levels are elevated above the prepubertal range. Elevation of E2 or E1 alone suggests pseudo precocious puberty, possibly due to a sex steroid-producing tumor. In delayed puberty, estrogens and gonadotrophins are in the prepubertal range. A rise over time predicts the spontaneous onset of puberty. Persistently low estrogens and elevated gonadotrophins suggest primary ovarian failure, while low gonadotrophins suggest hypogonadotrophic hypogonadism. In this latter case, Kallman syndrome (or related disorders) or hypothalamic/pituitary tumors should be excluded in well-nourished children. Inherited disorders of sex steroid metabolism are usually associated with production abnormalities of other steroids, most notably a lack of cortisol. Aromatase deficiency is not associated with cortisol abnormalities and usually results in some degree of masculinization in affected females, as well as primary failure of puberty. Males may show delayed puberty and delayed epiphyseal closure, as well as low bone-density. E2 and E1 levels are very low or undetectable. Various forms of testicular feminization are due to problems in androgen signaling pathways and are associated with female (or feminized) phenotypes in genetic males. E2 and E1 levels are above the male reference range, usually within the female reference range, and testosterone levels are very high. For more information seeSteroid Pathways. | Fulvestrant is a member of a new class of drugs called "selective estrogen receptor degraders" (SERDS). Fulvestrant has modest cross-reactivity (1%-5%) in estradiol immunoassays, but because the peak dose levels of this drug are between 10-fold (reproductive age women) and more than 200-fold (postmenopausal women) higher than the naturally circulating estradiol concentrations in the treated women, this causes dramatically false-high results in estradiol immunoassays, when blood sampling occurs in close temporal proximity to dosing. By contrast, estradiol measurements by mass spectrometry display more than 1000-fold lower cross-reactivity (<0.001%), meaning that the impact of Fulvestrant on serum estradiol measurements by mass spectrometry is negligible, even if blood sampling occurs at peak dose. | 1. Bidlingmaier F, Wagner-Barnack M, Butenandt O, Knorr D. Plasma estrogens in childhood and puberty under physiologic and pathologic conditions. Pediatr Res. 1973;7(11):901-907 2. Elmlinger MW, Kuhnel W, Ranke MB. Reference ranges for serum concentrations of lutropin (LH), follitropin (FSH), estradiol (E2), prolactin, progesterone, sex hormone-binding globulin (SHBG), dehydroepiandrosterone sulfate (DHEAS), cortisol and ferritin in neonates, children and young adults. Clin Chem Lab Med. 2002;40(11):1151-1160 3. Iughetti L, Predieri B, Ferrari M, et al. Diagnosis of central precocious puberty: endocrine assessment. J Pediatr Endocrinol Metab. 2000;13 Suppl 1:709-715 4. Traggiai C, Stanhope R. Delayed puberty. Best Pract Res Clin Endocrinol Metab. 2002;16(1):139-151 5. Mauras N, Ross JL, Gagliardi P, et al. Randomized trial of aromatase inhibitors, growth hormone, or combination in pubertal boys with idiopathic, short stature. J Clin Endocrinol Metab. 2016;101(12):4984-4993 6. Ketha H, Girtman A, Singh RJ. Estradiol assays--The path ahead. Steroids. 2015;99(Pt A):39-44 7. Ingle JN, Cairns J, Suman VJ, et al. Anastrozole has an association between degree of estrogen suppression and outcomes in early breast cancer and is a ligand for estrogen receptor a. Clin Cancer Res. 2020;26(12):2986-2996 8. Richardson H, Ho V, Pasquet R, et al. Baseline estrogen levels in postmenopausal women participating in the MAP.3 breast cancer chemoprevention trial. Menopause. 2020;27(6):693-700 | The specimen and an internal standard are assayed by liquid chromatography tandem mass spectrometry. The analyte is detected by multiple-reaction monitoring.(Unpublished Mayo method) | 2 to 6 days | 2 weeks | This test was developed and its performance characteristics determined by Mayo Clinic in a manner consistent with CLIA requirements. It has not been cleared or approved by the US Food and Drug Administration. | 82671-Estrogens, fractionated82670-Estradiol (If applicable)82679-Estrone (If applicable) | Estrogens, E1+E2, fractionated, S | 53766-2 | 81816 | Estradiol, Mass Spectrometry, S | 2243-4
E1 | Estrone, Serum | As part of the diagnosis and workup of precocious and delayed puberty in females and, to a lesser degree, males As part of the diagnosis and workup of suspected disorders of sex steroid metabolism (eg, aromatase deficiency and 17 alpha-hydroxylase deficiency) As an adjunct to clinical assessment, imaging studies and bone mineral density measurement in the fracture risk assessment of postmenopausal women, and, to a lesser degree, older men Monitoring low-dose female hormone replacement therapy in postmenopausal women Monitoring antiestrogen therapy (eg, aromatase inhibitor therapy) | Liquid Chromatography Tandem Mass Spectrometry (LC-MS/MS) | Yes | Estrone, S | For information seeSteroid Pathways. | Supplies:Sarstedt Aliquot Tube, 5 mL (T914) Collection Container/Tube:Red top(Serum gel/SST arenot acceptable) Submission Container/Tube:Plastic vial Specimen Volume:1.2 mL Collection Instructions:Within 2 hours of collection, centrifuge and aliquot serum into a plastic vial. Additional Information:For more information seeSteroid Pathways. | 0.7 mL | Estrogens are involved in development and maintenance of the female phenotype, germ cell maturation, and pregnancy. They also are important for many other, nongender-specific processes, including growth, nervous system maturation, bone metabolism/remodeling, and endothelial responsiveness. The 2 major biologically active estrogens in nonpregnant humans are estrone (E1) and estradiol (E2). A third bioactive estrogen, estriol, is the main pregnancy estrogen, but plays no significant role in nonpregnant women or men. E2 is produced primarily in ovaries and testes by aromatization of testosterone. Small amounts are produced in the adrenal glands and some peripheral tissues, most notably fat. By contrast, most of the circulating E1 is derived from peripheral aromatization of androstenedione (mainly adrenal). E2 and E1 can be converted into each other, and both can be inactivated via hydroxylation and conjugation. E2 demonstrates 1.25-5 times the biological potency of E1. E2 circulates at 1.5-4 times the concentration of E1 in premenopausal, nonpregnant women. E2 levels in men and postmenopausal women are much lower than in nonpregnant women, while E1 levels differ less, resulting in a reversal of the premenopausal E2:E1 ratio. E2 levels in premenopausal women fluctuate during the menstrual cycle. They are lowest during the early follicular phase. E2 levels then rise gradually until 2 to 3 days before ovulation, at which stage they start to increase much more rapidly and peak just before the ovulation-inducing luteinizing hormone/follicle stimulating hormone surge at 5 to 10 times the early follicular levels. This is followed by a modest decline during the ovulatory phase. E2 levels then increase again gradually until the midpoint of the luteal phase and thereafter decline to trough, early follicular levels. Measurement of serum E2 forms an integral part of the assessment of reproductive function in females, including assessment of infertility, oligo-amenorrhea and menopausal status. In addition, it is widely used for monitoring ovulation induction, as well as during preparation for in vitro fertilization. For these applications E2 measurements with modestly sensitive assays suffice. However, extra sensitive E2 assays or simultaneous measurement of E1, or both are needed in a number of other clinical situations. These include inborn errors of sex steroid metabolism, disorders of puberty, estrogen deficiency in men, fracture risk assessment in menopausal women, and increasingly, therapeutic drug monitoring, either in the context of low-dose female hormone replacement therapy or antiestrogen treatment. For more information seeSteroid Pathways. | Tanner stages#,Mean age,Reference range, Stage I (>14 days and prepubertal),7.1 years,Undetectable-16 pg/mL, Stage II,11.5 years,Undetectable-22 pg/mL, Stage III,13.6 years,10-25 pg/mL, Stage IV,15.1 years,10-46 pg/mL, Stage V,18 years,10-60 pg/mL, Tanner stages#,Mean age,Reference range, Stage I (>14 days and prepubertal),7.1 years,Undetectable-29 pg/mL, Stage II,10.5 years,10-33 pg/mL, Stage III,11.6 years,15-43 pg/mL, Stage IV,12.3 years,16-77 pg/mL, Stage V,14.5 years,17-200 pg/mL, | Irregular or absent menstrual periods with normal or high estradiol (E2) levels (and often high estrone: E1 levels) are indicative of possible polycystic ovarian syndrome, androgen producing tumors, or estrogen producing tumors. Further work-up is required and usually includes measurement of total and bioavailable testosterone, androstenedione, dehydroepiandrosterone (sulfate), sex hormone-binding globulin, and possibly imaging. Estrogen replacement in reproductive age women should aim to mimic natural estrogen levels as closely as possible. E2 levels should be within the reference range for premenopausal women, luteinizing hormone/follicle-stimulating hormone (LH/FSH) should be within the normal range, and E2 levels should ideally be higher than E1 levels. Postmenopausal women and older men in the lowest quartile of E2 levels are at increased risk of osteoporotic fractures. E2 levels are typically less than 5 pg/mL in these patients. The current recommendations for postmenopausal female hormone replacement are to administer therapy in the smallest beneficial doses for as briefly as possible. Ideally, E2 and E1 levels should be held below, or near, the lower limit of the premenopausal female reference range. Antiestrogen therapy with central or peripheral acting agents that are not pure receptor antagonists usually aims for complete suppression of E2 production, and in the case of aromatase inhibitors, complete E1 and E2 suppression. Gynecomastia or other signs of feminization in males may be due to an absolute or relative (in relation to androgens) surplus of estrogens. Gynecomastia is common during puberty in boys. Unless E1, E2, or testosterone levels exceed the adult male reference range, the condition is usually not due to hormonal disease (though it sometimes may still result in persistent breast tissue, which later needs to be surgically removed). For adults with gynecomastia, the work-up should include testosterone and adrenal androgen measurements, in addition to E2 and E1 measurements. Causes for increased E1 or E2 levels include: -High androgen levels caused by tumors or androgen therapy (medical or sport performance enhancing), with secondary elevations in E1 and E2 due to aromatization -Obesity with increased tissue production of E1 -Decreased E1 and E2 clearance in liver disease -Estrogen producing tumors -Estrogen ingestion Normal male E1 and E2 levels also may be associated with feminization or gynecomastia if bioavailable testosterone levels are low due to primary/secondary testicular failure. This may occur, for example, when patients are receiving antiandrogen therapy or other drugs with antiandrogenic effects (eg, spironolactone, digitalis preparations). The gonadotrophin-releasing hormone stimulation test remains the central part of the work-up for precocious puberty. However, baseline sex steroid and gonadotrophin measurements also are important. Prepubertal girls have E2 levels less than 10 pg/mL (most <5 pg/mL). Levels in prepubertal boys are less than half the levels seen in girls. LH/FSH are very low or undetectable. E1 levels also are low, but may rise slightly in obese children after onset of adrenarche. E2, which is produced in the gonads, should remain low in these children. In true precocious puberty, both E2 and LH/FSH levels are elevated above the prepubertal range. Elevation of E2 or E1 alone suggests pseudo precocious puberty, possibly due to a sex steroid-producing tumor. In delayed puberty, estrogens and gonadotrophins are in the prepubertal range. A rise over time predicts the spontaneous onset of puberty. Persistently low estrogens and elevated gonadotrophins suggest primary ovarian failure, while low gonadotrophins suggest hypogonadotrophic hypogonadism. In this latter case, Kallman syndrome (or related disorders) or hypothalamic/pituitary tumors shouldbe excluded in well-nourished children. Inherited disorders of sex steroid metabolism are usually associated with production abnormalities of other steroids, most notably a lack of cortisol. Aromatase deficiency is not associated with cortisol abnormalities and usually results in some degree of masculinization in affected females, as well as primary failure of puberty. Males may show delayed puberty and delayed epiphyseal closure, as well as low bone-density. E2 and E1 levels are very low or undetectable. Various forms of testicular feminization are due to problems in androgen signaling pathways and are associated with female (or feminized) phenotypes in genetic males. E2 and E1 levels are above the male reference range, usually within the female reference range, and testosterone levels are very high. For more information seeSteroid Pathways. | No significant cautionary statements. | 1. Bidlingmaier F, Wagner-Barnack M, Butenandt O, Knorr D. Plasma estrogens in childhood and puberty under physiologic and pathologic conditions. Pediatr Res. 1973;7(11):901-907 2. Elmlinger MW, Kuhnel W, Ranke MB. Reference ranges for serum concentrations of lutropin (LH), follitropin (FSH), estradiol (E2), prolactin, progesterone, sex hormone-binding globulin (SHBG), dehydroepiandrosterone sulfate (DHEAS), cortisol and ferritin in neonates, children and young adults. Clin Chem Lab Med. 2002;40(11):1151-1160 3. Iughetti L, Predieri B, Ferrari M, et al. Diagnosis of central precocious puberty: endocrine assessment. J Pediatr Endocrinol Metab. 2000;13 Suppl 1:709-715 4. Traggiai C, Stanhope R. Delayed puberty. Best Pract Res Clin Endocrinol Metab. 2002;16:139-151 5. Mauras N, Ross JL, Gagliardi P, et al. Randomized Trial of Aromatase Inhibitors, Growth Hormone, or Combination in Pubertal Boys with Idiopathic, Short Stature. J Clin Endocrinol Metab. 2016;101(12):4984-4993. doi:10.1210/jc.2016-2891 6. Ketha H, Girtman A, Singh RJ. Estradiol assays-The path ahead. steroids. 2015;99(Pt A):39-44. doi:10.1016/j.steroids.2014.08.009 7. Ingle JN, Cairns J, Suman VJ, et al. Anastrozole has an Association between Degree of Estrogen Suppression and Outcomes in Early Breast Cancer and is a Ligand for Estrogen Receptor a. Clin Cancer Res. 2020;26(12):2986-2996. doi:10.1158/1078-0432.CCR-19-3091 8. Richardson H, Ho V, Pasquet R, et al. Baseline estrogen levels in postmenopausal women participating in the MAP.3 breast cancer chemoprevention trial. Menopause. 2020;27(6):693-700. doi:10.1097/GME.0000000000001568 | The specimen and an internal standard are assayed by liquid chromatography tandem mass spectrometry. The analyte is detected by multiple-reaction monitoring.(Unpublished Mayo method) | 2 to 6 days | 2 weeks | This test was developed and its performance characteristics determined by Mayo Clinic in a manner consistent with CLIA requirements. It has not been cleared or approved by the US Food and Drug Administration. | 82679 | Estrone, S | 2258-2 | 81418 | Estrone, S | 2258-2
ALC | Ethanol, Blood | Detection of ethanol (ethyl alcohol) in blood to document prior consumption or administration of ethanol Quantificationof the concentration of ethanol in blood correlates directly with degree of intoxication This test isnot intended for usein employment-related testing. | Headspace Gas Chromatography with Flame Ionization Detector (HSGC-FID) | Yes | Ethanol, B | Whole Blood NaFl-KOx | Container/Tube: Preferred:Grey top (potassium oxalate/sodium fluoride) Acceptable:Lavender top (EDTA) or green top (sodium heparin) Specimen Volume:2 mL Collection Instructions: 1. Do not use alcohol to clean arm.Use an alternative, such as Betadine, to cleanse arm before collecting any specimen for volatile testing. 2. Specimen must be sent in original tube.Do not aliquot. | 0.5 mL or amount to fill 1 tube | Ethanol is one of the most widely abused legal substances in the United States. It is the active agent in beer, wine, vodka, whiskey, rum, and other liquors. Ethanol acts on cerebral functions as a depressant similar to general anesthetics. This depression causes most of the typical symptoms such as impaired thought, clouded judgment, and changed behavior. As the level of alcohol increases, the degree of impairment becomes progressively increased. In most jurisdictions in the United States, the level ofprima facieevidence of being under the influence of alcohol for purposes of driving a motor vehicle is 80 mg/dL (0.08% in whole blood). | Not detected (Positive results are quantified.) Limit of detection: 10 mg/dL (0.01 g/dL) Legal limit of intoxication is 80 mg/dL (0.08 g/dL). Toxic concentration is dependent upon individual usage history. Potentially lethal concentration: > or =400 mg/dL (0.4 g/dL) | The presence of ethanol in blood at concentrations above 30 mg/dL (>0.03% or g/dL) is generally accepted as a strong indicator of the use of an alcohol-containing beverage. Blood ethanol levels above 50 mg/dL (>0.05%) are frequently associated with a state of increased euphoria. Blood ethanol level above 80 mg/dL (>0.08%) exceeds Minnesota's legal limit for driving a motor vehicle. These levels are frequently associated with loss of manual dexterity and with sedation. A blood alcohol level of 400 mg/dL (> or =0.4%) or higher may be lethal as normal respiration may be depressed below the level necessary to maintain life. The blood ethanol level is also useful in diagnosis of alcoholism. A patient who chronically consumes ethanol will develop a tolerance to the drug and requires higher levels than described above to achieve various states of intoxication. An individual who can function in a relatively normal manner with a blood ethanol level above 150 mg/dL (>0.15%) is highly likely to have developed a tolerance to the drug achieved by high levels of chronic intake. | Whole blood is required (not serum or plasma). | Langman LJ, Bechtel LK, Holstege CP. Clinical toxicology. In: Rifai N, Chiu RWK, Young I, Burnham CAD, Wittwer CT, eds. Tietz Textbook of Laboratory Medicine. 7th ed. Elsevier; 2023:454 | Specimens are analyzed and quantitated using headspace gas chromatography with flame ionization detection.(Baselt RC. Disposition of Toxic Drugs and Chemicals in Man. 10th ed. Biomedical Publications; 2014:2211) | 1 to 2 days | 2 weeks | This test was developed and its performance characteristics determined by Mayo Clinic in a manner consistent with CLIA requirements. It has not been cleared or approved by the US Food and Drug Administration. | 80320G0480 (if appropriate) | Ethanol, B | 56478-1 | 30908 | Ethanol, B | 56478-1
ALCX | Ethanol, Chain of Custody, Blood | Detection of ethanol (ethyl alcohol) in blood to document prior consumption or administration of ethanol Quantificationof the concentration of ethanol in blood correlates directly with degree of intoxication All testing is performed under strict chain of custody Chain of custody is required whenever the results of testing could be used in a court of law.Its purpose is to protect the rights of the individual contributing the specimen by demonstrating that it was always under the control of personnel involved with testing the specimen; this control implies that the opportunity for specimen tampering would be limited. This test isnot intended for usein employment-related testing. | Headspace Gas Chromatography with Flame Ionization Detector (HSGC-FID) | Yes | Ethanol, CoC, B | Whole Blood NaFl-KOx | Supplies:Chain-of-Custody Kit (T282) Container/Tube:Chain-of-Custody Kit (T282) containing the specimen container seals and documentation required. Preferred:Gray top (potassium oxalate/sodium fluoride) Acceptable:Lavender (EDTA) or green top (sodium heparin) Specimen Volume:2 mL Collection Instructions: 1.Do not use alcohol to clean arm.Use an alternative, such as Betadine, to cleanse arm before collecting any specimen for volatile testing. 2. Specimen must be sent in original tube. Collect specimen, seal, and submit with the associated documentation to satisfy the legal requirements for chain-of-custody testing. | 0.5 mL or amount to fill 1 tube | Ethanol is one of the most widely abused legal substances in the United States. It is the active agent in beer, wine, vodka, whiskey, rum, and other liquors. Ethanol acts on cerebral functions as a depressant similar to general anesthetics. This depression causes most of the typical symptoms such as impaired thought, clouded judgment, and changed behavior. As the level of alcohol increases, the degree of impairment becomes progressively increased. In most jurisdictions in the United States, the level ofprima facieevidence of being under the influence of alcohol for purposes of driving a motor vehicle is 80 mg/dL (0.08%) in whole blood. Chain of custody is a record of the disposition of a specimen to document the personnel who collected it, handled it, and performed the analysis. When a specimen is submitted in this manner, analysis will be performed in such a way that it will withstand regular court scrutiny. | Not detected (Positive results are quantified.) Limit of detection: 10 mg/dL (0.01 g/dL) Legal limit of intoxication is 80 mg/dL (0.08 g/dL). Toxic concentration is dependent upon individual usage history. Potentially lethal concentration: > or =400 mg/dL (0.4 g/dL) | The presence of ethanol in blood at concentrations greater than 30 mg/dL (>0.03% or g/dL) is generally accepted as a strong indicator of the use of an alcohol-containing beverage. Blood ethanol levels above 50 mg/dL (>0.05%) are frequently associated with a state of increased euphoria. Blood ethanol level above 80 mg/dL (>0.08%) exceeds Minnesota's legal limit for driving a motor vehicle. These levels are frequently associated with loss of manual dexterity and with sedation. A blood alcohol level of 400 mg/dL (> or =0.4%) or more may be lethal as normal respiration may be depressed below the level necessary to maintain life. The blood ethanol level is also useful in diagnosis of alcoholism. A patient who chronically consumes ethanol will develop a tolerance to the drug and requires higher levels than described above to achieve various states of intoxication. An individual who can function in a relatively normal manner with a blood ethanol level above 150 mg/dL (>0.15%) is highly likely to have developed a tolerance to the drug achieved by high levels of chronic intake. | Whole blood is required (not serum or plasma). | Langman LJ, Bechtel LK, Holstege CP. Clinical toxicology. In:Rifai N, Chiu RWK, Young I, Burnham CD, Wittwer CT, eds.Tietz Textbook of Laboratory Medicine. 7th ed. Elsevier; 2023:454 | Specimens are analyzed and quantitated using headspace gas chromatography with flame ionization detection.(Baselt RC. Disposition of Toxic Drugs and Chemicals in Man. 10th ed. Biomedical Publications; 2014:2211) | 1 to 2 days | 2 weeks | This test was developed and its performance characteristics determined by Mayo Clinic in a manner consistent with CLIA requirements. It has not been cleared or approved by the US Food and Drug Administration. | 80320G0480 (if appropriate) | Ethanol, CoC, B | 56478-1 | 36161 | Chain of Custody | 77202-0
ETX | Ethosuximide, Serum | Monitoring ethosuximide therapy Determining compliance Assessing ethosuximide toxicity | Enzyme-Multiplied Immunoassay Technique (EMIT) | Yes | Ethosuximide, S | Serum | Supplies:Sarstedt Aliquot Tube, 5 mL (T914) Collection Container/Tube: Preferred:Serum gel Acceptable:Red top Submission Container/Tube:Plastic vial Specimen Volume:0.5 mL Collection Instructions: 1. Serum gel tubes should be centrifuged within 2 hours of collection. 2. Red-top tubes should be centrifuged and the serum aliquoted into a plastic vial within 2 hours of collection. | 0.25 mL | Ethosuximide (Zarontin) is used in the treatment of absence (petit mal) epilepsy in adults and children 3 years and older. Ethosuximide is almost completely absorbed from the gastrointestinal tract, reaching a peak plasma concentration in 1 to 4 hours following oral administration. Approximately 10% to 20% of the drug is excreted unchanged in the urine; the remainder is metabolized by hepatic microsomal enzymes. The volume of distribution of ethosuximide is approximately 0.7 L/kg, and its half-life is 17 to 56 hours (adult) and 30 hours (pediatric). Minimal ethosuximide circulating in the blood is bound to protein (approximately 22%). Ethosuximide produces a barbiturate-like toxicity, characterized by central nervous system and respiratory depression, nausea, and vomiting, when the blood level is greater than 120 mcg/mL. | Therapeutic: 40-100 mcg/mL Critical value: >150 mcg/mL | Dosage is guided by blood levels; the therapeutic range for ethosuximide is 40 to 100 mcg/mL. Toxic concentration: above 120 mcg/mL. | No significant cautionary statements | 1. Milone MC, Shaw LM. Therapeutic drugs and their management. In: Rifai N, Chiu RWK, Young I, Burnham C-AD, Wittwer CT, eds. Tietz Textbook of Laboratory Medicine. 7th ed. Elsevier; 2023:420-453.e9 2. Brunton LL, Knollmann BC, eds. Goodman and Gilman's: The Pharmacological Basis of Therapeutics, 14th ed. McGraw-Hill Education, 2023 3. Hiemke C, Bergemann N, Clement HW, et al. Consensus guidelines for therapeutic drug monitoring in neuropsychopharmacology: Update 2017. Pharmacopsychiatry. 2018;51(1-02):9-62 | The enzyme-multiplied immunoassay technique assay is a homogeneous enzyme immunoassay technique used for the analysis of specific compounds in biological fluids. The assay is based on competition between drug in the sample and drug labeled with the enzyme glucose-6-phosphate dehydrogenase (G6PD) for antibody binding sites. Enzyme activity decreases upon binding to the antibody, so the drug concentration in the sample can be measured in terms of enzyme activity. Active enzyme converts oxidized nicotinamide adenine dinucleotide (NAD) to NADH, resulting in an absorbance change that is measured spectrophotometrically. Endogenous serum G6PD does not interfere, because the coenzyme functions only with the bacterial (Leuconostoc mesenteroides) enzyme employed in the assay.(Package insert: Ethosuximide reagent. Siemens Healthcare Diagnostics, Inc; 04/2015) | Same day/1 day | 2 weeks | This test has been modified from the manufacturer's instructions. Its performance characteristics were determined by Mayo Clinic in a manner consistent with CLIA requirements. This test has not been cleared or approved by the US Food and Drug Administration. | 80168 | Ethosuximide, S | 3616-0 | 8769 | Ethosuximide, S | 3616-0
ETGX | Ethyl Glucuronide Confirmation, Chain of Custody, Random, Urine | Monitoring abstinence in clinical and justice system settings using ethyl glucuronide and ethyl sulfate as direct biomarkers or metabolites of ethanol This chain-of-custody test is intended to be used in a setting where the test results can be used definitively to make a diagnosis. Chain of custody is required whenever the results of testing could be used in a court of law. Its purpose is to protect the rights of the individual contributing the specimen by demonstrating that it was under the control of personnel involved with testing the specimen at all times; this control implies that the opportunity for specimen tampering would be limited. | ETGX: Liquid Chromatography-Tandem Mass Spectrometry (LC-MS/MS) ADLTX: Spectrophotometry (SP) | Yes | Ethyl Glucuronide Conf, CoC, U | Adulterants testing will be performed on all chain-of-custody urine samples as per regulatory requirements. | Supplies:Chain of Custody Kit (T282) Container/Tube:Chain-of-custody kit containing the specimen containers, seals, and documentation required. Specimen Volume:5 mL Collection Instructions:Collect specimen in the provided container, seal, and submit with the associated documentation to satisfy the legal requirements for chain-of-custody testing. Additional Information:Submitting <5 mL will compromise our ability to perform all necessary testing. | 1 mL | Ethyl glucuronide and ethyl sulfate are minor metabolites of ethanol that are detectable in body fluids following alcohol consumption and, less commonly, following extraneous exposure. Ethyl glucuronide (EtG) and ethyl sulfate (EtS) are direct biomarkers or metabolites of ethanol. EtG and EtS can be detected up to 5 days in urine using a cutoff of 500 ng/mL.(1) Chain of custody is a record of the disposition of a specimen to document each individual who collected, handled, and performed the analysis. When a specimen is submitted in this manner, analysis will be performed in such a way that it will withstand regular court scrutiny. | Negative Cutoff concentrations: 500 ng/mL | A positive interpretation will be given if either the ethyl glucuronide result is greater than or equal to 250 ng/mL and/or the ethyl sulfate is greater than or equal to 100 ng/mL. A "high" positive (ie, >1000 ng/mL) may indicate: -Heavy drinking on the same day or previously (ie, previous day or 2). -Light drinking the same day A "low" positive (ie, 500-1000 ng/mL) may indicate: -Previous heavy drinking (ie, previous 13 days). -Recent light drinking (ie, past 24 hours). -Recent intense "extraneous" exposure (ie, within 24 hours or less). A "very low" positive (ie, 100-500 ng/mL) may indicate: -Previous heavy drinking (ie, 13 days) -Previous light drinking (ie, 1236 hours). -Recent "extraneous" exposure. | Please note that incidental exposure to alcohol in many daily use products (ie, hand sanitizers, mouthwash) may result in detectable levels of ethyl glucuronide (EtG) and ethyl sulfate (EtS). In addition, upper respiratory infections as well as beta-glucuronidase hydrolysis may lower levels of EtG but do not seem to affect EtS.(2) EtG/EtS results should be interpreted in the context of all available clinical and behavioral information. | 1. Reisfield GM, Goldberger BA, Crews BO, et al: Ethyl glucuronide, ethyl sulfate, and ethanol in urine after sustained exposure to an ethanol-based hand sanitizer. J Anal Toxicol. 2011;35:85-91. doi: 10.1093/anatox/35.2.85 2. Substance Abuse and Mental Health Services Administration (SAMSHA) Advisory: The role of biomarkers in the treatment of alcohol use disorders, 2012 Revision. HHS; 2012;11(2):1-7. doi: 10.1037/e558582006-001 | The urine sample is diluted with internal standard in 0.1% formic acid for detection by a tandem mass spectrometer (MS/MS).(Unpublished Mayo method) | 3 to 5 days | 14 days | This test was developed and its performance characteristics determined by Mayo Clinic in a manner consistent with CLIA requirements. It has not been cleared or approved by the US Food and Drug Administration. | 8030780321G0480 (if appropriate) | Ethyl Glucuronide Conf, CoC, U | 93705-2 | 36851 | Ethyl Gluc/Sulfate Interpretation | 59462-2
ETGC | Ethyl Glucuronide Confirmation, Random, Urine | Monitoring abstinence in clinical and justice system settings | Liquid Chromatography-Tandem Mass Spectrometry (LC-MS/MS) | Yes | Ethyl Glucuronide Confirmation, U | Urine | Supplies:Sarstedt 5 mL Aliquot Tube (T914) Collection Container/Tube:Plastic urine container Submission Container/Tube:Aliquot Tube, 5 mL Specimen Volume:1 mL Collection Instructions: 1. Collect a random urine specimen. 2. No preservative. Additional Information: 1. No specimen substitutions. 2. STAT requests arenotacceptedfor this test. 3. Submitting <1 mL will compromise our ability to perform all necessary testing. | 0.5 mL | Ethyl glucuronide (EtG) and ethyl sulfate (EtS) are minor metabolites of ethanol that are detectable in body fluids following alcohol consumption and, less commonly, following extraneous exposure. EtG and EtS can be detected up to 5 days in urine using a cutoff of 500 ng/mL.(1) | Negative | A positive interpretation will be given if either the ethyl glucuronide (EtG) result is greater than or equal to 250 ng/mL and/or the ethyl sulfate (EtS) is greater than or equal to 100 ng/mL. A "high" positive (ie, >1000 ng/mL) may indicate: -Heavy drinking on the same day or previously (ie, previous day or 2). -Light drinking the same day A "low" positive (ie, 500-1000 ng/mL) may indicate: -Previous heavy drinking (ie, previous 1 3 days). -Recent light drinking (ie, past 24 hours). -Recent intense "extraneous" exposure (ie, within 24 hours or less). A "very low" positive (ie, 100-500 ng/mL) may indicate: -Previous heavy drinking (ie, 1-3 days) -Previous light drinking (ie, 12-36 hours). -Recent "extraneous" exposure.(2) | Please note that incidental exposure to alcohol in many daily use products (ie, hand sanitizers, mouthwash) may result in detectable levels of ethyl glucuronide (EtG) and/or ethyl sulfate (EtS). In addition, upper respiratory infections as well as beta-glucuronidase hydrolysis may lower levels of EtG but do not seem to affect EtS.(2) EtG/EtS results should be interpreted in the context of all available clinical and behavioral information. | 1. Reisfield GM, Goldberger BA, Crews BO, et al: Ethyl glucuronide, ethyl sulfate, and ethanol in urine after sustained exposure to an ethanol-based hand sanitizer. J Anal Toxicol. 2011;35:85-91. doi: 10.1093/anatox/35.2.85 2. Substance Abuse and Mental Health Services Administration (SAMSHA) Advisory: The role of biomarkers in the treatment of alcohol use disorders, 2012 Revision. HHS; 2012;11(2):1-7. doi: 10.1037/e558582006-001 3. Langman LJ, Bechtel LK, Meier BM, Holstege C: Clinical toxicology. In: Rifai N, Horvath AR, Wittwer CT, eds. Tietz Textbook of Clinical Chemistry and Molecular Diagnostics. 6th ed. Elsevier; 2018:832-887 | The urine sample is diluted with internal standard in 0.1% formic acid for detection by a tandem mass spectrometer (MS/MS).(Unpublished Mayo method) | 3 to 5 days | 14 days | This test was developed and its performance characteristics determined by Mayo Clinic in a manner consistent with CLIA requirements. It has not been cleared or approved by the US Food and Drug Administration. | 80321; G0480 (if appropriate) | Ethyl Glucuronide Confirmation, U | 93705-2 | 36849 | Ethyl Gluc/Sulfate Interpretation | 69050-3
ETGR | Ethyl Glucuronide Screen with Reflex, Random, Urine | Screening and confirmation for drug abuse involving alcohol | Immunoassay | Yes | Ethyl Glucuronide Scrn w/Reflex, U | Testing begins with a screening assay. If the screen is positive, then the liquid chromatography-tandem mass spectrometry confirmation with quantification will be performed at an additional charge. | Supplies:Sarstedt 5 mL Aliquot Tube (T914) Collection Container/Tube:Plastic urine container Submission Container/Tube:Plastic, 5 mL tube Specimen Volume:5 mL Collection Instructions: 1. Collect a random urine specimen. 2. No preservative. | 2.5 mL | Ethyl glucuronide is a direct metabolite of ethanol that is formed by enzymatic conjugation of ethanol with glucuronic acid. Alcohol in urine is normally detected for only a few hours, whereas ethyl glucuronide can be detected in the urine for 1 to 3 days. This procedure uses immunoassay reagents that are designed to produce a negative result when no drugs are present in a natural (ie, unadulterated) specimen of urine; the assay is designed to have a high true-negative rate. Like all immunoassays, it can have a false-positive rate due to cross-reactivity with natural chemicals and drugs other than those they were designed to detect. The immunoassay also has a false-negative rate to the antibody's ability to cross react with different drugs in the class being screened. When the screen result is positive, liquid chromatography tandem mass spectrometry will be performed to confirm the result. | Negative Screening cutoff concentration: 500 ng/mL | If the screen result is negative, ethyl glucuronide concentrations were not detected. If the screen result is positive, then confirmation by liquid chromatography tandem mass spectrometry will be performed. A positive interpretation will be given if either the ethyl glucuronide (EtG) result is greater than or equal to 250 ng/mL and/or the ethyl sulfate (EtS) is greater than or equal to 100 ng/mL. A "high" positive (ie, >1000 ng/mL) may indicate: -Heavy drinking on the same day or previously (ie, previous day or 2). -Light drinking the same day A "low" positive (ie, 500-1000 ng/mL) may indicate: -Previous heavy drinking (ie, previous 1 3 days). -Recent light drinking (ie, past 24 hours). -Recent intense "extraneous" exposure (ie, within 24 hours or less). A "very low" positive (ie, 100-500 ng/mL) may indicate: -Previous heavy drinking (ie, 1-3 days) -Previous light drinking (ie, 12-36 hours). -Recent "extraneous" exposure.(2) | Care should be taken when interpreting results since there are many factors (eg, fluid intake and other biologic factors) that may influence a urine test result. It is possible that substances other than those investigated in the specificity study may interfere with the test and cause false-positive or negative results. | 1. Schmitt G, Aderjan R, Keller T, Wu M: Ethyl glucuronide: an unusual ethanol metabolite in humans. Synthesis, analytical data, and determination in serum and urine. J Anal Toxicol .1995;19:91-94. doi: 10.1093/jat/19.2.91 2. Dahl H, Stephanson N, Beck O, Helander A: Comparison of urinary excretion characteristics of ethanol and ethyl glucuronide. J Anal Toxicol. 2002;26:201-104. doi: 10.1093/jat/26.4.201 3. Wurst FM, Skipper GE, Weinmann W: Ethyl glucuronide--the direct ethanol metabolite on the threshold from science to routine use. Addiction. 2003;98 (S2):51-61. doi: 10.1046/j.1359-6357.2003.00588.x 4. Zimmer H, Schmitt G, Aderjan R: Preliminary immunochemical test for the determination of ethyl glucuronide in serum and urine: comparison of screening method results with gas chromatography-mass spectrometry. J Anal Toxicol .2002;26:11-16. doi: 10.1093/jat/26.1.11 5. Weinmann W, Schaefer P, Thierauf A, et al: Confirmatory analysis of ethyl glucuronide in urine by liquid chromatography/electrospray ionization/tandem mass spectrometry according to forensic guidelines. J Am Soc Mass Spectrom 2004;15(2):188-193. doi: 10.1016/j.jasms.2003.10.010 6.Langman LJ, Bechtel LK, Meier BM, Holstege C: Clinical toxicology. In: Rifai N, Horvath AR, Wittwer CT, eds. Tietz Textbook of Clinical Chemistry and Molecular Diagnostics. 6th ed. Elsevier; 2018:832-887 | This assay is a homogeneous enzyme immunoassay technique. The assay will be performed semi-quantitatively. The assay is based on competition between free drug in the urine sample, and a drug labeled with the enzyme glucose-6-phosphate dehydrogenase for a fixed amount of specific antibody binding sites. Active enzyme convertsnicotinamide adenine dinucleotide(NAD+) to NADH, which results in an absorbance change that can be measured spectrophotometrically at 340 nm.(Package insert: DRI Ethyl Glucuronide Assay. Microgenics Corporation; 09/2015) | Same day/1 to 2 days | 14 days | This test was developed and its performance characteristics determined by Mayo Clinic in a manner consistent with CLIA requirements. It has not been cleared or approved by the US Food and Drug Administration. | 80307 | Ethyl Glucuronide Scrn w/Reflex, U | 58375-7 | 63420 | Ethyl Glucuronide Screen, U | 58375-7
ETGSR | Ethyl Glucuronide Screen with Reflex, Random, Urine | Screening for drug abuse involving alcohol | Only orderable as part of profile. For more information see CSMEU / Controlled Substance Monitoring Enhanced Profile with Reflex, 21 Drug Classes, High Resolution Mass Spectrometry and Immunoassay Screen, Random, Urine. Immunoassay | Yes | Ethyl Glucuronide Scrn w/Reflex, U | Testing begins with a screening assay. If the screen is positive, then the liquid chromatography-tandem mass spectrometry confirmation with quantification will be performed at an additional charge. | Only orderable as part of profile. For more information see CSMEU / Controlled Substance Monitoring Enhanced Profile with Reflex, 21 Drug Classes, High Resolution Mass Spectrometry and Immunoassay Screen, Random, Urine. Container/Tube:Plastic, 60-mL urine bottle Specimen Volume:5 mL Collection Instructions: 1. Collect a random urine specimen. 2. No preservative. | 2.5 mL | This procedure uses immunoassay reagents designed to produce a negative result when no drugs are present in a natural (ie, unadulterated) urine specimen; the assay is designed to have a high true-negative rate. Like all immunoassays, it can have a false-positive rate due to cross-reactivity with natural chemicals and drugs other than those they were designed to detect. The immunoassay also has a false-negative rate to the antibody's ability to cross-react with different drugs in the class being screened. Ethyl glucuronide is a direct metabolite of ethanol formed by enzymatic conjugation of ethanol with glucuronic acid. Alcohol in urine is normally detected for only a few hours, whereas ethyl glucuronide can be detected in the urine for 1 to 3 days. | Only orderable as part of profile. For more information see CSMEU / Controlled Substance Monitoring Enhanced Profile with Reflex, 21 Drug Classes, High Resolution Mass Spectrometry and Immunoassay Screen, Random, Urine. Negative Screening cutoff concentration: Ethyl Glucuronide: 500 ng/mL | This assay only provides a preliminary analytical test result. A more specific alternative method (ie, liquid chromatography-tandem mass spectrometry) must be used to obtain a confirmed analytical result. A positive result using the ethyl glucuronide screen indicates only the potential presence of ethyl glucuronide and does not necessarily correlate with the extent of physiological and psychological effects. | Care should be taken when interpreting results since there are many factors (eg, fluid intake and other biologic factors) that may influence a urine test result. It is possible that substances other than those investigated in the specificity study may interfere with the test and cause false-positive or negative results. | 1. Schmitt G, Aderjan R, Keller T, Wu M: Ethyl glucuronide: an unusual ethanol metabolite in humans. Synthesis, analytical data, and determination in serum and urine. J Anal Toxicol. 1995 Mar-Apr;19(2):91-94 2. Dahl H, Stephanson N, Beck O, Helander A: Comparison of urinary excretion characteristics of ethanol and ethyl glucuronide. J Anal Toxicol. 2002 May-Jun;26(4):201-204 3. Wurst FM, Skipper GE, Weinmann W: Ethyl glucuronide--the direct ethanol metabolite on the threshold from science to routine use. Addiction. 2003 Dec;98 (S2):51-61 4. Zimmer H, Schmitt G, Aderjan R: Preliminary immunochemical test for the determination of ethyl glucuronide in serum and urine: comparison of screening method results with gas chromatography-mass spectrometry. J Anal Toxicol. 2002 Jan-Feb;26(1):11-16 5. Weinmann W, Schaefer P, Thierauf A, Schreiber A, Wurst FM: Confirmatory analysis of ethyl glucuronide in urine by liquid chromatography/electrospray ionization/tandem mass spectrometry according to forensic guidelines. J Am Soc Mass Spectrom. 2004 Feb;15(2):188-193 6. Langman LJ, Bechtel LK, Meier BM, Holstege C: Clinical toxicology. In: Rifai N, Horvath AR, Wittwer CT, eds. Tietz Textbook of Clinical Chemistry and Molecular Diagnostics. 6th ed. Elsevier; 2018:832-887 | This assay is a homogeneous enzyme-linked immunosorbent assay technique. The assay will be performed semiquantitatively. The assay is based on competition between free drug in the urine sample, and a drug labeled with the enzyme glucose-6-phosphate dehydrogenase for a fixed amount of specific antibody binding sites. Active enzyme converts nicotinamide adenine dinucleotide (NAD[+]) to NADH, which results in an absorbance change that can be measured spectrophotometrically at 340 nm.(Package insert: DRI Ethyl Glucuronide Assay. Microgenics Corporation; 09/2015) | Same/1 to 2 days | 14 days | This test was developed and its performance characteristics determined by Mayo Clinic in a manner consistent with CLIA requirements. It has not been cleared or approved by the US Food and Drug Administration. | 80307 | Ethyl Glucuronide Scrn w/Reflex, U | 58375-7 | 616033 | Ethyl Glucuronide Screen, U | 58375-7
ETGS | Ethyl Glucuronide Screen, Random, Urine | Screening for drug abuse involving alcohol | Immunoassay | Yes | Ethyl Glucuronide Screen, U | Urine | Supplies:Sarstedt 5 mL Aliquot Tube (T914) Collection Container/Tube:Plastic urine container Submission Container/Tube:Plastic, 5-mL tube Specimen Volume:2 mL Collection Instructions: 1. Collect a random urine specimen. 2. No preservative. | 0.5 mL | Ethyl glucuronide is a direct metabolite of ethanol that is formed by enzymatic conjugation of ethanol with glucuronic acid. Alcohol in urine is normally detected for only a few hours, whereas ethyl glucuronide can be detected in the urine for 1 to 3 days. This procedure uses immunoassay reagents that are designed to produce a negative result when no drugs are present in a natural (ie, unadulterated) specimen of urine; the assay is designed to have a high true-negative rate. Like all immunoassays, it can have a false-positive rate due to cross-reactivity with natural chemicals and drugs other than those they were designed to detect. The immunoassay also has a false-negative rate to the antibody's ability to cross-react with different drugs in the class being screened for. | Negative Screening cutoff concentration:500 ng/mL | This assay only provides a preliminary analytical test result. A more specific alternative method (ie, liquid chromatography-tandem mass spectrometry: LC-MS/MS) must be used to obtain a confirmed analytical result. A positive result using the ethyl glucuronide screen indicates only the potential presence of ethyl glucuronide and does not necessarily correlate with the extent of physiological and psychological effects. | Care should be taken when interpreting results since there are many factors (eg, fluid intake and other biologic factors) that may influence a urine test result. It is possible that substances other than those investigated in the specificity study may interfere with the test and cause false-positive or negative results. | 1. Schmitt G, Aderjan R, Keller T, Wu M: Ethyl glucuronide: an unusual ethanol metabolite in humans. Synthesis, analytical data, and determination in serum and urine. J Anal Toxicol. 1995;19:91-94. doi: 10.1093/jat/19.2.91 2. Dahl H, Stephanson N, Beck O, Helander A: Comparison of urinary excretion characteristics of ethanol and ethyl glucuronide. J Anal Toxicol. 2002;26:201-104. doi: 10.1093/jat/26.4.201 3. Wurst FM, Skipper GE, Weinmann W: Ethyl glucuronide--the direct ethanol metabolite on the threshold from science to routine use. Addiction. 2003;98 (S2):51-61. doi: 10.1046/j.1359-6357.2003.00588 4. Zimmer H, Schmitt G, Aderjan R: Preliminary immunochemical test for the determination of ethyl glucuronide in serum and urine: comparison of screening method results with gas chromatography-mass spectrometry. J Anal Toxicol.2002;26:11-16. doi: 10.1093/jat/26.1.11 5. Weinmann W, Schaefer P, Thierauf A, et al: Confirmatory analysis of ethylglucuronide in urine by liquid chromatography/electrospray ionization/tandem mass spectrometry according to forensic guidelines. J Am Soc Mass Spectrom. 2004;15(2):188-193. doi: 10.1016/j.jasms.2003.10.010 6.Langman LJ, Bechtel LK, Meier BM, Holstege C: Clinical toxicology. In: Rifai N, Horvath AR, Wittwer CT, eds. Tietz Textbook of Clinical Chemistry and Molecular Diagnostics. 6th ed. Elsevier; 2018:832-887 | This assay is a homogeneous enzyme immunoassay technique. The assay will be performed semiquantitatively. The assay is based on competition between free drug in the urine sample, and a drug labeled with the enzyme glucose-6-phosphate dehydrogenase for a fixed amount of specific antibody binding sites. Active enzyme convertsnicotinamide adenine dinucleotide(NAD+) to NADH, which results in an absorbance change that can be measured spectrophotometrically at 340 nm.(Package insert: DRI Ethyl Glucuronide Assay. Microgenics Corporation; 09/2015) | Same day/1 to 2 days | 14 days | This test was developed and its performance characteristics determined by Mayo Clinic in a manner consistent with CLIA requirements. It has not been cleared or approved by the US Food and Drug Administration. | 80307 | Ethyl Glucuronide Screen, U | 58375-7 | 63420 | Ethyl Glucuronide Screen, U | 58375-7
ETGL | Ethylene Glycol, Serum | Confirming and monitoring ethylene glycol toxicity | Gas Chromatography-Flame Ionization Detection (GC-FID) | Yes | Ethylene Glycol, S | Serum Red | Supplies:Sarstedt Aliquot Tube 5 mL (T914) Collection Container/Tube:Red top (serum gel/SST tubes arenotacceptable) Submission Container/Tube:Plastic vial Specimen Volume:2 mL Collection Instructions:Centrifuge and aliquot serum into plastic vial within 2 hours of collection. | 0.3 mL | Ethylene glycol is present in antifreeze products, deicing products, detergents, paints, and cosmetics. Ethylene glycol has initial central nervous system (CNS) effects resembling those of ethanol and may be ingested accidentally or for the purpose of inebriation or suicide. Ethylene glycol itself is relatively nontoxic, however, metabolism of ethylene glycol by alcohol dehydrogenase results in the formation of a number of acid metabolites, including oxalic acid and glycolic acid. These acid metabolites are responsible for much of the toxicity of ethylene glycol. Clinically, poisoning has historically been divided into three stages, although timing may vary, and stages may overlap. The first stage typically begins 30 minutes to 12 hours after ingestion due to the intoxicating effects of the ethylene glycol and may range from mild CNS depression to coma. The second stage begins 12 to 24 hours after ingestion and is characterized severe metabolic acidosis, due to the accumulation of acid metabolites. The third stage occurs 24 to 72 hours after ingestion and is characterized by renal failure due to calcium oxalate crystal deposition in the proximal tubules. Ethylene glycol toxicity can be treated with 4-methylpyrazole (4-MP; fomepizole) or ethanol by competitively inhibiting alcohol dehydrogenase and thereby preventing conversion of ethylene glycol to its toxic metabolites. | Toxic concentration: > or =20 mg/dL | Toxic concentrations are those greater than or equal to 20 mg/dL | Propionic acid produced in the rare inborn error of metabolism methylmalonic acidemia may be confused with ethylene glycol in the gas chromatographic assay. Specimens collected in serum gel tubes are not acceptable, as the drug/analyte can absorb on the gel and lead to falsely decreased concentrations. | 1. Langman LJ, Bechtel LK, Holstege CP. Clinical toxicology. In: Rifai N, Chiu RWK, Young I, Burnham C-AD, Wittwer CT, eds. Tietz Textbook of Laboratory Medicine. 7th ed. Elsevier; 2023:454-454.e484 2. Baselt RC. Disposition of Toxic Drugs and Chemical in Man. 12th ed. Seal Beach, CA: Biomedical Publications; 2020 3. Cohen JP, Quan D. Alcohols. In: Tintinalli JE, Ma OJ, Yealy DM, et al, eds. Tintinalli's Emergency Medicine: A Comprehensive Study Guide, 9th ed. McGraw-Hill Education; 2020 | Ethylene glycol is quantitated in serum by precipitating serum protein with methanol. The supernatant is analyzed by gas chromatography with flame ionization detection.(Unpublished Mayo method) | 2 days | 2 weeks | This test was developed and its performance characteristics determined by Mayo Clinic in a manner consistent with CLIA requirements. It has not been cleared or approved by the US Food and Drug Administration. | 80320G0480 (if appropriate) | Ethylene Glycol, S | 5646-5 | 8749 | Ethylene Glycol, S | 5646-5
EOXD | Ethylene Oxide, IgE, Serum | Establishing a diagnosis of an allergy to ethylene oxide Defining the allergen responsible for eliciting signs and symptoms Identifying allergens: -Responsible for allergic response and/or anaphylactic episode -To confirm sensitization prior to beginning immunotherapy -To investigate the specificity of allergic reactions to insect venom allergens, drugs, or chemical allergens | Fluorescence Enzyme Immunoassay (FEIA) | Yes | Ethylene Oxide, IgE | Serum | Collection Container/Tube: Preferred:Serum gel Acceptable:Red top Submission Container/Tube:Plastic vial Specimen Volume:0.5 mL for every 5 allergens requested Collection Instructions:Centrifuge and aliquot serum into a plastic vial. | For 1 allergen: 0.3 mL For more than 1 allergen: (0.05 mL x number of allergens) + 0.25 mL deadspace | Clinical manifestations of immediate hypersensitivity (allergic) diseases are caused by the release of proinflammatory mediators (histamine, leukotrienes, and prostaglandins) from IgE-sensitized effector cells (mast cells and basophils) when cell-bound IgE antibodies interact with an allergen. In vitro serum testing for IgE antibodies provides an indication of the immune response to allergens that may be associated with allergic disease. The allergens chosen for testing often depend upon the age of the patient, history of allergen exposure, season of the year, and clinical manifestations. In individuals predisposed to develop allergic disease, the sequence of sensitization and clinical manifestations proceed as follows: eczema and respiratory disease (rhinitis and bronchospasm) in infants and children less than 5 years due to food sensitivity (milk, egg, soy, and wheat proteins) followed by respiratory disease (rhinitis and asthma) in older children and adults due to sensitivity to inhalant allergens (dust mite, mold, and pollen inhalants). | Class,IgE kU/L,Interpretation, 0,<0.10,Negative, 0/1,0.10-0.34,Borderline/equivocal, 1,0.35-0.69,Equivocal, 2,0.70-3.49,Positive, 3,3.50-17.4,Positive, 4,17.5-49.9,Strongly positive, 5,50.0-99.9,Strongly positive, 6,> or =100,Strongly positive, | Detection of IgE antibodies in serum (class 1 or greater) indicates an increased likelihood of allergic disease as opposed to other etiologies and defines the allergens that may be responsible for eliciting signs and symptoms. The level of IgE antibodies in serum varies directly with the concentration of IgE antibodies expressed as a class score or kU/L. | Testing for IgE antibodies is not useful in patients previously treated with immunotherapy to determine if residual clinical sensitivity exists or in patients in whom the medical management does not depend upon identification of allergen specificity. Some individuals with clinically insignificant sensitivity to allergens may have measurable levels of IgE antibodies in serum, and test results must be interpreted in the clinical context. False-positive results for IgE antibodies may occur in patients with markedly elevated serum IgE (>2500 kU/L) due to nonspecific binding to allergen solid phases. | Homburger HA, Hamilton RG: Allergic diseases. In: McPherson RA, Pincus MR, eds. Henry's Clinical Diagnosis and Management by Laboratory Methods. 23rd ed.Elsevier; 2017:1057-1070 | Specific IgE from the patient's serum reacts with the allergen of interest, which is covalently coupled to an ImmunoCAP. After washing away nonspecific IgE, enzyme-labeled anti-IgE antibody is added to form a complex. After incubation, unbound anti-IgE is washed away, and the bound complex incubated with a developing agent. After stopping the reaction, the fluorescence of the eluate is measured. Fluorescence is proportional to the amount of specific IgE present in the patient's sample (ie, the higher the fluorescence value, the more IgE antibody is present).(Package insert: ImmunoCAP System Specific IgE FEIA. Phadia; Rev 06/2020) | 1 to 3 days | 14 days | This test has been cleared, approved, or is exempt by the US Food and Drug Administration and is used per manufacturer's instructions. Performance characteristics were verified by Mayo Clinic in a manner consistent with CLIA requirements. | 86003 | Ethylene Oxide, IgE | 6112-7 | EOXD | Ethylene Oxide, IgE | 6112-7
ETV6F | ETV6 (12p13.2) Rearrangement, FISH, Tissue | Detection ofETV6rearrangements irrespective of the ETV6 fusion partner gene Supporting the diagnosis of many neoplasms including, but not limited to,mammary analogue secretory carcinoma, secretory carcinoma of the breast, and infantile fibrosarcomawhen used in conjunction with pathologic assessment | Fluorescence In Situ Hybridization (FISH) | Yes | ETV6 (12p13.2), FISH, Ts | This test includes a charge for the probe application, analysis, and professional interpretation of results for one probe set (2 individual fluorescence in situ hybridization probes). No analysis charges will be incurred if an insufficient number of representative cells are available for analysis. | Submit only 1 of the following specimens: Preferred Specimen Type:Tissue block Collection Instructions:Submit a formalin-fixed, paraffin-embedded tumor tissue block. Blocks prepared with alternative fixation methods may be acceptable; provide fixation method used. Acceptable Specimen Type:Tissue slides Slides: 1 Hematoxylin and eosin stained and 4 unstained Collection Instructions: Submit 1 slide stained with hematoxylin and eosin and 4 consecutive unstained, positively-charged, unbaked slides with 5 micron-thick sections of the tumor tissue. | Slides: 1 Hematoxylin and eosin stained and 2 unstained | ETV6rearrangement has been identified in a wide variety of neoplasms including mammary analogue secretory carcinoma, secretory carcinoma of the breast, and infantile fibrosarcoma. | An interpretive report will be provided. | A neoplastic clone is detected when the percent of cells with an abnormality exceeds the normal cutoff for the ETV6fluorescence in situ hybridization (FISH) probe set. A positive result is consistent with the presence ofETV6rearrangement and likely reflectsETV6fusion with a partner gene. The significance of this FISH result is dependent on clinical and pathologic features. A negative result does not exclude the presence of a neoplastic disorder. | This test is not approved by the US Food and Drug Administration and is best used as an adjunct to existing clinical and pathologic information. Fixatives other than formalin (eg, Prefer, Bouin's) may not be successful for fluorescence in situ hybridization (FISH) assays. Non-formalin fixed specimens will not be rejected. Paraffin-embedded tissues that have been decalcified may not be successful for FISH analysis. The success rate of FISH studies on decalcified tissue is approximately 50%, but FISH will be attempted if sufficient tumor is present for analysis. If no FISH signals are observed post-hybridization, the case will be released indicating a lack of FISH results. | 1. WHO Classification of Tumours Editorial Board. Breast Tumours. 5th ed. IARC; 2019. WHO Classification of Tumours. Vol 2 2. WHO Classification of Tumours Editorial Board. Soft Tissue and Bone Tumours. 5th ed.IARC; 2020. WHO Classification of Tumours. Vol 3 3. Skalova A, Vanecek T, Martinek P, et al. Molecular profiling of mammary analog secretory carcinoma revealed a subset of tumors harboring a novel ETV6-RET translocation.Am J Surg Pathol.2018;42(2):234-246 4. Skalova A. Mammary analogue secretory carcinoma of salivary gland origin: an update and expanded morphologic and immunohistochemical spectrum of recently described entity.Head Neck Pathol 2013;7:S30-S36 5.Makretsov N, He M, Hayes M, et al. A fluorescence in situ hybridization study of ETV6-NTRK3 fusion gene in secretory breast carcinoma. Genes Chromosomes Cancer. 2004;40(2):152-157 6. Sheng WQ, Hisaoka M, Okamoto S, et al. Congenital-infantile fibrosarcoma. A clinicopathologic study of 10 cases and molecular detection pf the ETV6-NTRK3 fusion transcripts using paraffin-embedded tissues. Am J Clin Pathol. 2001;115(3):348-355 7.Steelman C, Katzenstein H, Parham D, et al. Unusual presentation of congenital infantile fibrosarcoma in seven infants with molecular-genetic analysis. Fetal Pediatr Pathol. 2011;30(5):329-337 8.Skalova A, Vanecek T, Sima R, et al. Mammary analogue secretory carcinoma of salivary glands, containing the ETV6-NTRK3 fusion gene: a hitherto undescribed salivary gland tumor entity. Am J Surg Pathol. 2010;34(5):599-608 | The test is performed using a laboratory-developed ETV6 (12p13.2) dual-color, break-apart strategy probe (BAP). Formalin-fixed, paraffin-embedded tissues are cut at 5 microns and mounted on positively charged glass slides. The selection of tissue and the identification of target areas on the hematoxylin and eosin (H and E)-stained slide are performed by a pathologist. Using the H and E-stained slide as a reference, target areas are etched with a diamond-tipped engraving tool on the back of the unstained slide to be assayed. The probe set is hybridized to the appropriate target areas, and 2 technologists independently analyze 50 interphase nuclei (100 total) with the results expressed as the percent of abnormal nuclei.(Unpublished Mayo method). | 7 to 10 days | Slides and H and E used for analysis are retained by the laboratory in accordance with regulatory requirements. Client provided paraffin blocks and extra unstained slides will be returned after testing is complete. | This test was developed and its performance characteristics determined by Mayo Clinic in a manner consistent with CLIA requirements. It has not been cleared or approved by the US Food and Drug Administration. | 88271x288291 -DNA probe, each (first probe set), Interpretation and report88271x2 -DNA probe, each; each additional probe set (if appropriate)88271x1 -DNA probe, each; coverage for sets containing 3 probes (if appropriate)88271x2 -DNA probe, each; coverage for sets containing 4 probes (if appropriate)88271x3 -DNA probe, each; coverage for sets containing 5 probes (if appropriate)88274 w/modifier 52 -Interphase in situ hybridization, <25 cells, each probe set (if appropriate)88274 -Interphase in situ hybridization, 25 to 99 cells, each probe set (if appropriate)88275 -Interphase in situ hybridization, 100 to 300 cells, each probe set (if appropriate) | ETV6 (12p13.2), FISH, Ts | 101380-4 | 46847 | Released By | 18771-6
EUCL | Eucalyptus, IgE, Serum | Establishing a diagnosis of an allergy to eucalyptus Defining the allergen responsible for eliciting signs and symptoms Identifying allergens: -Responsible for allergic response and/or anaphylactic episode -To confirm sensitization prior to beginning immunotherapy -To investigate the specificity of allergic reactions to insect venom allergens, drugs, or chemical allergens | Fluorescence Enzyme Immunoassay (FEIA) | Yes | Eucalyptus, IgE | Serum | Collection Container/Tube: Preferred:Serum gel Acceptable:Red top Submission Container/Tube:Plastic vial Specimen Volume:0.5 mL for every 5 allergens requested Collection Instructions:Centrifuge and aliquot serum into a plastic vial. | For 1 allergen: 0.3 mL For more than 1 allergen: (0.05 mL x number of allergens) + 0.25 mL deadspace | Clinical manifestations of immediate hypersensitivity (allergic) diseases are caused by the release of proinflammatory mediators (histamine, leukotrienes, and prostaglandins) from IgE-sensitized effector cells (mast cells and basophils) when cell-bound IgE antibodies interact with an allergen. In vitro serum testing for IgE antibodies provides an indication of the immune response to allergens that may be associated with allergic disease. The allergens chosen for testing often depend upon the age of the patient, history of allergen exposure, season of the year, and clinical manifestations. In individuals predisposed to develop allergic disease, the sequence of sensitization and clinical manifestations proceed as follows: eczema and respiratory disease (rhinitis and bronchospasm) in infants and children less than 5 years due to food sensitivity (milk, egg, soy, and wheat proteins) followed by respiratory disease (rhinitis and asthma) in older children and adults due to sensitivity to inhalant allergens (dust mite, mold, and pollen inhalants). | Class,IgE kU/L,Interpretation, 0,<0.10,Negative, 0/1,0.10-0.34,Borderline/equivocal, 1,0.35-0.69,Equivocal, 2,0.70-3.49,Positive, 3,3.50-17.4,Positive, 4,17.5-49.9,Strongly positive, 5,50.0-99.9,Strongly positive, 6,> or =100,Strongly positive, | Detection of IgE antibodies in serum (class 1 or greater) indicates an increased likelihood of allergic disease as opposed to other etiologies and defines the allergens that may be responsible for eliciting signs and symptoms. The level of IgE antibodies in serum varies directly with the concentration of IgE antibodies expressed as a class score or kU/L. | Testing for IgE antibodies is not useful in patients previously treated with immunotherapy to determine if residual clinical sensitivity exists or in patients in whom the medical management does not depend upon identification of allergen specificity. Some individuals with clinically insignificant sensitivity to allergens may have measurable levels of IgE antibodies in serum, and test results must be interpreted in the clinical context. False-positive results for IgE antibodies may occur in patients with markedly elevated serum IgE (>2500 kU/L) due to nonspecific binding to allergen solid phases. | Homburger HA, Hamilton RG: Allergic diseases. In: McPherson RA, Pincus MR, eds. Henry's Clinical Diagnosis and Management by Laboratory Methods. 23rd ed.Elsevier; 2017:1057-1070 | Specific IgE from the patient's serum reacts with the allergen of interest, which is covalently coupled to an ImmunoCAP. After washing away nonspecific IgE, enzyme-labeled anti-IgE antibody is added to form a complex. After incubation, unbound anti-IgE is washed away, and the bound complex incubated with a developing agent. After stopping the reaction, the fluorescence of the eluate is measured. Fluorescence is proportional to the amount of specific IgE present in the patient's sample (ie, the higher the fluorescence value, the more IgE antibody is present).(Package insert: ImmunoCAP System Specific IgE FEIA. Phadia; Rev 06/2020) | Same day/1 to 3 days | 14 days | This test has been cleared, approved, or is exempt by the US Food and Drug Administration and is used per manufacturer's instructions. Performance characteristics were verified by Mayo Clinic in a manner consistent with CLIA requirements. | 86003 | Eucalyptus, IgE | 6113-5 | EUCL | Eucalyptus, IgE | 6113-5
FEUCT | Euglobulin Clot Lysis Time |  | Clot Dissolution | Yes | Euglobulin Clot Lysis Time | Plasma Na Cit | Specimen Type:Citrated plasma Collection Container/Type:Light-blue top (sodium citrate) Specimen Volume:2 mL Collection Instructions:Collect blood in 3/2% sodium citrate light blue top tube. Centrifuge within 30 minutes after collection, freeze immediately. Send 2 mL platelet-poor plasma in plastic vial frozen. Note: 1. Prohibit exercise prior to drawing sample. 2. To avoid release of plasminogen activator, do not massage vein vigorously, pump fist excessively or leave tourniquet in place for a prolonged period. | 1 mL |  | >60 min |  |  |  |  | 5 to 18 days |  | This test was developed and its analytical performance characteristics have been determined by Quest Diagnostics. It has not been cleared or approved by FDA. This assay has been validated pursuant to the CLIA regulations and is used for clinical purposes. | 85360 | Euglobulin Clot Lysis Time | 3244-1 | FEUCT | Euglobulin Clot Lysis Time | 3244-1
EMAY | Euroglyphus maynei, IgE, Serum | Establishing a diagnosis of an allergy toEuroglyphus maynei Defining the allergen responsible for eliciting signs and symptoms Identifying allergens: -Responsible for allergic response and/or anaphylactic episode -To confirm sensitization prior to beginning immunotherapy -To investigate the specificity of allergic reactions to insect venom allergens, drugs, or chemical allergens | Fluorescence Enzyme Immunoassay (FEIA) | Yes | Euroglyphus Maynei, IgE | Serum | Collection Container/Tube: Preferred:Serum gel Acceptable:Red top Submission Container/Tube:Plastic vial Specimen Volume:0.5 mL for every 5 allergens requested Collection Instructions:Centrifuge and aliquot serum into a plastic vial. | For 1 allergen: 0.3 mL For more than 1 allergen: (0.05 mL x number of allergens) + 0.25 mL deadspace | Clinical manifestations of immediate hypersensitivity (allergic) diseases are caused by the release of proinflammatory mediators (histamine, leukotrienes, and prostaglandins) from IgE-sensitized effector cells (mast cells and basophils) when cell-bound IgE antibodies interact with an allergen. In vitro serum testing for IgE antibodies provides an indication of the immune response to allergens that may be associated with allergic disease. The allergens chosen for testing often depend upon the age of the patient, history of allergen exposure, season of the year, and clinical manifestations. In individuals predisposed to develop allergic disease, the sequence of sensitization and clinical manifestations proceed as follows: eczema and respiratory disease (rhinitis and bronchospasm) in infants and children less than 5 years due to food sensitivity (milk, egg, soy, and wheat proteins) followed by respiratory disease (rhinitis and asthma) in older children and adults due to sensitivity to inhalant allergens (dust mite, mold, and pollen inhalants). | Class,IgE kU/L,Interpretation, 0,<0.10,Negative, 0/1,0.10-0.34,Borderline/equivocal, 1,0.35-0.69,Equivocal, 2,0.70-3.49,Positive, 3,3.50-17.4,Positive, 4,17.5-49.9,Strongly positive, 5,50.0-99.9,Strongly positive, 6,> or =100,Strongly positive, | Detection of IgE antibodies in serum (class 1 or greater) indicates an increased likelihood of allergic disease as opposed to other etiologies and defines the allergens that may be responsible for eliciting signs and symptoms. The level of IgE antibodies in serum varies directly with the concentration of IgE antibodies expressed as a class score or kU/L. | Testing for IgE antibodies is not useful in patients previously treated with immunotherapy to determine if residual clinical sensitivity exists or in patients in whom the medical management does not depend upon identification of allergen specificity. Some individuals with clinically insignificant sensitivity to allergens may have measurable levels of IgE antibodies in serum, and test results must be interpreted in the clinical context. False-positive results for IgE antibodies may occur in patients with markedly elevated serum IgE (>2500 kU/L) due to nonspecific binding to allergen solid phases. | Homburger HA, Hamilton RG: Allergic diseases. In: McPherson RA, Pincus MR, eds. Henry's Clinical Diagnosis and Management by Laboratory Methods. 23rd ed.Elsevier; 2017:1057-1070 | Specific IgE from the patient's serum reacts with the allergen of interest, which is covalently coupled to an ImmunoCAP. After washing away nonspecific IgE, enzyme-labeled anti-IgE antibody is added to form a complex. After incubation, unbound anti-IgE is washed away, and the bound complex incubated with a developing agent. After stopping the reaction, the fluorescence of the eluate is measured. Fluorescence is proportional to the amount of specific IgE present in the patient's sample (ie, the higher the fluorescence value, the more IgE antibody is present).(Package insert: ImmunoCAP System Specific IgE FEIA. Phadia; Rev 06/2020) | Same day/1 to 3 days | 14 days | This test has been cleared, approved, or is exempt by the US Food and Drug Administration and is used per manufacturer's instructions. Performance characteristics were verified by Mayo Clinic in a manner consistent with CLIA requirements. | 86003 | Euroglyphus Maynei, IgE | 6114-3 | EMAY | Euroglyphus Maynei, IgE | 6114-3
EHOR | European Hornet, IgE, Serum | Establishing a diagnosis of an allergy to European hornet Defining the allergen responsible for eliciting signs and symptoms Identifying allergens: -Responsible for allergic response and/or anaphylactic episode -To confirm sensitization prior to beginning immunotherapy -To investigate the specificity of allergic reactions to insect venom allergens, drugs, or chemical allergens | Fluorescence Enzyme Immunoassay (FEIA) | Yes | European Hornet, IgE | Serum | Collection Container/Tube: Preferred:Serum gel Acceptable:Red top Submission Container/Tube:Plastic vial Specimen Volume:0.5 mL for every 5 allergens requested Collection Instructions:Centrifuge and aliquot serum into a plastic vial. | For 1 allergen: 0.3 mL For more than 1 allergen: (0.05 mL x number of allergens) + 0.25 mL deadspace | Clinical manifestations of immediate hypersensitivity (allergic) diseases are caused by the release of proinflammatory mediators (histamine, leukotrienes, and prostaglandins) from IgE-sensitized effector cells (mast cells and basophils) when cell-bound IgE antibodies interact with an allergen. In vitro serum testing for IgE antibodies provides an indication of the immune response to allergens that may be associated with allergic disease. The allergens chosen for testing often depend upon the age of the patient, history of allergen exposure, season of the year, and clinical manifestations. In individuals predisposed to develop allergic disease, the sequence of sensitization and clinical manifestations proceed as follows: eczema and respiratory disease (rhinitis and bronchospasm) in infants and children less than 5 years due to food sensitivity (milk, egg, soy, and wheat proteins) followed by respiratory disease (rhinitis and asthma) in older children and adults due to sensitivity to inhalant allergens (dust mite, mold, and pollen inhalants). | Class,IgE kU/L,Interpretation, 0,<0.10,Negative, 0/1,0.10-0.34,Borderline/equivocal, 1,0.35-0.69,Equivocal, 2,0.70-3.49,Positive, 3,3.50-17.4,Positive, 4,17.5-49.9,Strongly positive, 5,50.0-99.9,Strongly positive, 6,> or =100,Strongly positive, | Detection of IgE antibodies in serum (class 1 or greater) indicates an increased likelihood of allergic disease as opposed to other etiologies and defines the allergens that may be responsible for eliciting signs and symptoms. The level of IgE antibodies in serum varies directly with the concentration of IgE antibodies expressed as a class score or kU/L. | Testing for IgE antibodies is not useful in patients previously treated with immunotherapy to determine if residual clinical sensitivity exists or in patients in whom the medical management does not depend upon identification of allergen specificity. Some individuals with clinically insignificant sensitivity to allergens may have measurable levels of IgE antibodies in serum, and test results must be interpreted in the clinical context. False-positive results for IgE antibodies may occur in patients with markedly elevated serum IgE (>2500 kU/L) due to nonspecific binding to allergen solid phases. | Homburger HA, Hamilton RG: Allergic diseases. In: McPherson RA, Pincus MR, eds. Henry's Clinical Diagnosis and Management by Laboratory Methods. 23rd ed.Elsevier; 2017:1057-1070 | Specific IgE from the patient's serum reacts with the allergen of interest, which is covalently coupled to an ImmunoCAP. After washing away nonspecific IgE, enzyme-labeled anti-IgE antibody is added to form a complex. After incubation, unbound anti-IgE is washed away, and the bound complex incubated with a developing agent. After stopping the reaction, the fluorescence of the eluate is measured. Fluorescence is proportional to the amount of specific IgE present in the patient's sample (ie, the higher the fluorescence value, the more IgE antibody is present).(Package insert: ImmunoCAP System Specific IgE FEIA. Phadia; Rev 06/2020) | Same day/1 to 3 days | 14 days | This test has been cleared, approved, or is exempt by the US Food and Drug Administration and is used per manufacturer's instructions. Performance characteristics were verified by Mayo Clinic in a manner consistent with CLIA requirements. | 86003 | European Hornet, IgE | 15342-9 | EHOR | European Hornet, IgE | 15342-9
EVROL | Everolimus, Blood | Managing everolimus immunosuppression in solid organ transplant | Liquid Chromatography Tandem Mass Spectrometry (LC-MS/MS) | Yes | Everolimus, B | Whole Blood EDTA | Container/Tube:Lavender top (EDTA) Specimen Volume:3 mL Collection Instructions: 1.Draw blood immediately before next scheduled dose. 2. Do not centrifuge. 3.Send whole blood specimen in original tube.Do not aliquot. Additional Information:Therapeutic range applies to trough specimens collected immediately prior to a.m. dose. | 1 mL | Everolimus is an immunosuppressive agent derived from sirolimus (rapamycin). Both drugs function via inhibition of mTOR (mechanistic target of rapamycin) signaling and share similar pharmacokinetic and toxicity profiles. Everolimus has a shorter half-life than sirolimus, which allows for more rapid achievement of steady-state pharmacokinetics. Everolimus is extensively metabolized, primarily by cytochrome P450 (CYP) 3A4, thus its use with inducers or inhibitors of that enzyme may require dose adjustment. The most common adverse effects include hyperlipidemia, thrombocytopenia, and nephrotoxicity. Everolimus is useful as adjuvant therapy in renal cell carcinoma and other cancers. It recently gained US Food and Drug Administration approval for prophylaxis of graft rejection in solid organ transplant, an application that has been accepted for years in Europe. The utility of therapeutic drug monitoring has not been established for everolimus as an oncology chemotherapy agent; however, measuring blood drug concentrations is common practice for its use in transplant. Therapeutic targets vary depending on the transplant site and institution protocol. Guidelines for heart and kidney transplants suggest that trough (immediately prior to the next scheduled dose) blood concentrations between 3 and 8 ng/mL provide optimal outcomes. | 3-8 ng/mL Target steady-state trough concentrations vary depending on the type of transplant, concomitant immunosuppression, clinical/institutional protocols, and time post-transplant. Results should be interpreted in conjunction with this clinical information and any physical signs/symptoms of rejection/toxicity. | Therapeutic targets vary by transplant site and institution protocol. Heart and kidney transplant guidelines suggest a therapeutic range of 3 to 8 ng/mL. Measurement of drug concentrations in oncology chemotherapy is less common, thus no therapeutic range is established for this application. | Therapeutic targets vary by transplant site and institution protocol. Established ranges refer to trough (predose) concentrations. | 1. Eisen HJ, Tuzcu EM, Dorent R, et al: Everolimus for the prevention of allograft rejection and vasculopathy in cardiac-transplant recipients. N Engl J Med. 2003;349(9):847-858 2. Kovarik JM, Beyer D, Schmouder RL: Everolimus drug interactions: application of a classification system for clinical decision making. Biopharm Drug Dispos. 2006;27(9):421-426 3. Rothenburger M, Zuckermann A, Bara C, et al: Recommendations for the use of everolimus (Certican) in heart transplantation: results from the second German-Austrian Certican Consensus Conference. J Heart Lung Transplant. 2007;26(4):305-311 4. Sanchez-Fructuoso AI: Everolimus: an update on the mechanism of action, pharmacokinetics and recent clinical trials. Expert Opin Drug Metab Toxicol. 2008;4(6):807-819 5.Milone MC, Shaw LM: Therapeutic drugs and their management. In:Rifai N, Horvath AR, Wittwer CT, eds. Tietz Textbook of Clinical Chemistry and Molecular Diagnostics. 6th ed. Elsevier; 2018:800-831 6.van Gelder T, Fischer L, Shihab F, Shipkova M: Optimizing everolimus exposure when combined with calcineurin inhibitors in solid organ transplantation. Transplant Rev (Orlando). 2017;31(3):151-157. doi:10.1016/j.trre.2017.02.007 | Whole blood samples are mixed with methanolic zinc sulfate to lyse blood cells. The supernatant is removed and analyzed by liquid chromatography-tandem mass spectrometry.(Unpublished Mayo method) | Same day/1 to 2 days | 14 days | This test was developed and its performance characteristics determined by Mayo Clinic in a manner consistent with CLIA requirements. It has not been cleared or approved by the US Food and Drug Administration. | 80169 | Everolimus, B | 50544-6 | 35146 | Everolimus, B | 50544-6
EWSF | Ewing Sarcoma, 22q12 (EWSR1) Rearrangement, FISH, Tissue | Detection ofEWSR1rearrangements irrespective of theEWSR1fusion partner gene Supporting the diagnosis of many neoplasms including, but not limited to, Ewing sarcoma, extraskeletal myxoid chondrosarcoma, desmoplastic small round cell tumor, clear cell sarcoma, and myxoid liposarcoma when used in conjunction with pathologic assessment | Fluorescence In Situ Hybridization (FISH) | Yes | EWSR1 (22q12), FISH, Ts | This test includes a charge for the probe application, analysis, and professional interpretation of results for one probe set (2 individual fluorescence in situ hybridization probes). No analysis charges will be incurred if an insufficient number of representative cells are available for analysis. | Submit only 1 of the following specimens: Preferred Specimen Type:Tissue block Collection Instructions:Submit a formalin-fixed, paraffin-embedded tumor tissue block. Blocks prepared with alternative fixation methods may be acceptable; provide fixation method used. Acceptable Specimen Type:Tissue slides Slides: 1 Hematoxylin and eosin stained and 4 unstained Collection Instructions: Submit 1 slide stained with hematoxylin and eosin and 4 consecutive unstained, positively-charged, unbaked slides with 5 micron-thick sections of the tumor tissue. | Slides: 1 Hematoxylin and eosin stained and 2 unstained | The Ewing sarcoma breakpoint region 1 (EWSR1) gene encodes a protein with numerous complex activities within the cell including acting as a transcriptional regulator and mediating the activity of other proteins.(1) Oncogenic fusion ofEWSR1at 22q12 withFLI1at 11q24 resulting from t(11;22) or withERGat 21q22 resulting from t(21;22) was initially shown to be associated with and characteristic of Ewing sarcoma. Fusion ofEWSR1with various partner genes has since been identified in a wide variety of neoplasms. | An interpretive report will be provided. | A neoplastic clone is detected when the percent of cells with an abnormality exceeds the normal cutoff for theEwing sarcoma breakpoint region 1 (EWSR1)fluorescence in situ hybridization(FISH) probe set A positive result is consistent with the presence ofEWSR1rearrangement and likely reflectsEWSR1fusion with a partner gene. The significance of this FISH result is dependent on clinical and pathologic features. A negative result does not exclude the presence of a neoplastic disorder. | This test is not approved by the US Food and Drug Administration and is best used as an adjunct to existing clinical and pathologic information. Fixatives other than formalin (eg, Prefer, Bouin's) may not be successful for fluorescence in situ hybridization (FISH) assays. Non-formalin fixed specimens will not be rejected. Paraffin-embedded tissues that have been decalcified may not be successful for FISH analysis. The success rate of FISH studies on decalcified tissue is approximately 50%, but FISH will be attempted if sufficient tumor is present for analysis. If no FISH signals are observed post-hybridization, the case will be released indicating a lack of FISH results. | 1.Rossow KL, Janknecht R. The Ewing's sarcoma gene product functions as a transcriptional activator. Cancer Res. 2001;61(6):2690-2695 2.Romeo S, Dei Tos AP. Soft tissue tumors associated with EWSR1 translocation. Virchows Arch. 2010;456(2):219-234. doi:10.1007/s00428-009-0854-3 3.Fisher C. The diversity of soft tissue tumours with EWSR1 gene rearrangements: a review. Histopathology. 2014;64(1):134-150. doi:10.1111/his.12269 4. WHO Classification of Tumours Editorial Board. Soft Tissue and Bone Tumours. 5th ed. IARC; 2020. WHO Classification of Tumours Series. Vol. 3 | This test is performed using a commercially available Ewing sarcoma breakpoint region 1 (EWSR1)dual-color, break-apart strategy probe (BAP).Paraffin-embedded tissue samples are cut at 5 microns and mounted on positively charged glass slides. The selection of tissue and the identification of target areas on the hematoxylin and eosin (H and E)-stained slide are performed by a pathologist. Using the H and E-stained slide as a reference, target areas are etched with a diamond-tipped engraving tool on the back of the unstained slide to be assayed. The probe set is hybridized to the appropriate target areas, and 2 technologists independently analyze 50 interphase nuclei (100 total) with the results expressed as the percent of abnormal nuclei.(Unpublished Mayo method) | 7 to 10 days | Slides and H and E used for analysis are retained by the laboratory in accordance with regulatory requirements. Client provided paraffin blocks and extra unstained slides will be returned after testing is complete. | This test was developed and its performance characteristics determined by Mayo Clinic in a manner consistent with CLIA requirements. It has not been cleared or approved by the US Food and Drug Administration. | 88271x288291 - NA probe, each (first probe set), Interpretation and report88271x2 -DNA probe, each; each additional probe set (if appropriate)88271x1 -DNA probe, each; coverage for sets containing 3 probes (if appropriate)88271x2 -DNA probe, each; coverage for sets containing 4 probes (if appropriate)88271x3 -DNA probe, each; coverage for sets containing 5 probes (if appropriate)88274 w/modifier 52 -Interphase in situ hybridization, <25 cells, each probe set (if appropriate)88274 -Interphase in situ hybridization, 25 to 99 cells, each probe set (if appropriate)88275 -Interphase in situ hybridization, 100 to 300 cells, each probe set (if appropriate) | EWSR1 (22q12), FISH, Ts | 93806-8 | 53827 | Disclaimer | 62364-5
EXT2 | Exostosin 2 (EXT2) Immunostain, Technical Component Only | Identification of exostosin 2 associated membranous nephropathy | Immunohistochemistry (IHC) | Yes | EXT2 IHC, Tech Only | For the initial technical component only immunohistochemical (IHC) stain performed, the appropriate bill-only test ID will be reflexed and charged (IHTOI). For each additional technical component only IHC stain performed, an additional bill-only test ID will be reflexed and charged (IHTOA). | Supplies:Immunostain Technical Only Envelope (T693) Specimen Type:Tissue Container/Tube:Immunostain Technical Only Envelope Preferred:2 unstained positively charged glass slide (25- x 75- x 1-mm) per test ordered; sections 4-microns thick. Acceptable:Formalin-fixed, paraffin-embedded tissue block |  | Primary membranous nephropathy is an autoimmune disease of the kidney where antibodies target an antigen in the glomerular basement membrane resulting in kidney damage or failure. In up to 75% of primary membranous nephropathy cases phospholipase A2 receptor (PLA2R) and thrombospondin type-1 domain-containing 7A(THSD7A) are the target antigens. Exostosin 1 (EXT1) and exostosin 2 (EXT2), a recently identified set of novel proteins are associated with a subset of PLA2R and TSD7A double-negative MN. EXT1 and EXT2 may represent the target antigens or biomarker proteins of secondary (autoimmune) MN. |  | This test does not include pathologist interpretation, only technical performance of the stain. If interpretation is required, order PATHC / Pathology Consultation for a full diagnostic evaluation or second opinion of the case. The positive and negative controls are verified as showing appropriate immunoreactivity. If a control tissue is not included on the slide, a scanned image of the relevant quality control tissue is available upon request; call 855-516-8404. Interpretation of this test should be performed in the context of the patient's clinical history and other diagnostic tests by a qualified pathologist. | Age of a cut paraffin section can affect immunoreactivity. Stability thresholds vary widely among published literature and are antigen dependent. Best practice is for paraffin sections to be cut within 6 weeks. | 1. Bobart SA, Tehranian S, Sethi S, et al. A target antigen-based approach to the classification of membranous nephropathy. Mayo Clin Proc. 2021;96(3):577-591 2. Ravindran A, Moura MC, Fervenza FC, et al. In Patients with membranous lupus nephritis, exostosin-positivity and exostosin-negativity represent two different phenotypes. JASN. 2021;32(3):695-706 3. Sethi S, Madden BJ, Debiec H, et al. Exostosin1/exostosin 2-associated membranous nephropathy. JASN. 2019;30(6):1123-1136 4. Magaki S, Hojat SA, Wei B, So A, Yong WH. An Introduction to the Performance of Immunohistochemistry. Methods Mol Biol. 2019;1897:289-298. doi:10.1007/978-1-4939-8935-5_25 | Immunohistochemistry on sections of paraffin-embedded tissue.(Unpublished Mayo method) | 1 to 3 days | Until staining is complete. | This test has been cleared, approved, or is exempt by the US Food and Drug Administration and is used per manufacturer's instructions. Performance characteristics were verified by Mayo Clinic in a manner consistent with CLIA requirements. | 88342-TC, primary88341-TC, if additional IHC | EXT2 IHC, Tech Only | No LOINC Needed | 614549 | EXT2 IHC, Tech Only | No LOINC Needed
FEBGP | Exotic Bird Panel IgG |  | Enzyme immunoassay (FEIA) | Yes | Exotic Bird Panel IgG | Serum | Specimen Type: Serum Container/Tube: Red or SST Specimen Volume: 0.5 mL Collection Instructions: Draw blood in a plain red-top tube(s), serum gel tube(s) is acceptable. Spin down and send 0.5 mL of serum refrigerated in a plastic vial. | 0.5 mL | Although there have been many publications concerning the measurement of allergen-specific IgG, the clinical utility of such tests has not been established except in special situations. Thus, the quantitative IgG test should only be ordered by specialists who recognize the limitations of the test. The normal reference ranges reported represent the expected results for individuals who have no unusual exposure and have not been immunized with the indicated allergen. The ranges reported have no disease-associated significance. | Canary Feathers IgG,<17.0, Finch Feathers IgG,<12.0, Parrot Australian (Budgerigar) Droppings IgG,<14.0, Pigeon Feathers IgG,<22.0, |  |  |  | Enzyme immunoassay (FEIA). A standard curve is used to calculate the specific IgG concentrations. The calibrators are referenced to the International Reference Preparation for serum immunoglobulins. This test has not been cleared or approved for diagnostic use by the U.S. Food and Drug Administration. | 2 to 7 days |  | This test was developed and its performance characteristics determined by Viracor Eurofins. It has not been cleared or approved by the U.S. Food and Drug Administration. | 86001 x4 | Exotic Bird Panel IgG | Not Provided | Z5634 | Pigeon Feathers IgG | 58912-7
ESBLS | Extended-Spectrum Beta-Lactamase-Producing Gram-Negative Bacteria Surveillance Culture, Feces | Screening for colonization of extended-spectrum beta-lactamase (ESBL)-producing organisms in stool Screening fecal microbiota transplant donor feces for ESBL-producing organisms. This test isnot intended formedicolegal use. | Conventional Culture Technique | Yes | ESBL GNB Surveillance Culture, F | When this test is ordered, the reflex tests may be performed at an additional charge.All bacterial isolates tested, to rule in or out as a potential extended-spectrum beta-lactamase(ESBL)-producing pathogen, will be billed for work performed and resources consumed. The following Enterobacterales will be tested for ESBL production:Escherichia coli, Klebsiella pneumoniae, Klebsiella oxytoca,andProteus mirabilis. | Patient Preparation:Do not use barium or bismuth before specimen collection. Supplies:Culture and Sensitivity Stool Transport Vial (T058) Specimen Type:Preserved feces Container/Tube:Cary-Blair or modified Cary-Blair transport system is required. Commercially available transport system specific for recovery of enteric pathogens from fecal specimens (15 mL of nonnutritive transport medium containing phenol red as a pH indicator.Submit sample in original Cary Blair medium container (not an aliquot of Cary Blair medium). Specimen Volume:Representative portion of feces; 1 gram or 5 mL Collection Instructions: 1.Collect fresh fecal specimen and place 1 gram or 5 mL in container with transport medium. 2. Place feces in preservative within 2 hours of collection. 3. Place vial in a sealed plastic bag. | See Specimen Required | In June 2019, the US Food and Drug Administration recommended stool testing of fecal microbiota transplant (FMT) donors to assess for the presence of certain infectious agents.(1) FMT donor feces should be screened for extended-spectrum beta-lactamase (ESBL)-producing organisms. ESBLs are enzymes that confer variable resistance to third- and fourth-generation cephalosporins as well as aztreonam. Because these resistance genes are encoded on plasmids, which are easily transmissible, ESBL-producing organisms raise important infection control issues. FMT donor feces may be screened on a regularly scheduled basis for ESBL-producers. Screening will be performed via culture of stool samples using vancomycin, amphotericin B, ceftazidime, and clindamycin (VACC) agar. Remel VACC agar is a primary selective medium for the isolation of ESBL-producing Enterobacterales. In addition to multiple substrates necessary for bacterial growth, this medium also contains multiple antimicrobials which inhibit normal intestinal microbiota. Possible ESBL-producers isolated on VACC agar will be confirmed by the Clinical and Laboratory Standards Institute ESBL disk diffusion test.(2) | Negative forextended-spectrum beta-lactamase-producing organisms Positive forextended-spectrum beta-lactamase-producing organisms | Exclusion of feces from use in fecal microbiota transplantation is recommended if extended-spectrum beta-lactamase -producing bacteria are detected. Refer to US Food and Drug Administration guidance for details.(3) | Not all extended-spectrum beta-lactamase-producing organisms may be detected by this method. | 1.Food and Drug Administration (FDA) Safety and Availability (Biologics) Communication. Information Pertaining to Additional Safety Protections Regarding Use of Fecal Microbiota for Transplantation - Screening and Testing of Stool Donors for Multi-drug Resistant Organisms. FDA; June 18, 2019.Accessed November 17, 2023. Available atwww.fda.gov/vaccines-blood-biologics/safety-availability-biologics/information-pertaining-additional-safety-protections-regarding-use-fecal-microbiota-transplantation 2. Clinical and Laboratory Standards Institute [CLSI].Performance Standards for Antimicrobial Susceptibility Testing. 31st ed. CLSI supplement M100.CLSI; 2021. 3.Food and Drug Administration (FDA) Safety and Availability (Biologics) Communication. Important Safety Alert Regarding Use of Fecal Microbiota for Transplantation and Risk of Serious Adverse Reactions Due to Transmission of Multi-Drug Resistant Organisms. FDA; June 13, 2019. Updated December 04, 2020.Accessed November 17, 2023.Available at www.fda.gov/vaccines-blood-biologics/safety-availability-biologics/important-safety-alert-regarding-use-fecal-microbiota-transplantation-and-risk-serious-adverse | Remel vancomycin, amphotericin B, ceftazidime, and clindamycin (VACC) primary selective media is used to isolate extended-spectrum beta-lactamase (ESBL)-producing Enterobacterales from stool. This media contains antimicrobials which inhibit normal intestinal microbiota. Colonial morphologies consistent with Gram-negative bacilli are screened with oxidase reagent and matrix-assisted laser desorption/ionization time-of-flight mass spectrometry (MALDI-TOF MS) is utilized to identify oxidase negative gram-negative bacilli. ESBL confirmatory disk testing is performed on any isolate identified asEscherichia coli,Klebsiella pneumoniae,Klebsiella oxytoca, orProteus mirabilis.Confirmatory disk diffusion testing is performed using cefotaxime and ceftazidime with and without the addition of clavulanic acid. ESBLs show an increased zone of inhibition in the presence of clavulanate.(Clinical and Laboratory Standards Institute [CLSI]. Performance Standards for Antimicrobial Susceptibility Testing. 31st ed. CLSI supplement M100.CLSI; 2021) | 4 to 6 days | 7 days | This test has been cleared, approved, or is exempt by the US Food and Drug Administration and is used per manufacturer's instructions. Performance characteristics were verified by Mayo Clinic in a manner consistent with CLIA requirements. | 87081-ESBL GNB surveillance culture87077-Ident by MALDI-TOF mass spec (if appropriate)87184-ESBL SUS test charge (if appropriate) | ESBL GNB Surveillance Culture, F | 102121-1 | ESBLS | ESBL GNB Surveillance Culture, F | 102121-1
F2ISO | F2-Isoprostanes, Random, Urine | Assessment of in vivo lipid peroxidation Considered to be an index of systemic oxidative stress over time | F2ISO: Liquid Chromatography Tandem Mass Spectrometry (LC-MS/MS) CRETR: Enzymatic Colorimetric Assay | Yes | F2-Isoprostanes, U | When F2-isoprostanes testing is performed, urine creatinine will always be performed at an additional charge. | Patient Preparation:Patient should not take nonsteroidal anti-inflammatory drugs within the 72 hours or aspirin within the 2 weeks prior to specimen collection. Supplies:Sarstedt 5 mL Aliquot Tube (T914) Container/Tube:Plastic urine tube Specimen Volume:5 mL Collection Instructions: 1. Collect a random urine specimen. 2. No preservative. | 1 mL | Oxidative stress results from an imbalance of reactive oxygen species resulting in peroxidation of biomolecules. 15-F2t-isoprostane (F2ISO, also referred to as 8-iso-PGF2alpha or 8-isoprostane) is an F2-isoprostane and its measurement is considered the "gold standard” test for quantifying lipid peroxidation in vivo. F2ISO is a potent vasoconstrictor, induces vascular smooth muscle cell proliferation, and increased aspirin resistance to platelet aggregation. Elevated urinary F2ISO concentrations are associated with the presence and extent of coronary artery stenosis, peripheral artery disease, and increased risk of post-operative atrial fibrillation. Urinary F2ISO concentrations are lowered by aerobic exercise training, smoking cessation, and fenofibrate therapy. | > or =18 years: < or =1.0 ng/mg creatinine Reference values have not been established for patients who are younger than 18 years of age | Elevated urinary F2-isoprostanes reflect widespread oxidative stress and systemic burden of lipid peroxidation end products. Quantitation of F2-isoprostanes in urine is highly dependent upon the methodology utilized; however, mass spectrometry methods (gas chromatography-mass spectrometry or liquid chromatography-tandem mass spectrometry) assays yield superior sensitivity and analytical specificity compared with immunoassays. F2-isoprostanes demonstrate superior clinical sensitivity compared to other oxidative stressbiomarkers but lack clinical specificity for any particular disease.Pharmacological treatment with antioxidant supplementation, hypoglycemic agents in diabetes, smoking cessation, and weight reduction have all been shown to decrease production of F2-isoprostanes. | For the most accurate assessment of lipid oxidation status, individuals should not be on aspirin or other nonsteroidal anti-inflammatory drugs, have smoked, or have had acute changes in statin mono- or combination therapies. Patients should not take nonsteroidal anti-inflammatory drugs within 72 hours or aspirin within 2 weeks prior to providing a urine specimen for analysis. | 1. Strobel NA, Fassett RG, Marsh SA, Coombes JS. Oxidative stress biomarkers as predictors of cardiovascular disease. Int J Cardiol.2011;147(2):191-201 2. Davies SS, Roberts, LJ. F2-isoprostanes as an indicator and risk factor for coronary heart disease. Free Radic Biol Med. 2011;50(5):559-566 3. Kontush A, de Faria EC, Chantepie S, Chapman MJ. A normotriglyceridemic, low HDL-cholesterol phenotype is characterized by an elevated oxidative stress and HDL particles with attenuated antioxidative activity. Atherosclerosis. 2005;182(2):277-285 4. Vassale C, Botto N, Andreassi MG, et al. Evidence for enhanced 8-isoprostane plasma levels, as an index of oxidative stress in vivo, for patients with coronary artery disease. Coron Artery Dis. 2003 May;14(3):213-218 5. Milne GL, Sanchez SC, Musiek, ES, Morrow JD. Quantification of F2-isoprostanes as a biomarker of oxidative stress. Nature Prot. 2007;2(1):221-226 6. Zhang Z. Systematic review on the association between F2-isoprostanes and cardiovascular disease. Ann Clin Biochem. 2013;50(Pt 2):108-114 7. Wu J, Marchioli R, Silletta MG, et al. Oxidative stress biomarkers and the incidence of postoperative atrial fibrillation in the Omega-3 Fatty Acids for Prevention of Postoperative Atrial Fibrillation (OPERA) Trial. J Am Heart Assoc. 2015;4(5):e001886 8. Vazzana N, Ganci A, Cefalu AB, et al. Enhanced lipid peroxidation and platelet activation as potential contributors to increased cardiovascular risk in the low-HDL phenotype. J Am Heart Assoc. 2013;2(2):e000063 | 15-F2t-Isoprostane is separated and quantified in urine by liquid chromatography-tandem mass spectrometry (LC-MS/MS).(Unpublished Mayo method) | 2 to 9 days | 7 days | This test was developed and its performance characteristics determined by Mayo Clinic in a manner consistent with CLIA requirements. It has not been cleared or approved by the US Food and Drug Administration. | 82542 | F2-Isoprostanes, U | 90783-2 | 88677 | 15-F2t-Isoprostane, U | 90783-2
FABRZ | Fabry Disease, Full Gene Analysis, Varies | Confirmation of a diagnosis of classic or variant Fabry disease in affected males with reduced alpha- galactosidase A enzyme activity Carrier or diagnostic testing for asymptomatic or symptomatic females, respectively | Polymerase Chain Reaction (PCR) followed by DNA Sequencing | Yes | Fabry Disease Full Gene Analysis | The following algorithms are available: | Patient Preparation:A previous bone marrow transplant from an allogenic donor will interfere with testing. Call 800-533-1710 for instructions for testing patients who have received a bone marrow transplant. Submit only 1 of the following specimens: Preferred: Specimen Type:Whole blood Container/Tube: Preferred:Lavender top (EDTA) tube or yellow top (ACD) tube Acceptable:Any anticoagulant Specimen Volume:3 mL Collection Instructions: 1. Invert several times to mix blood. 2. Send specimen in original tube. Specimen Stability Information:Ambient (preferred)/Refrigerated Acceptable: Specimen Type:Blood spot Supplies:Card - Blood Spot Collection (Filter Paper) (T493) Container/Tube: Preferred:Collection card (Whatman Protein Saver 903 Paper) Acceptable:Ahlstrom 226 filter paper, or Blood Spot Collection Card Specimen Volume:2 to 5 Blood spots on collection card Collection Instructions: 1. An alternative blood collection option for a patient older than 1 year of age is finger stick. 2. Let blood dry on the filter paper at ambient temperature in a horizontal position for 3 hours. 3. Do not expose specimen to heat or direct sunlight. 4. Do not stack wet specimens. 5. Keep specimen dry. Specimen Stability Information:Ambient (preferred)/Refrigerated Additional Information: 1. For collection instructions, seeBlood Spot Collection Instructionsin Special Instructions. 2. For collection instructions in Spanish, seeBlood Spot Collection Card-Spanish Instructions(T777) in Special Instructions. 3. For collection instructions in Chinese, seeBlood Spot Collection Card-Chinese Instructions(T800) in Special Instructions. | Blood: 1 mL Blood Spots: 5 punches-3 mm diameter | Fabry disease is an X-linked recessive disorder with an incidence of approximately 1 in 50,000 males. Symptoms result from a deficiency of the enzyme alpha-galactosidase A (alpha-Gal A). Reduced alpha-Gal A activity results in accumulation of glycosphingolipids in the lysosomes of both peripheral and visceral tissues. Severity and onset of symptoms are dependent on the residual alpha-Gal A activity. Males with less than 1% alpha-Gal A activity have the classic form of Fabry disease. Symptoms can appear in childhood or adolescence and usually include acroparesthesias (pain crises), multiple angiokeratomas, reduced or absent sweating, and corneal opacity. By middle age, most patients develop renal insufficiency leading to end-stage renal disease, as well as cardiac and cerebrovascular disease. Males with greater than 1% alpha-Gal A activity may present with a variant form of Fabry disease. The renal variant generally has onset of symptoms in the third decade. The most prominent feature in this form is renal insufficiency and, ultimately, end-stage renal disease. Individuals with the renal variant may or may not have other symptoms of classic Fabry disease. Individuals with the cardiac variant are often asymptomatic until they present with cardiac findings such as cardiomyopathy or mitral insufficiency later in life. The cardiac variant is not associated with renal failure. Female carriers of Fabry disease can have clinical presentations ranging from asymptomatic to severe. Measurement of alpha-Gal A activity is not generally useful for identifying carriers of Fabry disease, as many of these individuals have normal levels of alpha-Gal A. Alterations in theGLAgene result in deficiency of alpha-Gal A. Most of the alterations identified to date are family specific. Full sequencing of theGLAgene identifies over 98% of the sequence variants in the coding region and splice junctions. In addition, this assay detects the intron 4 alteration common in the Taiwanese population.(1) The recommended first-tier test for males with suspected Fabry disease is biochemical testing that measures alpha-galactosidase enzyme activity in blood or serum: AGAW / Alpha-galactosidase, Leukocytes or AGAS / Alpha-galactosidase, Serum. Additionally, testing for the glycosphingolipid, globotriaosylsphingosine (LGb3) may aid in further clarifying disease status in both males and females with suspected Fabry disease (LGB3 / Globotriaosylsphingosine, Serum). Individuals with decreased or absent enzyme activity and elevated LGb3 are more likely to have an identifiable alterations in theGLAgene by molecular genetic testing. However, enzymatic testing alone is not reliable to detect female carriers. The following algorithms are available in Special Instructions: -Fabry Disease: Newborn Screen-Positive Follow-up algorithm -Fabry Disease Diagnostic Testing Algorithm | An interpretive report will be provided. | All detected alterations will be evaluated according to the American College of Medical Genetics and Genomics (AMCG) recommendations.(2) Variants will be classified based on known, predicted, or possible pathogenicity and reported with interpretive comments detailing their potential or known significance. | A small percentage of individuals who are carriers or have a diagnosis of Fabry disease may have a variant that is not identified by this method (eg, large genomic deletions, promoter alterations). The absence of a variant, therefore, does not eliminate the possibility of positive carrier status or the diagnosis of Fabry disease. For carrier testing, it is important to first document the presence of aGLAgene variant in an affected family member. In some cases, DNA alterations of undetermined significance may be identified. Rare polymorphisms exist that could lead to false-negative or false-positive results. If results obtained do not match the clinical and biochemical findings, additional testing should be considered. Test results should be interpreted in the context of clinical findings, family history, and other laboratory data. Errors in our interpretation of results may occur if information given is inaccurate or incomplete. | 1. ACMG Newborn Screening ACT Sheets. Accessed October 30, 2023. Available at www.acmg.net/ACMG/Medical-Genetics-Practice-Resources/ACT_Sheets_and_Algorithms/ACMG/Medical-Genetics-Practice-Resources/ACT_Sheets_and_Algorithms.aspx?hkey=9d6bce5a-182e-42a6-84a5-b2d88240c508 2. Hwu WL, Chien YH, Lee NC, et al: Newborn screening for Fabry disease in Taiwan reveals a high incidence of the later-onset GLA mutation c.936+919G>A). Hum Mutat. 2009:30(10):1397-1405 3. Richards S, Aziz N, Bale S, et al: Standards and guidelines for the interpretation of sequence variants: a joint consensus recommendation of the American College of Medical Genetics and Genomics and the Association for Molecular Pathology. Genet Med. 2015 May;17(5):405-424 4. Germain DP: Fabry disease. Orphanet J Rare Dis. 2010 Nov 22;5:30 5 Wang RY, Lelis A, Mirocha J, Wilcox WR: Heterozygous Fabry women are not just carriers, but have a significant burden of disease and impaired quality of life. Genet Med. 2007 Jan;9(1):34-35 | Bidirectional sequence analysis is performed to test for the presence of a sequence variant in all coding regions and intron/exon boundaries of theGLAgene.(Unpublished Mayo method) | 14 to 20 days | Whole Blood: 2 weeks (if available); Extracted DNA: 3 months | This test was developed and its performance characteristics determined by Mayo Clinic in a manner consistent with CLIA requirements. It has not been cleared or approved by the US Food and Drug Administration. | 81405-GLA (galactosidase, alpha) (eg, Fabry disease), full gene sequence | Fabry Disease Full Gene Analysis | 76036-3 | 53900 | Released By | 18771-6
FA13R | Factor 13 1:1 Mix |  | Can only be ordered as a reflex test. For more information, see FA13Q. | Yes | Factor 13 1:1 Mix | Plasma Na Cit | Only orderable as a reflex test. For more information, see FA13Q. |  |  | Only orderable as a reflex test. For more information, see FA13Q. | [7 empty] | 85291 | Factor 13 1:1 Mix | Not Provided | Z6313 | Factor XIII, 1:1 Mix | 3241-7
FA13Q | Factor 13, Qualitative, with Reflex to Factor 13 1:1 Mix |  | Qualitative Solubility Assay | Yes | Factor 13 Qual, Reflex to 1:1 Mix | If Factor 13 Qualitative has a result of Lysis, then Factor 13 1:1 Mix will be performed at an additional charge. | Specimen Type:Citrated plasma Collection Container/Tube:Light-blue top (3.2% sodium citrate) Specimen Volume:2 mL Collection Instructions:Draw blood in a light blue-top (3.2% sodium citrate) tube(s). Spin down immediately and send 2 mL platelet poor citrated plasma frozen in a plastic vial. Note:Critical frozen. Separate specimens must be submitted when multiple tests are ordered. | 1 mL |  | Factor XIII, Qualitative: No Lysis |  |  |  |  | 4 to 5 days |  |  | 85291-Factor 13, Qualitative85291-Factor 13, 1:1 Mix (if appropriate) | Factor 13 Qual, Reflex to 1:1 Mix | Not Provided | Z6312 | Factor XIII, Qualitative | 3241-7
FC13A | Factor 13a Immunostain, Technical Component Only | Aiding in the identification of acquired digital fibrokeratomas, angiofibromas, and oral fibroma, and a proportion of cells in histiocytomas | Immunohistochemistry (IHC) | Yes | Factor 13a IHC, Tech Only | For the initial technical component only immunohistochemical (IHC) stain performed, the appropriate bill-only test ID will be reflexed and charged (IHTOI). For each additional technical component only IHC stain performed, an additional bill-only test ID will be reflexed and charged (IHTOA). | Supplies:Immunostain Technical Only Envelope (T693) Specimen Type:Tissue Container/Tube:Immunostain Technical Only Envelope Preferred:2 Unstained positively charged glass slide (25- x 75- x 1-mm) per test ordered; sections 4-microns thick Acceptable:Formalin-fixed, paraffin-embedded tissue block |  | Factor XIIIa, a blood and intracellularly produced coagulation factor, has been found in a variety of cell types, including fibroblast-like mesenchymal cells, and has been shown to stimulate the proliferation of fibroblasts and neoplastic cells in vitro. Immunohistochemical staining for factor XIIIa labels normal dermal dendrocytes, the large stellate fibroblasts found in acquired digital fibrokeratomas, angiofibromas, and oral fibroma, and a proportion of cells in histiocytomas. Factor XIIIa immunostain also produces cytoplasmic staining of dermal dendrocytes in normal skin and of a proportion of cells in histiocytomas. |  | This test does not include pathologist interpretation, only technical performance of the stain. If interpretation is required, order PATHC / Pathology Consultation for a full diagnostic evaluation or second opinion of the case. The positive and negative controls are verified as showing appropriate immunoreactivity. If a control tissue is not included on the slide, a scanned image of the relevant quality control tissue is available upon request; call 855-516-8404. Interpretation of this test should be performed in the context of the patient's clinical history and other diagnostic tests by a qualified pathologist. | Age of a cut paraffin section can affect immunoreactivity. Stability thresholds vary widely among published literature and are antigen dependent. Best practice is for paraffin sections to be cut within 6 weeks. | 1. West KL, Cardona DM, Su Z, Puri PK. Immunohistochemical markers in fibrohistiocytic lesions: factor XIIIa, CD34, S-100 and p75. Am J Dermatopathol. 2014;36(5):414-419. doi:10.1097/DAD.0b013e3182a70396 2. de Alvarenga Lira ML, Pagliari C, de Lima Silva AA, de Andrade HF Jr, Duarte MI. Dermal dendrocytes FXIIIa+ are essential antigen-presenting cells in indeterminate leprosy. Am J Dermatopathol. 2015;37(4):269-273. doi:10.1097/DAD.0000000000000238 3. Hirai KE, Aarao TL, Silva LM, et al. Langerhans cells (CD1a and CD207), dermal dendrocytes (FXIIIa) and plasmacytoid dendritic cells (CD123) in skin lesions of leprosy patients. Microb Pathog. 2016;91:18-25. doi:10.1016/j.micpath.2015.11.013 4. Magaki S, Hojat SA, Wei B, So A, Yong WH. An Introduction to the Performance of Immunohistochemistry. Methods Mol Biol. 2019;1897:289-298. doi:10.1007/978-1-4939-8935-5_25 | Immunohistochemistry on sections of paraffin-embedded tissue.(Unpublished Mayo method) | 1 to 3 days | Until staining is complete. | This test has been cleared, approved, or is exempt by the US Food and Drug Administration and is used per manufacturer's instructions. Performance characteristics were verified by Mayo Clinic in a manner consistent with CLIA requirements. | 88342-TC, primary88341-TC, if additional IHC | Factor 13a IHC, Tech Only | Order only;no result | 70741 | Factor 13a IHC, Tech Only | Bill only; no result
FACR8 | Factor 8 Related Antigen Immunostain, Technical Component Only | Marker of endothelial cell lineage | Immunohistochemistry (IHC) | Yes | Factor 8 R Ag IHC, Tech Only | For the initial technical component only immunohistochemical (IHC) stain performed, the appropriate bill-only test ID will be reflexed and charged (IHTOI). For each additional technical component only IHC stain performed, an additional bill-only test ID will be reflexed and charged (IHTOA). | Supplies:Immunostain Technical Only Envelope (T693) Specimen Type:Tissue Container/Tube:Immunostain Technical Only Envelope Preferred:2 Unstained positively charged glass slide (25- x 75- x 1-mm) per test ordered; sections 4-microns thick Acceptable:Formalin-fixed, paraffin-embedded (FFPE) tissue block |  | Factor 8-related antigen shows diffuse cytoplasmic staining of endothelial cells, megakaryocytes, and platelets. This immunostain may be used to support endothelial cell lineage in angiosarcoma. |  | This test does not include pathologist interpretation, only technical performance of the stain. If interpretation is required, order PATHC / Pathology Consultation for a full diagnostic evaluation or second opinion of the case. The positive and negative controls are verified as showing appropriate immunoreactivity. If a control tissue is not included on the slide, a scanned image of the relevant quality control tissue is available upon request; call 855-516-8404. Interpretation of this test should be performed in the context of the patient's clinical history and other diagnostic tests by a qualified pathologist. | Age of a cut paraffin section can affect immunoreactivity. Stability thresholds vary widely among published literature and are antigen dependent. Best practice is for paraffin sections to be cut within 6 weeks. | 1. Mak KM, Sehgal P, Harris CK. Factor VIII-related antigen detects phenotypic change of sinusoidal to vascular endothelium in hepatic fibrosis of elderly cadavers. Int Sch Res Notices. 2014;2014:839560. doi:10.1155/2014/839560 2. Matino D, Gargaro M, Santagostino E, et al. IDO1 suppresses inhibitor development in hemophilia A treated with factor VIII. J Clin Invest. 2015;125(10):3766-3781. doi:10.1172/JCI81859 3. de Groot J. Tumor invasion after treatment of glioblastoma with bevacizumab: radiographic and pathologic correlation in humans and mice. Neuro-oncology. 2010;12.3:233-242 4. Magaki S, Hojat SA, Wei B, So A, Yong WH. An introduction to the performance of immunohistochemistry. Methods Mol Biol. 2019;1897:289-298. doi:10.1007/978-1-4939-8935-5_25 | Immunohistochemistry on sections of paraffin-embedded tissue.(Unpublished Mayo method) | 1 to 3 days | Until staining is complete. | This test has been cleared, approved, or is exempt by the US Food and Drug Administration and is used per manufacturer's instructions. Performance characteristics were verified by Mayo Clinic in a manner consistent with CLIA requirements. | 88342-TC, primary88341-TC, if additional IHC | Factor 8 R Ag IHC, Tech Only | Order only;no result | 70743 | Factor 8 R Ag IHC, Tech Only | Bill only; no result
AFH | Factor H Autoantibody, Serum |  | Enzyme-Linked Immunosorbent Assay (ELISA) | Yes | Factor H Autoantibody, S | Serum Red | Collection Container/Tube: Preferred:Red top Acceptable:Serum gel Submission Container/Tube:Plastic vial Specimen Volume:0.5 mL Collection Instructions: 1. Immediately after specimen collection, place the tube on wet ice. 2. Centrifuge and aliquot serum into plastic vial. 3. Freeze specimen within 30 minutes. Additional Information: If the specimen is to be shared with AHUSD/ Atypical Hemolytic Uremic Syndrome Complement Panel, Serum and Plasma,only serum collected in a red-top tube is acceptable. | 0.4 mL | AFH are found in 6% to 10% of aHUS patients, and the presence or absence of AFH can be a determinant of whether immunosuppressive therapy is warranted versus complement-blocking therapy.(1) Deletion of theCFHR1gene, with or without otherCFHRgenes, can result in predisposition to generation of AFH; however, not all individuals withCFHR1deletion develop AFH, and conversely, some individuals with the autoantibody do not have aCFHR1deletion.(2) Most commonly, the deletion encompasses both theCFHR1andCFHR3genes. The allele frequency of theCFHR3/CFHR1deletion varies among populations, from 0% in Japanese and South American populations to 54.7% in Nigeria; similarly, the frequency of homozygosity for the deletion ranges from 0% up to 33% in Nigeria.(3) Interestingly, while AFH are much more common in aHUS cohorts from India, accounting for approximately 50% of cases, the population frequency of homozygousCFHR1deletion is 9.5%, which is not significantly higher than in other populations.(4,5) The mechanism that results in AFH formation in the presence of the deletion remains unknown. Most of the autoantibodies inhibit FH function by binding and blocking the C-terminus, impairing its ability to bind endothelial cell surfaces, sialic acids, and C3b; however, in some individuals, the AFH may recognize other regions, such as the N-terminal SCR1-4. | <15.8 U/mL | Absent (<15.8 U/mL): Antibodies to factor H are not detected. Present (> or =15.8 U/mL): Antibodies to factor H are detected. Clinical correlation recommended. | Healthy individuals may see false-positive results for anti-factor H (AFH) since the diseases where AFH is pathogenic are so rare. Positive AFH results can occur in healthy individuals and in IgA nephropathy. AFH could be an incidental finding in patients with diseases other than atypical hemolytic uremic syndrome (aHUS) and C3 glomerulopathies (C3G). This is most likely due to the multifactorial nature of the diseases and differences in penetrance for genetic variants. Results should be interpreted in the context of other complement assays and other laboratory tests in the evaluation of thrombotic microangiopathies or C3G. Use of caution is suggested on a finding of AFH in the clinical setting. This assay to measure AFH is not standardized to European methods and results obtained by other laboratories can only be compared qualitatively. | 1. Ekdahl KN, Persson B, Mohlin C, Sandholm K, Skattum L, Nilsson B: Interpretation of serological complement biomarkers in disease. Front Immunol. 2018 Oct 24;9:2237. doi: 10.3389/fimmu.2018.02237 2. Jozsi M, Licht C, Strobel S, et al: Factor H autoantibodies in atypical hemolytic uremic syndrome correlate with CFHR1/CFHR3 deficiency. Blood. 2008 Feb 1;111(3):1512-1514. doi: 10.1182/blood-2007-09-109876 3. Holmes LV, Strain L, Staniforth SJ, et al: Determining the population frequency of the CFHR3/CFHR1 deletion at 1q32. PLoS One. 2013 Apr 16;8(4):e60352. doi: 10.1371/journal.pone.0060352 4. Sinha A, Gulati A, Saini S, et al: Prompt plasma exchanges and immunosuppressive treatment improves the outcomes of anti-factor H autoantibody-associated hemolytic uremic syndrome in children. Kidney Int. 2014 May;85(5):1151-1160. doi: 10.1038/ki.2013.373 5. Durey MA, Sinha A, Togarsimalemath SK, Bagga A: Anti-complement-factor H-associated glomerulopathies. Nat Rev Nephrol. 2016 Sep;12(9):563-578. doi: 10.1038/nrneph.2016.99 6. Blanc C, Togarsimalemath SK, Chauvet S, et al: Anti-factor H autoantibodies in C3 glomerulopathies and in atypical hemolytic uremic syndrome: one target, two diseases. J Immunol. 2015 Jun 1;194(11):5129-5138. doi: 10.4049/jimmunol.1402770 7. Zhang Y, Ghiringhelli Borsa N, Shao D, et al: Factor H autoantibodies and complement-mediated diseases. Front Immunol. 2020 Dec 15;11:607211. doi: 10.3389/fimmu.2020.607211 8. Sanchez-Corral P, Pouw RB, Lopez-Trascasa M, Jozsi M: Self-damage caused by dysregulation of the complement alternative pathway: Relevance of the factor H protein family. Front Immunol. 2018 Jul 12;9:1607. doi: 10.3389/fimmu.2018.01607 9. Dragon-Durey MA, Blanc C, Roumenina LT, et al: Anti-factor H autoantibodies assay. Methods Mol Biol. 2014;1100:249-56. doi: 10.1007/978-1-62703-724-2_20 | The anti-factor H enzyme-linked immunoassay assay for the quantitation of antibodies to complement factor H is a 3-step procedure. In the first step, standards, controls, and diluted patient specimens are incubated with human recombinant complement factor H immobilized on a microwell plate. During this incubation, antibodies to factor H (AFH) present in the standards, controls, and patient sample will bind to the factor H-coated microwell plate. After incubation, a wash cycle removes the unbound material. In the second step, anti-human IgG conjugated to horseradish peroxidase (HRP) is added to the wells and incubated. The conjugate reacts with the AFH bound to the microwell plate. After incubation, a wash cycle removes the excess conjugate. In the third step, a chromogenic enzyme substrate is added to the wells and incubated. The bound HRP-conjugate reacts with the substrate forming a blue color. The enzyme reaction is stopped by dispensing an acidic solution into the wells, changing the color of the solution from blue to yellow. The color intensity of the reaction mixture is measured spectrophotometrically at 450 nm and is directly proportional to the amount of AFH present in the patient specimens, standards, and controls.(Package insert: Anti-Faktor H. GA Generic Assays GmbH; 11/2015) | 2 to 8 days | 14 days | This test was developed and its performance characteristics determined by Mayo Clinic in a manner consistent with CLIA requirements. It has not been cleared or approved by the US Food and Drug Administration. | 83520 | Factor H Autoantibody, S | 101863-9 | AFH | Factor H Autoantibody, S | 101863-9
2INHE | Factor II Inhibitor Evaluation, Plasma | Detection and quantitation of inhibitor to factor II This test isnot usefulfor the detection of a lupus-like circulating anticoagulant inhibitor, a nonspecific circulating anticoagulant, or other inhibitors that are not specific for coagulation factors. | F_2, F2_IS, GBETH: Optical Clot-Based 2INHT: Technical Interpretation 2AINH: Medical Interpretation | Yes | Factor II Inhib Profile, P | Testing begins with coagulation factor II activity assay withdilutions to evaluate assay inhibition; if the factor II activity assayis normal or increased, a technical interpretation will be provided. | Specimen Type:Platelet-poor plasma Patient Preparation: 1.Patient must not be receiving Coumadin (warfarin) or heparin therapy 2.Fasting preferred Collection Container/Tube:Light-blue top (3.2% sodium citrate) Submission Container/Tube:Plastic vials Specimen Volume:3mL in 3 plastic vials, each containing 1 mL Collection Instructions: 1. Specimen must be collected prior to factor replacement therapy. 2. For complete instructions, seeCoagulation Guidelines for Specimen Handling and Processing. 3. Centrifuge, transfer all plasma into a plastic vial, and centrifuge plasma again. 4. Aliquot plasma (1-2 mL per aliquot) into 3 separate plastic vials leaving 0.25 mL in the bottom of centrifuged vial. 5. Freeze plasma immediately (no longer than 4 hours after collection) at -20 degrees C or, ideally, -40 degrees C or below. Additional Information: 1. Double-centrifuged specimen is critical for accurate results as platelet contamination may cause spurious results. 2. Each coagulation assay requested should have its own vial. | 2 Plastic vials, each containing1 mL | Coagulation factor inhibitors arise in patients who are congenitally deficient in a specific factor in response to factor replacement therapy or can either occur spontaneously without known cause or in response to a variety of medical conditions including the postpartum state, immunologic disorders, certain antibiotic therapies, some malignancies, and in the older population. Inhibitors of factor VIII coagulant activity are the most commonly occurring of the specific factor inhibitors. | FACTOR II ACTIVITY ASSAY Adults: 75-145% Normal, full-term newborn infants or healthy premature infants may have decreased levels (> or =25%) that may remain below adult levels for 180 days or more postnatal.* *See Pediatric Hemostasis References inCoagulation Guidelines for Specimen Handling and Processing. FACTOR II INHIBITOR SCREEN: Negative GENERAL FACTOR BETHESDA UNITS:< or =0.5 Bethesda Units | Normally, there is no inhibitor, ie, negative result. If the screening assays indicate the presence of an inhibitor, it will be quantitated and reported in Bethesda (or equivalent) units. | Occasionally, a potent lupus-like anticoagulant may cause false-positive testing for a specific factor inhibitor (eg, factor VIII or IX). | 1. Hoffman R, Benz Jr EJ, Silberstein LE, et al, eds. Hematology: Basic Principles and Practice. 7th ed. Elsevier; 2018 2. Kasper CK: Treatment of factor VIII inhibitors. Prog Hemost Thromb. 1989;9:57-86 3. Kottke-Marchant K, ed. Laboratory Hematology Practice. Wiley Blackwell Publishing; 2012 | Screening for inhibitors of specific coagulation factors is represented by the inhibitor assay for factor II. This assay consists of measuring the difference in factor II activity (prothrombin time-based assay) before and after incubation of a mixture of normal plasma and patient's plasma for 1 hour at 37 degrees C. For optimal sensitivity, the factor II value of the normal plasma is adjusted to approximately 20%, because the factor II assay is more sensitive in this area of the curve. In addition, an excess of patient's plasma will make the test more sensitive to small amounts of inhibitors.(Owen CA Jr, Bowie EJW, Thompson JH Jr. The Diagnosis of Bleeding Disorders. 2nd ed. Little, Brown and Company; 1975:143-145; Cielsa B. Defects of plasma clotting factors. In: Hematology in Practice. 3rd ed. FA Davis; 2019:chap 17) If the inhibitor screen is positive for an inhibitor of factor II, the inhibitor will be quantitated by the "Bethesda assay." In the Bethesda procedure, inhibitors are quantified by mixing equal volumes of serially diluted plasma with normal plasma. This mixture is incubated 2 hours at 37 degrees C, and its factor II activity is measured and compared to a control run at the same time. The difference between the factor II activity of the patient's incubation mixture and that of the control is used to calculate the titer. The residual factor II activity is converted to "Bethesda units": 50% residual factor II is equal to 1 Bethesda unit.(Kasper CK, Aldedort LM, Counts RB, et al. A more uniform measurement of factor VIII inhibitors. Thromb Diath Haemorrh. 1975;34(3):869-872; Cielsa B. Defects of plasma clotting factors. In: Hematology in Practice. 3rd ed. FA Davis; 2019:chap 17) | 1 to 3 days | 7 days | This test has been modified from the manufacturer's instructions. Its performance characteristics were determined by Mayo Clinic in a manner consistent with CLIA requirements. This test has not been cleared or approved by the US Food and Drug Administration. | 853908521085335 (if appropriate)85335 (if appropriate)85390(if appropriate) | Factor II Inhib Profile, P | 96455-1 | 2INHT | FII Inhib Profile Tech Interp | 69049-5
2AINH | Factor II Inhibitor Profile, Professional Interpretation | Interpretation of testing for the detection and quantitation of inhibitor to factor II | Only orderable as a reflex. For more information see 2INHE / Factor II Inhibitor Evaluation, Plasma. Medical Interpretation | Yes | FII Inhib Profile Prof Interp | Plasma Na Cit |  |  | Coagulation factor inhibitors arise in patients who are congenitally deficient in a specific factor in response to factor replacement therapy or can either occur spontaneously without known cause or in response to a variety of medical conditions, including the postpartum state, immunologic disorders, certain antibiotic therapies, and some malignancies, and in the older adult population. Inhibitors of factor VIII coagulant activity are the most commonly occurring of the specific factor inhibitors. | Only orderable as a reflex. For more information see 2INHE / Factor II Inhibitor Evaluation, Plasma. An interpretive report will be provided. | When no significant abnormalities are detected, a simple descriptive interpretation is provided. When abnormal results are detected, a detailed interpretation is given, including an overview of the results and of their significance, a correlation to available clinical information, and elements of differential diagnosis. | No significant cautionary statements | 1. Hoffman R, Benz Jr EJ, Silberstein LE, et al, eds: Hematology: Basic Principles and Practice. 7th ed. Elsevier; 2018 2. Kasper CK. Treatment of factor VIII inhibitors. Prog Hemost Thromb 1989;9:57-86 3. Kottke-Marchant K, ed. Laboratory Hematology Practice. Wiley Blackwell Publishing; 2012 | A coagulation expert (clinician or hematopathologist) reviews the laboratory data, and an interpretive report is issued. | 3 to 5 days |  | Not Applicable | 85390-26 | FII Inhib Profile Prof Interp | 69049-5 | 607445 | FII Inhib Profile Prof Interp | 69049-5
2INHT | Factor II Inhibitor Profile, Technical Interpretation | Technical interpretation of inhibitor to factor II testing This test isnot usefulforthe detection of a lupus-like circulating anticoagulant inhibitor, a nonspecific circulating anticoagulant, or other inhibitors that are not specific for coagulation factors. | Only orderable as part of a profile. For more information see 2INHE / Factor II Inhibitor Evaluation, Plasma. Technical Interpretation | Yes | FII Inhib Profile Tech Interp | Plasma Na Cit | Only orderable as part of a profile. For more information see 2INHE / Factor II Inhibitor Evaluation, Plasma. |  | Coagulation factor inhibitors arise in patients who are congenitally deficient in a specific factor in response to factor replacement therapy or can either occur spontaneously without known cause or in response to a variety of medical conditions, including the postpartum state, immunologic disorders, certain antibiotic therapies, some malignancies, and in the older population. Inhibitors of factor VIII coagulant activity are the most commonly occurring of the specific factor inhibitors. | Only orderable as part of a profile. For more information see 2INHE / Factor II Inhibitor Evaluation, Plasma. An interpretive report will be provided. | When testing is complete, if factor activity results fall within clinically normal ranges, an interpretive comment will be provided noting that inhibitor testing was not indicated and, therefore, not performed. If factor activity indicates the performance of inhibitor screen testing, an interpretive comment will be provided noting the presence or absence of a factor II inhibitor. | Occasionally, a potent lupus-like anticoagulant may cause false-positive testing for a specific factor inhibitor (eg, factor VIII or IX). | 1. Hoffman R, Benz Jr EJ, Silberstein LE, et al, eds. Hematology: Basic Principles and Practice. 7th ed. Elsevier; 2018 2. Kasper CK: Treatment of factor VIII inhibitors. Prog Hemost Thromb. 1989;9:57-86 3. Kottke-Marchant K, ed. Laboratory Hematology Practice. Wiley Blackwell Publishing; 2012 | If the factor II activity level isnormal or elevated, a computer-generated interpretive comment will be provided indicating inhibitor testing was not indicated and was not performed. | 3 to 5 days | 7 days | Not Applicable | 85390 | FII Inhib Profile Tech Interp | 69049-5 | 2INHT | FII Inhib Profile Tech Interp | 69049-5
F2_IS | Factor II Inhibitor Screen, Plasma | Detecting the presence of a specific factor inhibitor directed against coagulation factor II | Only orderable as part of a profile. For more information see: 2INHE / Factor II Inhibitor Evaluation, Plasma ALBLD / Bleeding Diathesis Profile, Limited, Plasma APROL / Prolonged Clot Time Profile, Plasma Optical Clot-Based | Yes | Factor II Inhib Scrn | Plasma Na Cit | Only orderable as part of a profile. For more information see: 2INHE / Factor II Inhibitor Evaluation, Plasma ALBLD / Bleeding Diathesis Profile, Limited, Plasma APROL / Prolonged Clot Time Profile, Plasma For information seeCoagulation Guidelines for Specimen Handling and Processing. | 2 mL | Patient plasma, normal pooled plasma (NPP), and a mixture of patient plasma and NPP are each tested for a specific factor, incubated at 37 degrees C for 1 hour, and then retested for the same factor. In addition, a new mixture of patient plasma and NPP is prepared using the incubated plasmas and tested after the 1 hour incubation. The percentage of the recovered factor for each individual plasma and mixture being tested is calculated and compared. The procedure demonstrates the effect of a specific coagulation factor inhibitor on that factor present in normal pooled plasma, over a specific period of time. An inhibitor directed against a coagulation factor may arise due to multiple exposures from transfusions in a patient deficient in that factor (as in the case of hemophiliacs), in response to certain disease states, or be drug-induced. Non-specific inhibitors may also be present in patients that will prolong screening tests (eg, prothrombin time and activated partial thromboplastin time). This test is used to qualitatively identify an inhibitor to a specific coagulation factor. | Only orderable as part of a profile. For more information see: 2INHE / Factor II Inhibitor Evaluation, Plasma ALBLD / Bleeding Diathesis Profile, Limited, Plasma APROL / Prolonged Clot Time Profile, Plasma Negative | When testing is complete, if factor activity results fall within clinically normal ranges, an interpretive comment will be provided noting that inhibitor testing was not indicated and, therefore, not performed. If factor activity indicates the performance of inhibitor screen testing, an interpretive comment will be provided noting the presence or absence of a factor II inhibitor. | Occasionally, a potent lupus-like anticoagulant may cause false-positive testing for a specific factor inhibitor (eg, factor VIII or IX). | 1. Bowie EJW, Thompson JH Jr, Didisheim P, Owen CA Jr. Mayo Clinic Laboratory Manual of Hemostasis. WB Saunders Company; 1971:111-115 2. Kottke-Marchant K. Laboratory Hematology Practice. Wiley Blackwell Publishing, 2012 3. Hoffman R, Benz EJ Jr, Silberstein, et al. Hematology: Basic Principles and Practice. 7th ed. Elsevier; 2018 | The factor II inhibitor screen is performed on the Instrumentation Laboratory ACL TOP. The assay consists of measuring the factor II activity (prothrombin time based assay) before and after incubation of a mixture of normal plasma and patient's plasma for 1 hour at 37 degrees C. Interpretation of the presence or absence of the indication of a factor II inhibitor is determined by comparing the factor II activity results and the calculated expected values.(Owen CA Jr, Bowie EJW, Thompson JH Jr. Diagnosis of Bleeding Disorders. 2nd ed. Little, Brown and Company; 1975; Meijer P, Verbruggen HW, Spannagl M. Clotting factors and inhibitors: Assays and Interpretation. In: Kottke-Marchant K, David BH. Laboratory Hematology Practice. Wiley Blackwell Publishing; 2012:435-446) | 1 to 3 days | 7 days | This test has been modified from the manufacturer's instructions. Its performance characteristics were determined by Mayo Clinic in a manner consistent with CLIA requirements. This test has not been cleared or approved by the US Food and Drug Administration. | 85335 | Factor II Inhib Scrn | 96454-4 | 7806 | Factor II Inhib Scrn | 96454-4
9INHE | Factor IX Inhibitor Evaluation, Plasma | Detection and titering of coagulation inhibitor to the specific factorrequested, primarily factor IX in patients with hemophilia B This test isnot usefulfor the detection of a lupus-like circulating anticoagulant inhibitor, a nonspecific circulating anticoagulant, or other inhibitors that are not specific for coagulation factors. | F_9, 9BETH, F9_IS: Optical Clot-Based 9INHT: Technical Interpretation 9AINH: Medical Interpretation | Yes | Factor IX Inhib Profile, P | Testing begins with coagulation factor IX activity assay with dilutions to evaluate assay inhibition; if the factor IX activity assay is normal or increased, then a technical interpretation will be provided. | Specimen Type:Platelet-poor plasma Patient Preparation: 1.Patient must not be receiving Coumadin (warfarin) or heparin therapy 2. Fasting preferred Collection Container/Tube:Light-blue top (3.2% sodium citrate) Submission Container/Tube:Plastic vials Specimen Volume:3 mL in 3 plastic vials, each containing 1 mL Collection Instructions: 1. Specimen must be collected prior to factor replacement therapy. 2. For complete instructions, seeCoagulation Guidelines for Specimen Handling and Processing. 3. Centrifuge, transfer all plasma into a plastic vial, and centrifuge plasma again. 4. Aliquot plasma (1-2 mL per aliquot) into 3 separate plastic vials, leaving 0.25 mL in the bottom of centrifuged vial. 5. Freeze plasma immediately (no longer than 4 hours after collection) at -20 degrees C or, ideally, at -40 degrees C or below. Additional Information: 1. Double-centrifuged specimen is critical for accurate results as platelet contamination may cause spurious results. 2. Each coagulation assay requested should have its own vial. | 2 Plastic vials, each containing 1 mL | Factor IX inhibitors arise in patients with severe hemophilia B after factor IX transfusion. Patients with factor IX inhibitors may also develop anaphylactic reactions in response to factor IX infusions. Acquired factor IX inhibitors, occurring in previously healthy people, are exceedingly rare. | FACTOR IX ACTIVITY ASSAY Adults: 65-140% Normal, full-term newborn infants or healthy premature infants may have decreased levels (> or =20%) that may not reach adult levels for 180 days or more postnatal.* *See Pediatric Hemostasis References section inCoagulation Guidelines for Specimen Handling and Processing. FACTOR IX INHIBITOR SCREEN: Negative GENERAL FACTOR BETHESDA UNITS: < or =0.4 Bethesda Units | Normally, there is no inhibitor (ie, negative result). If the screening assays indicate the presence of an inhibitor, it will be quantitated and reported in Bethesda (or equivalent) units. | Occasionally, a potent lupus-like anticoagulant may cause false-positive testing for a specific factor inhibitor (eg, factor VIII or IX). | 1. Hoffman R, Benz Jr EJ, Silberstein LE, et al, eds. Hematology: Basic Principles and Practice. 7th ed. Elsevier; 2018 2. Chitlur M, Warrier I, Rajpurkar M, et al. Inhibitors in factor IX deficiency a report of the ISTH-SSC international FIX inhibitor registry (1997-2006). Haemophilia. 2009;15(5):1027-1031. doi:10.1111/j.1365-2516.2009.02039.x | This assay consists of measuring the difference in factor IX activity (partial thromboplastin time assay) before and after incubation of a mixture of normal plasma and patient's plasma for 1 hour at 37 degrees C. For optimal sensitivity, the factor IX value of the normal plasma is adjusted to approximately 20%, because the factor IX assay is more sensitive in this area of the curve. In addition, an excess of patient's plasma will make the test more sensitive to small amounts of inhibitors.(Owen CA Jr, Bowie EJW, Thompson JH Jr. The Diagnosis of Bleeding Disorders. 2nd ed. Little, Brown, and Company; 1975:143-145; Cielsa B. Defects of plasma clotting factors. In: Hematology in Practice. 3rd ed. FA Davis; 2019:chap 17) If the inhibitor screen is positive for an inhibitor of factor IX, the inhibitor will be quantitated by the Bethesda assay. In the Bethesda procedure, inhibitors are quantified by mixing equal volumes of serially diluted plasma with normal plasma. This mixture is incubated 2 hours at 37 degrees C, and its factor IX activity is measured and compared to a control run at the same time. The difference between the factor IX activity of the patient's incubation mixture and that of the control is used to calculate the titer. The residual factor IX activity is converted to Bethesda units: 50% residual factor IX is equal to 1 Bethesda unit. Assays using the same basic principle as the Bethesda assay are used to quantitate the inhibitors of other coagulation factors.(Kasper CK, Aldedort LM, Counts RB, et al. A more uniform measurement of factor VIII inhibitors. Thromb Diath Haemorrh. 1975;34:869-872; Cielsa B. Defects of plasma clotting factors. In: Hematology in Practice. 3rd ed. FA Davis; 2019:chap 17) | 1 to 3 days | 7 days | This test has been modified from the manufacturer's instructions. Its performance characteristics were determined by Mayo Clinic in a manner consistent with CLIA requirements. This test has not been cleared or approved by the US Food and Drug Administration. | 853908525085335 (if appropriate)85335 (if appropriate)85390 (if appropriate) | Factor IX Inhib Profile, P | 96459-3 | 9INHT | FIX Inhib Profile Tech Interp | 69049-5
9INHT | Factor IX Inhibitor Profile Technical Interpretation | Technical interpretation of inhibitor to factor IX testing for patients with hemophilia B | Only orderable as part of a profile. For more information see 9INHE / Factor IX Inhibitor Evaluation, Plasma. Technical Interpretation | Yes | FIX Inhib Profile Tech Interp | Plasma Na Cit | Only orderable as part of a profile. For more information see 9INHE / Factor IX Inhibitor Evaluation, Plasma. |  | Factor IX inhibitors arise in patients with severe hemophilia B after factor IX transfusion. Patients with factor IX inhibitors may also develop anaphylactic reactions in response to factor IX infusions. Acquired factor IX inhibitors, occurring in previously healthy people, are exceedingly rare. | Only orderable as part of a profile. For more information see 9INHE / Factor IX Inhibitor Evaluation, Plasma. An interpretive report will be provided. | When testing is complete, if factor activity results fall within clinically normal ranges, an interpretive comment will be provided noting that inhibitor testing was not indicated and, therefore, not performed. If factor activity indicates the performance of inhibitor screen testing, an interpretive comment will be provided noting the presence or absence of a factor IX inhibitor. | Occasionally, a potent lupus-like anticoagulant may cause false-positive testing for a specific factor inhibitor (eg, factor VIII or IX). | 1.Hoffman R, Benz Jr EJ, Silberstein LE, et al, eds. Hematology: Basic Principles and Practice. 7th ed. Elsevier; 2018 2. Chitlur M, Warrier I, Rajpurkar M, et al. Inhibitors in factor IX deficiency a report of the ISTH-SSC international FIX inhibitor registry (1997-2006). Haemophilia. 2009;15(5):1027-1031 | If the factor IX activity level isnormal or elevated, a computer-generated interpretive comment indicating inhibitor testing was not indicated and was not performed will be provided.(Unpublished Mayo method) | 3 to 5 days | 7 days | Not Applicable | 85390 | FIX Inhib Profile Tech Interp | 69049-5 | 9INHT | FIX Inhib Profile Tech Interp | 69049-5
9AINH | Factor IX Inhibitor Profile, Professional Interpretation | Interpretation for the detection and titering of coagulation inhibitor to the specific factorrequested, primarily factor IX in patients with hemophilia B | Only orderable as a reflex. For more information see 9INHE / Factor IX Inhibitor Evaluation, Plasma Medical Interpretation | Yes | FIX Inhib Profile Prof Interp | Plasma Na Cit |  |  | Factor IX inhibitors arise in patients with severe hemophilia B after factor IX transfusion. Patients with factor IX inhibitors may also develop anaphylactic reactions in response to factor IX infusions. Acquired factor IX inhibitors occurring in previously healthy people are exceedingly rare. | Only orderable as a reflex. For more information see 9INHE / Factor IX Inhibitor Evaluation, Plasma An interpretive report will be provided. | When no significant abnormalities are detected, a simple descriptive interpretation is provided. When abnormal results are detected, a detailed interpretation is given, including an overview of the results and of their significance, a correlation to available clinical information, and elements of differential diagnosis. | No significant cautionary statements | 1. Hoffman R, Benz Jr EJ, Silberstein LE, et al, eds. Hematology: Basic Principles and Practice. 7th ed. Elsevier; 2018 2. Chitlur M, Warrier I, Rajpurkar M, et al. Inhibitors in factor IX deficiency a report of the ISTH-SSC international FIX inhibitor registry (1997-2006). Haemophilia 2009;15(5):1027-1031 | A coagulation expert (clinician or hematopathologist) reviews the laboratory data, and an interpretive report is issued. | 3 to 5 days |  | Not Applicable | 85390-26 | FIX Inhib Profile Prof Interp | 69049-5 | 607443 | FIX Inhib Profile Prof Interp | 69049-5
F9_IS | Factor IX Inhibitor Screen, Plasma | Detecting the presence of a specific factor inhibitor directed against coagulation factor IX | Only orderable as a reflex. For more information see: 9INHE / Factor IX Inhibitor Evaluation, Plasma ALUPP / Lupus Anticoagulant Profile, Plasma ALBLD / Bleeding Diathesis Profile, Limited, Plasma APROL / Prolonged Clot Time Profile, Plasma Optical Clot-Based | Yes | Factor IX Inhib Scrn | Plasma Na Cit | Only orderable as a reflex. For more information see: 9INHE / Factor IX Inhibitor Evaluation, Plasma ALUPP / Lupus Anticoagulant Profile, Plasma ALBLD / Bleeding Diathesis Profile, Limited, Plasma APROL / Prolonged Clot Time Profile, Plasma For more information seeCoagulation Guidelines for Specimen Handling and Processing. | 2 mL | Patient plasma, normal pooled plasma (NPP), and a mixture of patient plasma and NPP are each tested for a specific factor, incubated at 37 degrees C for 1 hour, and then retested for the same factor. In addition, a new mixture of patient plasma and NPP is prepared using the incubated plasmas and tested after the 1 hour incubation. The percentage of the recovered factor for each individual plasma and mixture being tested is calculated and compared. The procedure demonstrates the effect of a specific coagulation factor inhibitor on that factor present in normal pooled plasma, over a specific period of time. An inhibitor directed against a coagulation factor may arise due to multiple exposures from transfusions in a patient deficient in that factor (as in the case of hemophiliacs), in response to certain disease states, or be drug-induced. Non-specific inhibitors may also be present in patients that will prolong screening tests (eg, prothrombin time and activated partial thromboplastin time). This test is used to qualitatively identify an inhibitor to a specific coagulation factor. | Only orderable as a reflex. For more information see: 9INHE / Factor IX Inhibitor Evaluation, Plasma ALUPP / Lupus Anticoagulant Profile, Plasma ALBLD / Bleeding Diathesis Profile, Limited, Plasma APROL / Prolonged Clot Time Profile, Plasma Negative | When testing is complete, if factor activity results fall within clinically normal ranges, an interpretive comment will be provided noting that inhibitor testing was not indicated and, therefore, not performed. If factor activity indicates the performance of inhibitor screen testing, an interpretive comment will be provided noting the presence or absence of a factor IX inhibitor. | Occasionally, a potent lupus-like anticoagulant may cause false-positive testing for a specific factor inhibitor (eg, factor VIII or IX). | 1. Bowie EJW, Thompson JH Jr, Didisheim P, Owen CA Jr. Mayo Clinic Laboratory Manual of Hemostasis. WB Saunders Company; 1971:111-115 2. Chitlur M, Warrier I, Rajpurkar M, et al. Inhibitors in factor IX deficiency a report of the ISTH-SSC international FIX inhibitor registry (1997-2006). Haemophilia. 2009;15(5):1027-1031 3. Laboratory Hematology Practice. In: Kottke-Marchant K, ed. Wiley Blackwell Publishing; 2012 4. Favaloro EJ, Lippi G. Hemostasis and Thrombosis, Methods and Protocols. Humana Press; 2017 | The factor IX inhibitor screen is performed on the Instrumentation Laboratory ACL TOP. The assay consists of measuring the factor IX activity (prothrombin time based assay) before and after incubation of a mixture of normal plasma and patient's plasma for 1 hour at 37 degrees C. Interpretation of the presence or absence of the indication of a factor IX inhibitor is determined by comparing the factor IX activity results and the calculated expected values.(Owen CA Jr, Bowie EJW, Thompson JH Jr. The Diagnosis of Bleeding Disorders. 2nd ed. Little Brown and Company; 1975:14-144; Meijer P, Verbruggen and Spannagi M. Chapter 33: Clotting factors and inhibitors: Assays and Interpretation. In: Kottke-Marchant K, ed. Laboratory Hematology Practice. Wiley Blackwell Publishing; 2012:435-446) | 1 to 3 days | 7 days | This test has been modified from the manufacturer's instructions. Its performance characteristics were determined by Mayo Clinic in a manner consistent with CLIA requirements. This test has not been cleared or approved by the US Food and Drug Administration. | 85335 | Factor IX Inhib Scrn | 30086-3 | 7802 | Factor IX Inhib Scrn | 30086-3
FC9K | Factor IX Known Mutation Sequencing |  | DNA Sequencing Analysis by Polymerase Chain Reaction (PCR) | No | Factor IX Known Mutation Sequencing | Varies | Only orderable as a reflex at order entry for unit code FIXKM /Hemophilia B, Factor IX Gene Known Mutation Screening (Carrier Detection). |  |  | Only orderable as a reflex at order entry for unit code FIXKM / Hemophilia B, Factor IX Gene Known Mutation Screening(Carrier Detection). |  |  |  |  | 2 to 4 days |  |  |  | Factor IX Known Mutation Sequencing | 69483-6 | FC9KM | Sequencing | 69483-6
5BETH | Factor V Bethesda Units, Plasma | Detecting and quantifying the presence and titer of a specific factor inhibitor directed against coagulation factor V | -ALUPP / Lupus Anticoagulant Profile, Plasma -ALBLD / Bleeding Diathesis Profile, Limited, Plasma -ACBL / Bleeding Diathesis Profile, Comprehensive, Plasma -APROL / Prolonged Clot Time Profile, Plasma -5INHE / Factor V Inhibitor Evaluation, Plasma Optical Clot-Based | Yes | FV Bethesda Units, P | Plasma Na Cit | Only orderable as a reflex. For more information see: -ALUPP / Lupus Anticoagulant Profile, Plasma -ALBLD / Bleeding Diathesis Profile, Limited, Plasma -APROL / Prolonged Clot Time Profile, Plasma -5INHE / Factor V Inhibitor Evaluation, Plasma |  | Significant bleeding can result from the presence of a coagulation factor inhibitor and could be life threatening. Whether the inhibitor is present due to hemophilia or is of an acquired nature, it greatly complicates the treatment process of a decreased factor level. The titer of the inhibitor may determine the mode of treatment. Bethesda units are a standardization to give a uniform definition of an inhibitor. | Only orderable as a reflex. For more information see: -ALUPP / Lupus Anticoagulant Profile, Plasma -ALBLD / Bleeding Diathesis Profile, Limited, Plasma -ACBL / Bleeding Diathesis Profile, Comprehensive, Plasma -APROL / Prolonged Clot Time Profile, Plasma -5INHE / Factor V Inhibitor Evaluation, Plasma < or =0.5 Bethesda Units | An interpretive report will be provided when testing is complete. | No significant cautionary statements | 1.Biggs R, Bidwell E. A method for the study of antihemophiliac globulin inhibitors with reference to six cases. Br J Haematol. 1959;5:379-395 2. Hoyer LW: Factor VIII inhibitors. In: Hoyer LW, eds. Progress in Clinical and Biological Research. Vol 150. R Alan Liss Inc, 1984:87-98 3.Kasper CK, Aledort L, Aronson D, et al. Proceedings: A more uniform measurement of factor VIII inhibitors. Thromb Diath Haemorrh. 1975;34(2):61 4. Kasper C, Ewing N. Acquired inhibitors of plasma coagulation factors. J Med Tech 1986;38:431-439 5.Kottke-Marchant K, ed: Laboratory Hematology Practice. Wiley Blackwell Publishing; 2012 6.Hoffman R, Benz Jr EJ, Silberstein LE, et al, eds. Hematology: Basic Principles and Practice. 7th ed. Elsevier; 2018 | Heat inactivated patient plasma, undiluted and serially diluted, is mixed with an equal volume of normal pooled plasma (NPP). The NPP supplies the factor against which the inhibitor is directed in a known concentration. The patient plasma mixtures, along with a control (Bethesda Pool) of diluted NPP are incubated at 37 degrees C for 2 hours, after which factor activity is measured. The factor activity in the undiluted patient and its serial dilutions are compared to the factor activity recovered in the Bethesda Pool. These values are then used to calculate Bethesda units. One Bethesda unit is defined as the amount of antibody that will destroy 50% of the coagulation factor activity in 2 hours.( Owen CA Jr, Bowie EJW, Thompson JH Jr: Diagnosis of Bleeding Disorders. 2nd ed. Little, Brown and Company; 1975; Meijer P, Verbruggen HW, Spannagi M: Clotting factors and inhibitors: Assays and interpretation. In: Kottke-Marchant K, ed. Laboratory Hematology Practice. Wiley Blackwell Publishing; 2012:435-446) | 2 to 5 days | 7 days | This test has been modified from the manufacturer's instructions. Its performance characteristics were determined by Mayo Clinic in a manner consistent with CLIA requirements. This test has not been cleared or approved by the US Food and Drug Administration. | 85335 | FV Bethesda Units, P | 3191-4 | 607433 | FV Bethesda Units, P | 3191-4
5INHE | Factor V Inhibitor Evaluation, Plasma | Detection and quantitation of inhibitors against coagulation factor V This test isnot usefulfor the detection of a lupus-like circulating anticoagulant inhibitor, a nonspecific circulating anticoagulant, or other inhibitors that are not specific for coagulation factors. | FACTV, 5BETH, F5_IS: Optical Clot-Based 5INHT: Technical Interpretation 5AINH: Medical Interpretation | Yes | Factor V Inhib Profile, P | Testing begins with coagulation factor V activity assay withdilutions to evaluate assay inhibition; if the factor V activity assayis normal or increased, then a technical interpretation will be provided. | Specimen Type:Platelet-poor plasma Patient Preparation: 1.Patient must not be receiving Coumadin (warfarin) or heparin therapy 2. Fasting preferred Collection Container/Tube:Light-blue top (3.2% sodium citrate) Submission Container/Tube:Plastic vials Specimen Volume:3 mL in 3 plastic vials, each containing 1 mL Collection Instructions: 1. Specimen must be collected prior to factor replacement therapy. 2. For complete instructions, seeCoagulation Guidelines for Specimen Handling and Processing. 3. Centrifuge, transfer all plasma into a plastic vial, and centrifuge plasma again. 4. Aliquot plasma (1-2 mL per aliquot) into 3 separate plastic vials leaving 0.25 mL in the bottom of centrifuged vial. 5. Freeze plasma immediately (no longer than 4 hours after collection) at -20 degrees C or, ideally, -40 degrees C or below. Additional Information: 1. Double-centrifuged specimen is critical for accurate results as platelet contamination may cause spurious results. 2. Each coagulation assay requested should have its own vial. | 2 Plastic vials, each containing1 mL | Factor V inhibitors can occur in patients with congenital factor V deficiency after transfusion of fresh frozen plasma, however, they more commonly occur spontaneously in previously healthy older patients who have no underlying diseases. Topical bovine thrombin or fibrin glue, which contain bovine thrombin and factor V, are commonly used in surgery for topical hemostasis and can result in development of anti-bovine thrombin/factor V inhibitors that cross-react with human thrombin and factor V. Other associations include antibiotics, transfusions, and malignancies. | FACTOR V ACTIVITY ASSAY >1 month: 70-165% <1 month: Normal, full-term and premature newborn infants may have mildly decreased levels (> or =30% to 35%) that reach adult levels within 21 days postnatal. *See Pediatric Hemostasis References section inCoagulation Guidelines for Specimen Handling and Processing FACTOR V INHIBITOR SCREEN: Negative GENERAL FACTOR BETHESDA UNITS:< or =0.5 Bethesda Units | Normally, there is no inhibitor (ie, negative result). If the screening assays indicate the presence of an inhibitor, it will be quantitated and reported in Bethesda (or equivalent) units. | Occasionally, a potent lupus-like anticoagulant may cause false-positive testing for a specific factor inhibitor (eg, factor VIII or IX). | 1. Hoffman R, Benz Jr EJ, Silberstein LE, et al, eds: Hematology: Basic Principles and Practice. 7th ed. Elsevier; 2018 2. Kasper CK: Treatment of factor VIII inhibitors. Prog Hemost Thromb. 1989;9:57-86 3. Kottke-Marchant K, ed. Laboratory Hematology Practice. Wiley Blackwell Publishing; 2012 | This assay consists of measuring the difference in factor V activity (prothrombin time-based assay) before and after incubation of a mixture of normal plasma and patient's plasma for 1 hour at 37 degrees C. For optimal sensitivity, the factor V value of the normal plasma is adjusted to approximately 20%, because the factor V assay is more sensitive in this area of the curve. In addition, an excess of patient's plasma will make the test more sensitive to small amounts of inhibitors.(Owen CA Jr, Bowie EJW, Thompson JH Jr: The Diagnosis of Bleeding Disorders. 2nd ed. Little, Brown and Company; 1975:143-145; Cielsa B. Defects of plasma clotting factors. In: Hematology in Practice. 3rd ed. FA Davis; 2019:chap 17) If the inhibitor screen is positive for an inhibitor of factor V, the inhibitor will be quantitated by the Bethesda assays. In the Bethesda procedure, inhibitors are quantified by mixing equal volumes of serially diluted plasma with normal plasma. This mixture is incubated 2 hours at 37 degrees C, and its factor V activity is measured and compared to a control run at the same time. The difference between the factor V activity of the patient's incubation mixture and that of the control is used to calculate titer. The residual factor V activity is converted to Bethesda units: 50% residual factor V is equal to 1 Bethesda unit.(Kasper CK, Aldedort LM, Counts RB, et al: A more uniform measurement of factor VIII inhibitors. Thromb Diath Haemorrh. 1975;34:869-872; Cielsa B. Defects of plasma clotting factors. In: Hematology in Practice. 3rd ed. FA Davis; 2019:chap 17) | 1 to 3 days | 7 days | This test has been modified from the manufacturer's instructions. Its performance characteristics were determined by Mayo Clinic in a manner consistent with CLIA requirements. This test has not been cleared or approved by the US Food and Drug Administration. | 853908522085335 (if appropriate)85335 (if appropriate)85390 (if appropriate) | Factor V Inhib Profile, P | 96458-5 | 5INHT | FV Inhib Profile Tech Interp | 69049-5
5AINH | Factor V Inhibitor Profile, Professional Interpretation | Interpretation of testing for factor V inhibitors | Only orderable as a reflex. For more information see 5INHE / Factor V Inhibitor Evaluation, Plasma. Medical Interpretation | Yes | FV Inhib Profile Prof Interp | Plasma Na Cit |  |  | Significant bleeding can result from the presence of a coagulation factor inhibitor and could be life threatening. Whether the inhibitor is present due to hemophilia or is of an acquired nature, it greatly complicates the treatment process of a decreased factor level. The titer of the inhibitor may determine the mode of treatment. Bethesda units are a standardization to give a uniform definition of an inhibitor. | Only orderable as a reflex. For more information see 5INHE / Factor V Inhibitor Evaluation, Plasma. An interpretive report will be provided. | When no significant abnormalities are detected, a simple descriptive interpretation is provided. When abnormal results are detected, a detailed interpretation is given, including an overview of the results and of their significance, a correlation to available clinical information, and elements of differential diagnosis. | No significant cautionary statements | 1.Biggs R, Bidwell E. A method for the study of antihemophiliac globulin inhibitors with reference to six cases. Br J Haematol. 1959;5:379-395 2. Hoyer LW: Factor VIII inhibitors. In: Hoyer LW, ed. Progress in Clinical and Biological Research. Vol 150. R Alan Liss Inc; 1984:87-98 3. Kasper CK, Aledort L, Aronson D, et al. Proceedings: A more uniform measurement of factor VIII inhibitors. Thromb Diath Haemorrh. 1975;34(2):612. 4. Kasper C, Ewing N: Acquired inhibitors of plasma coagulation factors. J Med Tech 1986;38:431-439 5.Kottke-Marchant K, ed. Laboratory Hematology Practice. Wiley Blackwell Publishing; 2012 6. Hoffman R, Benz Jr EJ, Silberstein LE, et al, eds: Hematology: Basic Principles and Practice. 7th ed. Elsevier; 2018 | A coagulation expert (clinician or hematopathologist) reviews the laboratory data, and an interpretive report is issued. | 3 to 5 days |  | Not Applicable | 85390-26 | FV Inhib Profile Prof Interp | 69049-5 | 607488 | Reviewed by | 18771-6
5INHT | Factor V Inhibitor Profile, Technical Interpretation | Technical interpretation of inhibitor to factor V testing | Only orderable as part of a profile. For more information see 5INHE / Factor V Inhibitor Evaluation, Plasma. Technical Interpretation | Yes | FV Inhib Profile Tech Interp | Plasma Na Cit | Only orderable as part of a profile. For more information see 5INHE / Factor V Inhibitor Evaluation, Plasma. |  | Significant bleeding can result from the presence of a coagulation factor inhibitor and could be life threatening. Whether the inhibitor is present due to hemophilia or is of an acquired nature, it greatly complicates the treatment process of a decreased factor level. The titer of the inhibitor may determine the mode of treatment. Bethesda units are a standardization to give a uniform definition of an inhibitor. | Only orderable as part of a profile. For more information see 5INHE / Factor V Inhibitor Evaluation, Plasma. An interpretive report will be provided. | When testing is complete, if factor activity results fall within clinically normal ranges, an interpretive comment will be provided noting that inhibitor testing was not indicated and, therefore, not performed. If factor activity indicates the performance of inhibitor screen testing, an interpretive comment will be provided noting the presence or absence of a factor V inhibitor. | Occasionally, a potent lupus-like anticoagulant may cause false-positive testing for a specific factor inhibitor (eg, factor VIII or IX). | 1. Hoffman R, Benz Jr EJ, Silberstein LE, et al, eds: Hematology: Basic Principles and Practice. 7th ed. Elsevier; 2018 2. Kasper CK: Treatment of factor VIII inhibitors. Prog Hemost Thromb. 1989;9:57-86 3. Kottke-Marchant K, ed. Laboratory Hematology Practice. Wiley Blackwell Publishing; 2012 | If the factor V activity level isnormal or elevated, a computer-generated interpretive comment indicating inhibitor testing was not indicated and was not performed will be provided. | 3 to 5 days | 7 days | Not Applicable | 85390 | FV Inhib Profile Tech Interp | 69049-5 | 5INHT | FV Inhib Profile Tech Interp | 69049-5
F5_IS | Factor V Inhibitor Screen, Plasma | Detecting the presence of a specific factor inhibitor directed against coagulation factor V | Only orderable as part of a profile. For more information see: 5INHE / Factor V Inhibitor Evaluation, Plasma ALUPP / Lupus Anticoagulant Profile, Plasma ALBLD / Bleeding Diathesis Profile, Limited, Plasma APROL / Prolonged Clot Time Profile, Plasma Optical Clot-Based | Yes | Factor V Inhib Scrn | Plasma Na Cit | Only orderable as part of a profile. For more information see: 5INHE / Factor V Inhibitor Evaluation, Plasma ALUPP / Lupus Anticoagulant Profile, Plasma ALBLD / Bleeding Diathesis Profile, Limited, Plasma APROL / Prolonged Clot Time Profile, Plasma For more information seeCoagulation Guidelines for Specimen Handling and Processing. | 2 mL | Patient plasma, normal pooled plasma (NPP), and a mixture of patient plasma and NPP are each tested for a specific factor, incubated at 37 degrees C for 1 hour, and then retested for the same factor. In addition, a new mixture of patient plasma and NPP is prepared using the incubated plasmas and tested after the 1 hour incubation. The percentage of the recovered factor for each individual plasma and mixture being tested is calculated and compared. The procedure demonstrates the effect of a specific coagulation factor inhibitor on that factor present in normal pooled plasma over a specific period of time. An inhibitor directed against a coagulation factor may arise due to multiple exposures from transfusions in a patient deficient in that factor (as in the case of hemophiliacs), in response to certain disease states, or be drug-induced. Nonspecific inhibitors may also be present in patients that will prolong screening tests (eg, prothrombin time and activated partial thromboplastin time). This test is used to qualitatively identify an inhibitor to a specific coagulation factor. | Only orderable as part of a profile. For more information see: 5INHE / Factor V Inhibitor Evaluation, Plasma ALUPP / Lupus Anticoagulant Profile, Plasma ALBLD / Bleeding Diathesis Profile, Limited, Plasma APROL / Prolonged Clot Time Profile, Plasma Negative | When testing is complete, if factor activity results fall within clinically normal ranges, an interpretive comment will be provided noting that inhibitor testing was not indicated and, therefore, not performed. If factor activity indicates the performance of inhibitor screen testing, an interpretive comment will be provided noting the presence or absence of a factor V inhibitor. | Occasionally, a potent lupus-like anticoagulant may cause false-positive testing for a specific factor inhibitor (eg, factor VIII or IX). | 1. Bowie EJW, Thompson JH Jr, Didisheim P, Owen CA Jr. Mayo Clinic Laboratory Manual of Hemostasis. WB Saunders Company; 1971:111-115 2. Laboratory Hematology Practice. In: Kottke-Marchant K, ed. Wiley Blackwell Publishing; 2012 3. Hematology: Basic Principles and Practice. In: Hoffman R, Benz EJ Jr, Silberstein LE, eds. Elsevier; 2018 | The factor V inhibitor screen is performed on the Instrumentation Laboratory ACL TOP. The assay consists of measuring the factor V activity (prothrombin time based assay) before and after incubation of a mixture of normal plasma and patient's plasma for 1 hour at 37 degrees C. Interpretation of the presence or absence of the indication of a factor V inhibitor is determined by comparing the factor V activity results and the calculated expected values.(Owen CA Jr, Bowie EJW, Thompson JH Jr. The Diagnosis of Bleeding Disorders. 2nd ed. Little Brown and Company; 1975:14-144; Meijer P, Verbruggen HW Spannagi M. Chapter 33: Clotting factors and inhibitors: Assays and Interpretation. In: Kottke-Marchant K, ed. Laboratory Hematology Practice. Wiley Blackwell Publishing; 2012:435-446) | 1 to 3 days | 7 days | This test has been modified from the manufacturer's instructions. Its performance characteristics were determined by Mayo Clinic in a manner consistent with CLIA requirements. This test has not been cleared or approved by the US Food and Drug Administration. | 85335 | Factor V Inhib Scrn | 81124-0 | 7808 | Factor V Inhib Scrn | 81124-0
F5DNA | Factor V Leiden (R506Q) Mutation, Blood | Patients with clinically suspected thrombophilia and: 1. Activated protein C (APC)-resistance either proven or suspected by a low or borderline APC-resistance ratio or 2. A family history of factor V Leiden | Direct Variant Analysis | Yes | Factor V Leiden (R506Q) Mutation, B | Whole blood | Patient Preparation:A previous bone marrow transplant from an allogenic donor will interfere with testing. Call 800-533-1710 for instructions for testing patients who have received a bone marrow transplant. Container/Tube: Preferred:Lavender top (EDTA) Acceptable:Yellow top (ACD solution B), light-blue top (sodium citrate) Specimen Volume:3 mL Collection Instructions: 1. Invert several times to mix blood. 2. Send specimen in original tube.Do notaliquot. | 1 mL | Venous thromboembolism includes deep vein thrombosis and its complication, pulmonary embolism. Plasma from 12% to 20% of venous thromboembolism patients is resistant to the anticoagulant effect of activated protein C (APC resistance). Essentially all patients with hereditary APC resistance have the factor V Leiden,F5c.1601G>A, p.Arg534Gln (legacy R506Q) variant. | Negative | The results will be reported as: -Negative for theF5c.1601G>A, p.Arg534Gln variant -Heterozygous for theF5c.1601G>A, p.Arg534Gln variant -Homozygous for theF5c.1601G>A, p.Arg534Gln variant | This assay will only detect the genetic basis for activated protein C (APC)-resistance due to theF5c.1601G>A, p.Arg534Gln variant. This assay will not detect the genetic basis for APC resistance due to other variants nor the acquired APC resistance. This assay will not detect alterations in individuals with thrombophilia caused by mechanisms other than theF5c.1601G>A, p.Arg534Gln variant. Rare single nucleotide variants under the primers can cause preferential amplification of one allele. In many cases, there is no indication that this interference has occurred. Consequently, the analysis could be done on data from only one allele, which may cause a false-negative result or an incorrect allele frequency (homozygous instead of heterozygous). Discrepancy between the APC resistance assay and the DNA basedF5c.1601G>A, p.Arg534Gln assay may be observed in patients receiving allogenic stem cell transplants or liver transplants. Consultations with the Mayo Clinic Special Coagulation Clinic Thrombophilia Center, and/or Medical Genetics are available and may be especially helpful in complex cases or in situations in which the diagnosis is atypical or uncertain. Genetic counseling is recommended before testing asymptomatic family members. | 1. Dahlback B, Carlsson M, Svensson PR:Familial thrombophilia due to a previously unrecognized mechanism characterized by poor anticoagulant response to activated protein C: prediction of a cofactor to activated protein C. Proc Natl Acac Sci USA. 1993;90:1004-1008 2. Bertina RM, Koeleman BP, Koster T, et al:Mutation in blood coagulation factor V associated with resistance to activated protein C. Nature. 1994;369:64-67 3. Zoller B, Svensson PJ, He X, Dahlback B: Identification of the same factor V gene mutation in 47 out of 50 thrombosis-prone families with inherited resistance to activated protein C. J Clin Invest. 1994;94:2521-2524 4. Freed J, Bauer KA: Thrombophilia: clinical and laboratory assessment and management. In: Kitchens CS, Kessler CM, Konkle BA, Streiff MB, Garcia DA, eds. Consultative Hemostasis and Thrombosis. 4th ed. Elsevier; 2019:242-265 | An allelic discrimination assay is set up using TaqMan chemistry. End-products are analyzed using a real-time polymerase chain reaction instrument for genotype detection.(Package insert: TaqMan SNP Genotyping Assays. Applied Biosystems; 2014) | 3 to 5 days | Whole blood: 2 weeks | This test was developed and its performance characteristics determined by Mayo Clinic in a manner consistent with CLIA requirements. It has not been cleared or approved by the US Food and Drug Administration. | 81241 | Factor V Leiden (R506Q) Mutation, B | 21668-9 | 21841 | F5DNA Reviewed By | 18771-6
GNF7 | Factor VII Deficiency, F7 Gene, Next-Generation Sequencing, Varies | Evaluating factor VII deficiency (FVIID) in patients with a personal or family history suggestive of FVIID Confirming an FVIID diagnosis with the identification of known or suspected disease-causing alterations in theF7gene Determining the disease-causing alterations within theF7gene to delineate the underlying molecular defect in a patient with a laboratory diagnosis of FVIID Identifying the causative alterations for genetic counseling purposes Prognosis and risk assessment based on the genotype-phenotype correlations Carrier testing for close family members of an individual with a diagnosis of FVIID | Sequence Capture and Targeted Next-Generation Sequencing (NGS) followed by Polymerase Chain Reaction (PCR) and Sanger Sequencing | Yes | F7 Gene, Full Gene NGS | The clinical workup for factor VII deficiency (FVIID) should begin with special coagulation testing for factor VII (FVII) activity. | Patient Preparation:A previous bone marrow transplant from an allogenic donor will interfere with testing. For instructions for testing patients who have received a bone marrow transplant, call 800-533-1710. Submit only 1 of the following specimens: Specimen Type:Whole blood Container/Tube: Preferred:Lavender top (EDTA) Acceptable:Yellow top (ACD) Specimen Volume:3 mL Collection Instructions: 1. Invert several times to mix blood. 2. Send whole blood specimen in original tube.Do not aliquot. Specimen Stability Information:Ambient (preferred) 4 days/Refrigerated Prenatal Specimens Due to its complexity, consultation with the laboratory is required for all prenatal testing;call 800-533-1710 to speak to a genetic counselor. Specimen Type:Amniotic fluid Container/Tube:Amniotic fluid container Specimen Volume:20 mL Specimen Stability Information:Refrigerated (preferred)/Ambient Additional information: 1. A separate culture charge will be assessed under CULAF / Culture for Genetic Testing, Amniotic Fluid. 2.All prenatal specimens must be accompanied by a maternal blood specimen;order MATCC / Maternal Cell Contamination, Molecular Analysis, Varies on the maternal specimen. Specimen Type:Chorionic villi Container/Tube:15-mL tube containing 15 mL of transport media Specimen Volume:20 mg Specimen Stability Information:Refrigerated Additional Information: 1. A separate culture charge will be assessed under CULFB / Fibroblast Culture for Biochemical or Molecular Testing. 2.All prenatal specimens must be accompanied by a maternal blood specimen;order MATCC / Maternal Cell Contamination, Molecular Analysis, Varies on the maternal specimen. Acceptable: Specimen Type:Confluent cultured cells Container/Tube:T-25 flask Specimen Volume:2 Flasks Collection Instructions:Submit confluent cultured cells from another laboratory. Specimen Stability Information:Ambient (preferred)/Refrigerated Additional Information: All prenatal specimens must be accompanied by a maternal blood specimen;order MATCC / Maternal Cell Contamination, Molecular Analysis, Varies on the maternal specimen. | Whole blood: 1 mL; Amniotic fluid: 10 mL;Other specimen types: See Specimen Required | Factor VII deficiency (FVIID) is a rare hereditary bleeding disorder associated with germline variants in theF7gene. It is inherited in an autosomal recessive manner with variable expressivity; both male and female individuals may be affected. The estimated prevalence is 1 in 500,000 individuals.(1) FVIID is characterized by a deficiency or reduced activity of clotting factor VII. The symptoms and severity of FVIID are highly variable. Individuals with mild disease do not typically experience spontaneous bleeding but may have prolonged bleeding after trauma or surgery. For those with severe disease, symptoms include epistaxis, menorrhagia, easy bruising, gum bleeding, and post-surgical bleeding. Onset can occur within the first 6 months of life and include life-threatening intracranial and gastrointestinal hemorrhages. Joint and muscle bleeds are less common. FVIID does not protect against venous thromboembolism.(2-4) In many cases of FVIID, there is no consistent correlation between FVII plasma levels and disease severity.(1,4,5) However, good correlation has been demonstrated between FVII levels and genotype. Individuals with homozygous or compound heterozygous disease-causing variants in theF7gene have been found to have significantly lower FVII levels than those individuals with heterozygous or no detectableF7variants.(6) Causes of acquired (nongenetic) FVIID should be excluded prior to genetic testing, including vitamin K deficiency, use of vitamin K antagonists such as warfarin, liver disease, and sepsis.(7,8) The United Kingdom Haemophilia Centre Doctors' Organization provides guidelines regarding diagnosis and management for individuals with inherited bleeding disorders, including F7D.(9) | An interpretive report will be provided. | All detected variants are evaluated according to American College of Medical Genetics and Genomics recommendations.(10) Variants are classified based on known, predicted, or possible pathogenicity and reported with interpretive comments detailing their potential or known significance. | Clinical Correlations: Test results should be interpreted in the context of clinical findings, family history, and other laboratory data. Misinterpretation of results may occur if the information provided is inaccurate or incomplete. If testing was performed because of a clinically significant family history, it is often useful to first test an affected family member. Detection of a reportable variant in an affected family member would allow for more informative testing of at-risk individuals. To discuss the availability of additional testing options or for assistance in the interpretation of these results, contact the Mayo Clinic Laboratories genetic counselors at 800-533-1710. Technical Limitations: Next-generation sequencing may not detect all types of genomic variants. In rare cases, false-negative or false-positive results may occur. The depth of coverage may be variable for some target regions; assay performance below the minimum acceptable criteria or for failed regions will be noted. Given these limitations, negative results do not rule out the diagnosis of a genetic disorder. If a specific clinical disorder is suspected, evaluation by alternative methods can be considered. There may be regions of genes that cannot be effectively evaluated by sequencing or deletion and duplication analysis as a result of technical limitations of the assay, including regions of homology, high guanine-cytosine (GC) content, and repetitive sequences. Confirmation of select reportable variants will be performed by alternate methodologies based on internal laboratory criteria. This test is validated to detect 95% of deletions up to 75 base pairs (bp) and insertions up to 47 bp. Deletions-insertions (delins) of 40 or more bp, including mobile element insertions, may be less reliably detected than smaller delins. Deletion/Duplication Analysis: This analysis targets single and multi-exon deletions/duplications; however, in some instances, single exon resolution cannot be achieved due to isolated reduction in sequence coverage or inherent genomic complexity. Balanced structural rearrangements (such as translocations and inversions) may not be detected. This test is not designed to detect low levels of mosaicism or to differentiate between somatic and germline variants. If there is a possibility that any detected variant is somatic, additional testing may be necessary to clarify the significance of results. For detailed information regarding gene specific performance and technical limitations, see Method Description or contact a laboratory genetic counselor. If the patient has had an allogeneic hematopoietic stem cell transplant or a recent blood transfusion, results may be inaccurate due to the presence of donor DNA. Call Mayo Clinic Laboratories for instructions for testing patients who have received a bone marrow transplant. Reclassification of Variants: Currently, it is not standard practice for the laboratory to systematically review previously classified variants on a regular basis. The laboratory encourages healthcare providers to contact the laboratory at any time to learn how the classification of a particular variant may have changed over time. Due to broadening genetic knowledge, it is possible that the laboratory may discover new information of relevance to the patient. Should that occur, the laboratory may issue an amended report. Variant Evaluation: Evaluation and categorization of variants are performed using published American College of Medical Genetics and Genomics and the Association for Molecular Pathology recommendations as a guideline.(10) Other gene-specific guidelines may also be considered. Variants are classified based on known, predicted, or possible pathogenicity and reported with interpretive comments detailing their potential or known significance. Variants classified as benign or likely benign are not reported. Multiple in silico evaluation tools may be used to assist in the interpretation of these results. The accuracy of predictions made by in silico evaluation tools is highly dependent upon the data available for a given gene, and periodic updates to these tools may cause predictions to change over time. Results from in silico evaluation tools should be interpreted with caution and professional clinical judgment. Rarely, incidental or secondary findings may implicate another predisposition or presence of active disease. These findings will be carefully reviewed to determine whether they will be reported. | 1. Palla R, Peyvandi F, Shapiro AD: Rare bleeding disorders: diagnosis and treatment. Blood. 2015 Mar;125(13):2052-2061 2. Lapecorella M, Mariani G, International Registry on Congenital Factor VII Deficiency: Factor VII deficiency: defining the clinical picture and optimizing therapeutic option. Haemophilia. 2008 Nov;14(6):1170-1175 3. Napolitano M, Siragusa S, Mariani G: Factor VII deficiency: Clinical phenotype, genotype and therapy. J Clin Med. 2017 Mar 28;6(4):38 4. Mariani G, Herrmann FH, Schulman S, International Factor VII Deficiency Study Group, et al: Thrombosis in inherited factor VII deficiency. J Thromb Haemost. 2003 Oct;1(10):2153-2158. 5. de Moerloose P, Schved J-F, Nugent D: Rare coagulation disorders: fibrinogen, factor VII and factor XIII. Haemophilia 2016. Jul;22 Suppl 5:61-65 6. Quintavalle G, Riccardi F, Rivolta GF, et al: F7 gene variants modulate protein levels in a large cohort of patients with factor VII deficiency. Results from a genotype-phenotype study. Thromb Haemost. 2017 Aug 1;117(8):1455-1464 7. da Silva VA, Silva SS, Martins FF: Acquired deficiency of coagulation factor VII. Rev Bras Hematol Hemoter. 2015 Jul- Aug;37(4):269-271 8. Mulliez SM, Devreese KM: Isolated acquired factor VII deficiency: a review of the literature. Acta Clin Belg. 2016 Apr;71(2):63-70 9. Mumford AD, Ackroyd S, Alikhan R, et al: Guideline for the diagnosis and management of the rare coagulation disorders: a United Kingdom Haemophilia Centre Doctors' Organization guideline on behalf of the British Committee for Standards in Haematology. Br J Haematol. 2014 Nov;167(3):304-326 10. Richards S, Aziz N, Bale S, et al; ACMG Laboratory Quality Assurance Committee: Standards and guidelines for the interpretation of sequence variants: a joint consensus recommendation of the American College of Medical Genetics and Genomics and the Association for Molecular Pathology. Genet Med. 2015 May;17(5):405-424 | Next-generation sequencing (NGS) and/or Sanger sequencing are performed to test for the presence of variants in coding regions and intron/exon boundaries of theF7gene, as well as some other regions that have known disease-causing variants. The human genome reference GRCh37/hg19 build was used for sequence read alignment. At least 99% of the bases are covered at a read depth over 30X. Sensitivity is estimated at above 99% for single nucleotide variants, above 94% for deletions-insertions (delins) less than 40 base pairs (bp), above 95% for deletions up to 75 bp, and insertions up to 47 bp. NGS and/or a polymerase chain reaction-based quantitative method is performed to test for the presence of deletions and duplications in theF7gene. There may be regions of theF7gene that cannot be effectively evaluated by sequencing or deletion and duplication analysis as a result of technical limitations of the assay, including regions of homology, high guanine-cytosine (GC) content, and repetitive sequences.(Unpublished Mayo method) The reference transcript forF7is NM_000131.4. Reference transcript numbers may be updated due to transcript re-versioning. Always refer to the final patient report for gene transcript information referenced at the time of testing. Confirmation of select reportable variants may be performed by alternate methodologies based on internal laboratory criteria. | 28 to 42 days | Whole blood: 2 weeks (if available); Extracted DNA: 3 months; Amniotic fluid, cultured amniocytes, chorionic villi, cultured chorionic villi: 1 month | This test was developed and its performance characteristics determined by Mayo Clinic in a manner consistent with CLIA requirements. It has not been cleared or approved by the US Food and Drug Administration. | 8147988233-Tissue culture, skin, solid tissue biopsy (if appropriate)88240-Cryopreservation (if appropriate)88235-Amniotic fluid culture (if appropriate) | F7 Gene, Full Gene NGS | 94235-9 | 619102 | Released By | 18771-6
7INHE | Factor VII Inhibitor Evaluation, Plasma | Detection and quantitation of inhibitor to coagulation factor VII This test isnot usefulfor the detection of a lupus-like circulating anticoagulant inhibitor, a nonspecific circulating anticoagulant, or other inhibitors that are not specific for coagulation factors. | F_7, F7_IS, GBETH: Optical Clot-Based 7INHT: Technical Interpretation 7AINH: Medical Interpretation | Yes | Factor VII Inhib Profile, P | Testing begins with coagulation factor VII activity assay withdilutions to evaluate assay inhibition; if the factor VII activity assayis normal or increased, a technical interpretation will be provided. | Specimen Type:Platelet-poor plasma Patient Preparation: 1.Patient must not be receiving Coumadin (warfarin) or heparin therapy. 2. Fasting preferred Collection Container/Tube:Light-blue top (3.2% sodium citrate) Submission Container/Tube:Plastic vials Specimen Volume:3 mL in 3 plastic vials, each containing 1 mL Collection Instructions: 1. Specimen must be collected prior to factor replacement therapy. 2. For complete instructions, seeCoagulation Guidelines for Specimen Handling and Processing. 3. Centrifuge, transfer all plasma into a plastic vial, and centrifuge plasma again. 4. Aliquot plasma (1-2 mL per aliquot) into 3 separate plastic vials leaving 0.25 mL in the bottom of centrifuged vial. 5. Freeze plasma immediately (no longer than 4 hours after collection) at -20 degrees C or, ideally, -40 degrees C or below. Additional Information: 1. Double-centrifuged specimen is critical for accurate results as platelet contamination may cause spurious results. 2. Each coagulation assay requested should have its own vial. | 2 Plastic vials, each containing1 mL. | Coagulation factor inhibitors arise in patients who are congenitally deficient in a specific factor in response to factor replacement therapy or can occur spontaneously without known cause or in response to a variety of medical conditions including the postpartum state, immunologic disorders, certain antibiotic therapies, some malignancies, and in the older population. Inhibitors of factor VIII coagulant activity are the most commonly occurring of the specific factor inhibitors. | FACTOR VII ACTIVITY ASSAY Adults: 65-180% Normal, full-term newborn infants or healthy premature infants may have decreased levels (> or =20%) that increase within the first postnatal week but may not reach adult levels for 180 days or more postnatal.* *See Pediatric Hemostasis References inCoagulation Guidelines for Specimen Handling and Processing. FACTOR VII INHIBITOR SCREEN: Negative GENERAL FACTOR BETHESDA UNITS:< or =0.5 Bethesda Units | Normally, there is no inhibitor (ie, negative result). If the screening assays indicate the presence of an inhibitor, it will be quantitated and reported in Bethesda (or equivalent) units. | Occasionally, a potent lupus-like anticoagulant may cause false-positive testing for a specific factor inhibitor (eg, factor VIII or IX). | 1. Hoffman R, Benz Jr EJ, Silberstein LE, et al eds. Hematology: Basic Principles and Practice. 7th ed. Elsevier; 2018 2. Kasper CK: Treatment of factor VIII inhibitors. Prog Hemost Thromb. 1989;9:57-86 3. Kottke-Marchant K, ed. Laboratory Hematology Practice. Wiley Blackwell Publishing; 2012 | Screening for inhibitors of specific coagulation factors is represented by the inhibitor assay for factor VII. This assay consists of measuring the difference in factor VII activity (prothrombin time-based assay) before and after incubation of a mixture of normal plasma and patient's plasma for 1 hour at 37 degrees C. For optimal sensitivity, the factor VII value of the normal plasma is adjusted to approximately 20% because the factor VII assay is more sensitive in this area of the curve. In addition, an excess of patient's plasma will make the test more sensitive to small amounts of inhibitors.(Owen CA Jr, Bowie EJW, Thompson JH Jr. The Diagnosis of Bleeding Disorders. 2nd ed. Little, Brown and Company; 1975:143-145; Cielsa B. Defects of plasma clotting factors. In: Hematology in Practice. 3rd ed. FA Davis; 2019:chap 17) If the inhibitor screen is positive for an inhibitor of factor VII, the inhibitor will be quantitated by the "Bethesda assay." In the Bethesda procedure, inhibitors are quantified by mixing equal volumes of serially diluted plasma with normal plasma. This mixture is incubated 2 hours at 37 degrees C, and its factor VII activity is measured and compared to a control run at the same time. The difference between the factor VII activity of the patient's incubation mixture and that of the control is used to calculate titer. The residual factor VII activity is converted to "Bethesda units": 50% residual factor VII is equal to 1 Bethesda unit.(Kasper CK, Aldedort LM, Counts RB, et al. A more uniform measurement of factor VIII inhibitors. Thromb Diath Haemorrh. 1975;34(3):869-872; Cielsa B. Defects of plasma clotting factors. In: Hematology in Practice. 3rd ed. FA Davis; 2019:chap 17) | 1 to 3 days | 7 days | This test has been modified from the manufacturer's instructions. Its performance characteristics were determined by Mayo Clinic in a manner consistent with CLIA requirements. This test has not been cleared or approved by the US Food and Drug Administration. | 853908523085335 (if appropriate)85335 (if appropriate)85390 (if appropriate) | Factor VII Inhib Profile, P | 90225-4 | 7INHT | FVII Inhib Profile Tech Interp | 69049-5
7AINH | Factor VII Inhibitor Profile, Professional Interpretation | Interpretation of testing for the detection and quantitation of inhibitor to factor VII | Only orderable as a reflex. For more information see 7INHE / Factor VII Inhibitor Evaluation, Plasma. Medical Interpretation | Yes | FVII Inhib Profile Prof Interp | Plasma Na Cit |  |  | Coagulation factor inhibitors arise in patients who are congenitally deficient in a specific factor in response to factor replacement therapy or can occur spontaneously without known cause or in response to a variety of medical conditions, including the postpartum state, immunologic disorders, certain antibiotic therapies, and some malignancies, and in the older adult population. Inhibitors of factor VIII coagulant activity are the most commonly occurring of the specific factor inhibitors. | Only orderable as a reflex. For more information see 7INHE / Factor VII Inhibitor Evaluation, Plasma. An interpretive report will be provided. | When no significant abnormalities are detected, a simple descriptive interpretation is provided. When abnormal results are detected, a detailed interpretation is given, including an overview of the results and of their significance, a correlation to available clinical information, and elements of differential diagnosis. | No significant cautionary statements | 1. Hoffman R, Benz Jr EJ, Silberstein LE, et al, eds. Hematology: Basic Principles and Practice. 7th ed. Elsevier; 2018 2. Kasper CK. Treatment of factor VIII inhibitors. Prog Hemost Thromb. 1989;9:57-86 3. Kottke-Marchant K, ed. Laboratory Hematology Practice. Wiley Blackwell Publishing; 2012 | A coagulation expert (clinician or hematopathologist) reviews the laboratory data, and an interpretive report is issued. | 3 to 5 days |  | Not Applicable | 85390-26 | FVII Inhib Profile Prof Interp | 69049-5 | 607446 | FVII Inhib Profile Prof Interp | 69049-5
7INHT | Factor VII Inhibitor Profile, Technical Interpretation | Technical interpretation of inhibitor to coagulation factor VII testing | Only orderable as part of a profile. For more information see 7INHE / Factor VII Inhibitor Evaluation, Plasma. Technical Interpretation | Yes | FVII Inhib Profile Tech Interp | Plasma Na Cit | Only orderable as part of a profile. For more information see 7INHE / Factor VII Inhibitor Evaluation, Plasma. |  | Coagulation factor inhibitors arise in patients who are congenitally deficient in a specific factor in response to factor replacement therapy or can occur spontaneously without known cause or in response to a variety of medical conditions, including the postpartum state, immunologic disorders, certain antibiotic therapies, some malignancies, and in the older population. Inhibitors of factor VIII coagulant activity are the most commonly occurring of the specific factor inhibitors. | Only orderable as part of a profile. For more information see 7INHE / Factor VII Inhibitor Evaluation, Plasma. An interpretive report will be provided. | When testing is complete, if factor activity results fall within clinically normal ranges, an interpretive comment will be provided noting that inhibitor testing was not indicated and, therefore, not performed. If factor activity indicates the performance of inhibitor screen testing, an interpretive comment will be provided noting the presence or absence of a factor VII inhibitor. | Occasionally, a potent lupus-like anticoagulant may cause false-positive testing for a specific factor inhibitor (eg, factor VIII or IX). | 1.Hoffman R, Benz Jr EJ, Silberstein LE, et al, eds. Hematology: Basic Principles and Practice. 7th ed. Elsevier; 2018 2. Kasper CK: Treatment of factor VIII inhibitors. Prog Hemost Thromb. 1989;9:57-86 3. Kottke-Marchant K, ed. Laboratory Hematology Practice. Wiley Blackwell Publishing; 2012 | If the factor VII activity level isnormal or elevated, a computer-generated interpretive comment indicating inhibitor testing was not indicated and was not performed will be provided. | 3 to 5 days | 7 days | Not Applicable | 85390 | FVII Inhib Profile Tech Interp | 69049-5 | 7INHT | FVII Inhib Profile Tech Interp | 69049-5
F7_IS | Factor VII Inhibitor Screen, Plasma | Detecting the presence of a specific factor inhibitor directed against coagulation factor VII | Only orderable as part of a profile. For more information see: 7INHE / Factor VII Inhibitor Evaluation, Plasma ALBLD / Bleeding Diathesis Profile, Limited, Plasma APROL / Prolonged Clot Time Profile, Plasma Optical Clot-Based | Yes | Factor VII Inhib Scrn | Plasma Na Cit | Only orderable as part of a profile. For more information see: 7INHE / Factor VII Inhibitor Evaluation, Plasma ALBLD / Bleeding Diathesis Profile, Limited, Plasma APROL / Prolonged Clot Time Profile, Plasma For more information seeCoagulation Guidelines for Specimen Handling and Processing. | 2 mL | Patient plasma, normal pooled plasma (NPP), and a mixture of patient plasma and NPP are each tested for a specific factor, incubated at 37 degrees C for 1 hour, and then retested for the same factor. In addition, a new mixture of patient plasma and NPP is prepared using the incubated plasmas and tested after the 1 hour incubation. The percentage of the recovered factor for each individual plasma and mixture being tested is calculated and compared. The procedure demonstrates the effect of a specific coagulation factor inhibitor on that factor present in normal pooled plasma, over a specific period of time. An inhibitor directed against a coagulation factor may arise due to multiple exposures from transfusions in a patient deficient in that factor (as in the case of hemophiliacs), in response to certain disease states, or be drug-induced. Non-specific inhibitors may also be present in patients that will prolong screening tests (eg, prothrombin time and activated partial thromboplastin time). This test is used to qualitatively identify an inhibitor to a specific coagulation factor. | Only orderable as part of a profile. For more information see: 7INHE / Factor VII Inhibitor Evaluation, Plasma ALBLD / Bleeding Diathesis Profile, Limited, Plasma APROL / Prolonged Clot Time Profile, Plasma Negative | When testing is complete, if factor activity results fall within clinically normal ranges, an interpretive comment will be provided noting that inhibitor testing was not indicated and, therefore, not performed. If factor activity indicates the performance of inhibitor screen testing, an interpretive comment will be provided noting the presence or absence of a factor VII inhibitor. | Occasionally, a potent lupus-like anticoagulant may cause false-positive testing for a specific factor inhibitor (eg, factor VIII or IX). | 1. Bowie EJW, Thompson JH Jr, Didisheim P, Owen CA Jr. Mayo Clinic Laboratory Manual of Hemostasis. WB Saunders Company; 1971:111-115 2. Laboratory Hematology Practice. In: Kottke-Marchant K, ed. Wiley Blackwell Publishing;2012 3. Hematology: Basic Principles and Practice. In: Hoffman R, Benz EJ Jr, Silberstein LE, eds. 7th ed. Elsevier; 2018 | The factor VII inhibitor screen is performed on the Instrumentation Laboratory ACL TOP. The assay consists of measuring the factor VII activity (prothrombin time based assay) before and after incubation of a mixture of normal plasma and patient's plasma for 1 hour at 37 degrees C. Interpretation of the presence or absence of the indication of a factor VII inhibitor is determined by comparing the factor VII activity results and the calculated expected values.(Owen CA Jr, Bowie EJW, Thompson JH Jr. Diagnosis of Bleeding Disorders. 2nd ed. Little Brown and Company; 1975:14-144; Meijer P, Verbruggen HW, Spannagi M. Chapter 33: Clotting factors and inhibitors: Assays and Interpretation. In: Kottke-Marchant K, ed.Laboratory Hematology Practice. Wiley Blackwell Publishing; 2012:435-446) | 1 to 3 days | 7 days | This test has been modified from the manufacturer's instructions. Its performance characteristics were determined by Mayo Clinic in a manner consistent with CLIA requirements. This test has not been cleared or approved by the US Food and Drug Administration. | 85335 | Factor VII Inhib Scrn | 81123-2 | 7810 | Factor VII Inhib Scrn | 81123-2
8INHE | Factor VIII Inhibitor Evaluation, Plasma | Detecting the presence and titer of a specific factor inhibitor directed against coagulation factor VIII This test isnot usefulfor the detection of a lupus-like circulating anticoagulant inhibitor, a nonspecific circulating anticoagulant, or other inhibitors that are not specific for coagulation factors. | F8A, F8IS, 8BETH: Optical Clot-Based 8INHT: Technical Interpretation 8AINH: Medical Interpretation | Yes | Factor VIII Inhib Profile, P | Testing begins with coagulation factor VIII activity assay withdilutions to evaluate assay inhibition; if the factor VIII activity assayis normal or increased, a technical interpretation will be provided. | Specimen Type:Platelet-poor plasma Patient Preparation: 1.Patient must not be receiving Coumadin (warfarin) or heparin therapy 2. Fasting preferred Collection Container/Tube:Light-blue top (3.2% sodium citrate) Submission Container/Tube:Plastic vials Specimen Volume:3 mL in 3 plastic vials, each containing 1 mL Collection Instructions: 1. Specimen must be collected prior to factor replacement therapy. 2. For complete instructions, seeCoagulation Guidelines for Specimen Handling and Processing. 3. Centrifuge, transfer all plasma into a plastic vial, and centrifuge plasma again. 4. Aliquot plasma (1-2 mL per aliquot) into 3 separate plastic vials, leaving 0.25 mL in the bottom of centrifuged vial. 5. Freeze plasma immediately (no longer than 4 hours after collection) at -20 degrees C or, ideally, at -40 degrees C or below. Additional Information: 1. Double-centrifuged specimen is critical for accurate results as platelet contamination may cause spurious results. 2. Each coagulation assay requested should have its own vial. | 2 Plastic vials, each containing 1 mL | Factor VIII (FVIII) inhibitors are IgG antibodies directed against coagulation FVIII that typically result in development of potentially life-threatening hemorrhage. These antibodies may develop in 1 of 4 different patient populations: -Patients with congenital FVIII deficiency (hemophilia A) in response to therapeutic infusions of factor VIII concentrate -Older nonhemophiliac adult patients (not previously factor VIII deficient) -Women in postpartum period -Patients with other autoimmune illnesses | FACTOR VIII ACTIVITY ASSAY Adults: 55-200% Normal, full-term newborn infants or healthy premature infants typically have levels greater or equal to 40%.* *See Pediatric Hemostasis References inCoagulation Guidelines for Specimen Handling and Processing. FACTOR VIII INHIBITOR SCREEN: Negative GENERAL FACTOR BETHESDA UNITS:< or =0.5 Bethesda Units | Normally, there is no inhibitor (ie, negative result). If the screening assays indicate the presence of an inhibitor, it will be quantitated and reported in Bethesda (or equivalent) units. | Occasionally, a potent lupus-like anticoagulant may cause false-positive results for a specific factor inhibitor (eg, factor VIII or IX). | 1. Hoffman R, Benz Jr EJ, Silberstein LE, et al, eds. Hematology: Basic Principles and Practice. 7th ed. Elsevier; 2018 2. Kasper CK. Treatment of factor VIII inhibitors. Prog Hemost Thromb. 1989;9:57-86 3. Peerschke EI, Castellone DD, Ledford-Kraemer M, et al. Laboratory assessment of FVIII inhibitor titer. Am J Clin Pathol. 2009;131(4):552-558. doi:10.1309/AJCPMKP94CODILWS 4. Pruthi RK, Nichols WL. Autoimmune factor VIII inhibitors. Curr Opin Hematol. 1999;6(5):314-322. doi:10.1097/00062752 5. Kottke-Marchant. K, ed. Laboratory Hematology Practice. Wiley Blackwell Publishing; 2012 | The factor VIII assay is performed on the Instrumentation Laboratory ACL TOP using the activated partial thromboplastin time (aPTT) method and a factor-deficient substrate. Patient plasma is combined and incubated with a factor VIII-deficient substrate (normal plasma depleted of factor VIII by immunoadsorption) and an aPTT reagent. After a specified incubation time, calcium is added to trigger the coagulation process in the mixture. Then the time to clot formation is measured optically using a wavelength of 671 nm.(Owen CA Jr, Bowie EJW, Thompson JH Jr. Diagnosis of Bleeding Disorders. 2nd ed. Little, Brown and Company; 1975; Cielsa B. Defects of plasma clotting factors. In: Hematology in Practice. 3rd ed. FA Davis; 2019:chap 17) The factor VIII inhibitor screen consists of measuring the difference in factor VIII activity (partial thromboplastin time-based assay) before and after incubation of a mixture of normal plasma and patient's plasma for 1 hour at 37 degrees C. For optimal sensitivity, the factor VIII value of the normal plasma is adjusted to approximately 20%, because the factor VIII assay is more sensitive in this area of the curve. In addition, an excess of patient's plasma will make the test more sensitive to small amounts of inhibitors.(Owen CA Jr, Bowie EJW, Thompson JH Jr. The Diagnosis of Bleeding Disorders. 2nd ed. Little, Brown, and Company; 1975:143-145; Cielsa B. Defects of plasma clotting factors. In: Hematology in Practice. 3rd ed. FA Davis; 2019:chap 17) If the inhibitor screen is positive for an inhibitor of factor VIII, the inhibitor will be quantitated by the Bethesda assay. In the Bethesda procedure, inhibitors are quantified by mixing equal volumes of serially diluted plasma with normal plasma. This mixture is incubated 2 hours at 37 degrees C, and its factor VIII activity is measured and compared to a control run at the same time. The difference between the factor VIII activity of the patient's incubation mixture and that of the control is used to calculate the titer. The residual factor VIII activity is converted to Bethesda units: 50% residual factor VIII is equal to 1 Bethesda unit. Assays using the same basic principle as the Bethesda assay are used to quantitate the inhibitors of the other coagulation factors. (Kasper CK, Aldedort LM, Counts RB, et al. A more uniform measurement of factor VIII inhibitors. Thromb Diath Haemorrh. 1975;34:869-872; Cielsa B. Defects of plasma clotting factors. In: Hematology in Practice. 3rd ed. FA Davis; 2019:chap 17) | 1 to 3 days | 7 days | This test has been modified from the manufacturer's instructions. Its performance characteristics were determined by Mayo Clinic in a manner consistent with CLIA requirements. This test has not been cleared or approved by the US Food and Drug Administration. | 85390-Factor VIII Tech Interp85240-Factor VIII activity assay85335-Bethesda titer (if appropriate)85335-Factor VIII inhibitor screen (if appropriate)85390-Factor VIII Professional Interp (if appropriate) | Factor VIII Inhib Profile, P | 96456-9 | 8INHT | FVIII Inhib Profile Tech Interp | 69049-5
8AINH | Factor VIII Inhibitor Profile, Professional Interpretation | Interpretation for the detection of the presence and titer of a specific factor inhibitor directed against coagulation factor VIII | Only orderable as a reflex. For more information see 8INHE / Factor VIII Inhibitor Evaluation, Plasma. Medical Interpretation | Yes | FVIII Inhib Profile Prof Interp | Plasma Na Cit |  |  | Factor VIII (FVIII) inhibitors are IgG antibodies directed against coagulation FVIII that typically result in development of potentially life-threatening hemorrhage. These antibodies may develop in 1 of 4 different patient populations: -Patients with congenital FVIII deficiency (hemophilia A) in response to therapeutic infusions of factor VIII concentrate -Older nonhemophiliac adult patients (not previously factor VIII deficient) -Women in postpartum period -Patients with other autoimmune illnesses | Only orderable as a reflex. For more information see 8INHE / Factor VIII Inhibitor Evaluation, Plasma. An interpretive report will be provided. | When no significant abnormalities are detected, a simple descriptive interpretation is provided. When abnormal results are detected, a detailed interpretation is given, including an overview of the results and of their significance, a correlation to available clinical information, and elements of differential diagnosis. | No significant cautionary statements | 1. Kasper CK. Treatment of factor VIII inhibitors. Prog HemostThromb. 1989;9:57-86 2. Peerschke EI, Castellone DD, Ledford-Kraemer M, et al. Laboratory assessment of FVIII inhibitor titer. Am J Clin Pathol. 2009;131(4):552-558 3. Pruthi RK, Nichols WL. Autoimmune factor VIII inhibitors. Curr Opin Hematol. 1999;6(5):314-322 4. Kottke-Marchant K, ed. Laboratory Hematology Practice. Wiley Blackwell Publishing; 2012 5. Hoffman R, Benz Jr EJ, Silberstein LE, et al, eds. Hematology: Basic Principles and Practice. 7th ed. Elsevier; 2018 | A coagulation expert (clinician or hematopathologist) reviews the laboratory data, and an interpretive report is issued. | 3 to 5 days |  | Not Applicable | 85390-26 | FVIII Inhib Profile Prof Interp | 69049-5 | 607442 | FVIII Inhib Profile Prof Interp | 69049-5
8INHT | Factor VIII Inhibitor Profile, Technical Interpretation | Technical interpretation of inhibitor to factor VIII testing This test isnot usefulfor the detection of a lupus-like circulating anticoagulant inhibitor, a nonspecific circulating anticoagulant, or other inhibitors that are not specific for coagulation factors. | Only orderable as part of a profile. For more information see 8INHE / Factor VIII Inhibitor Evaluation, Plasma. Technical Interpretation | Yes | FVIII Inhib Profile Tech Interp | Plasma Na Cit | Only orderable as part of a profile. For more information see 8INHE / Factor VIII Inhibitor Evaluation, Plasma. |  | Factor VIII (FVIII) inhibitors are IgG antibodies directed against coagulation FVIII that typically result in development of potentially life-threatening hemorrhage. These antibodies may develop in 1 of 4 different patient populations: -Patients with congenital FVIII deficiency (hemophilia A) in response to therapeutic infusions of factor VIII concentrate -Older nonhemophiliac adult patients (not previously factor VIII deficient) -Women in postpartum period -Patients with other autoimmune illnesses | Only orderable as part of a profile. For more information see 8INHE / Factor VIII Inhibitor Evaluation, Plasma. An interpretive report will be provided. | When testing is complete, if factor activity results fall within clinically normal ranges, an interpretive comment will be provided noting that inhibitor testing was not indicated and, therefore, not performed. If factor activity indicates the performance of inhibitor screen testing, an interpretive comment will be provided noting the presence or absence of a factor VIII inhibitor. | Occasionally, a potent lupus-like anticoagulant may cause false-positive results for a specific factor inhibitor (eg, factor VIII or IX). | 1. Hoffman R, Benz Jr EJ, Silberstein LE, et al, eds. Hematology: Basic Principles and Practice. 7th ed. Elsevier; 2018 2. Kasper CK. Treatment of factor VIII inhibitors. Prog HemostThromb. 1989;9:57-86 3. Peerschke EI, Castellone DD, Ledford-Kraemer M, et al. Laboratory assessment of FVIII inhibitor titer. Am J Clin Pathol. 2009;131(4):552-558 4. Pruthi RK, Nichols WL. Autoimmune factor VIII inhibitors. Curr Opin Hematol. 1999;6(5):314-322 5.Kottke-Marchant. K, ed. Laboratory Hematology Practice. Wiley Blackwell Publishing; 2012 | If the factor VIII activity level isnormal or elevated, a computer-generated interpretive comment will be provided indicating inhibitor testing was not indicated and was not performed. | 3 to 5 days | 7 days | Not Applicable | 85390 | FVIII Inhib Profile Tech Interp | 69049-5 | 8INHT | FVIII Inhib Profile Tech Interp | 69049-5
10INE | Factor X Inhibitor Evaluation, Plasma | Detection and quantitation of inhibitor to coagulation factor X This test is not useful for the detection of a lupus-like circulating anticoagulant inhibitor, a nonspecific circulating anticoagulant, or other inhibitors that are not specific for coagulation factors. | F_10, 10_IS, GBETH: Optical Clot-Based 10INT: Technical Interpretation 10AIH: Medical Interpretation | Yes | Factor X Inhib Profile, P | Testing begins with coagulation factor X activity assay withdilutions to evaluate assay inhibition; if the factor X activity assay is normal or increased, then a technical interpretation will be provided. | Specimen Type:Platelet-poor plasma Patient Preparation: 1.Patient must not be receiving Coumadin (warfarin) or heparin therapy 2. Fasting preferred Collection Container/Tube:Light-blue top (3.2% sodium citrate) Submission Container/Tube:Plastic vials Specimen Volume:3 mL in 3 plastic vials, each containing 1 mL Collection Instructions: 1. Specimen must be collected prior to factor replacement therapy. 2. For complete instructions, seeCoagulation Guidelines for Specimen Handling and Processing. 3. Centrifuge, transfer all plasma into a plastic vial, and centrifuge plasma again. 4. Aliquot plasma (1-2 mL per aliquot) into 3 separate plastic vials, leaving 0.25 mL in the bottom of centrifuged vial. 5. Freeze plasma immediately (no longer than 4 hours after collection) at -20 degrees C or, ideally, -40 degrees C or below. Additional Information: 1. Double-centrifuged specimen is critical for accurate results as platelet contamination may cause spurious results. 2. Each coagulation assay requested should have its own vial. | 2 Plastic vials, each containing 1 mL | Coagulation factor inhibitors arise in patients who are congenitally deficient in a specific factor in response to factor replacement therapy, or they can either occur spontaneously without known cause or in response to a variety of medical conditions, including the postpartum state, immunologic disorders, certain antibiotic therapies, some malignancies, and in the older population. Inhibitors of factor VIII coagulant activity are the most commonly occurring of the specific factor inhibitors. | FACTOR X ACTIVITY ASSAY Adults: 70-150% Normal, full-term newborn infants or healthy premature infants may have decreased levels (> or =15-20%) that may not reach adult levels for 180 days or more postnatal.* *See Pediatric Hemostasis References section inCoagulation Guidelines for Specimen Handling and Processing. FACTOR X INHIBITOR SCREEN: Negative GENERAL FACTOR BETHESDA UNITS: < or =0.5 Bethesda Units | Normally, there is no inhibitor, ie, negative result. If the screening assays indicate the presence of an inhibitor, it will be quantitated and reported in Bethesda (or equivalent) units. | Occasionally, a potent lupus-like anticoagulant may cause false-positive testing for a specific factor inhibitor (eg, factor VIII or IX). | 1. Hoffman R, Benz Jr EJ, Silberstein LE, et al, eds: Hematology: Basic Principles and Practice. 7th ed. Elsevier; 2018 2. Kasper CK. Treatment of factor VIII inhibitors. Prog Hemost Thromb. 1989;9:57-86 | Screening for inhibitors of specific coagulation factors is represented by the inhibitor assay for factor X. This assay consists of measuring the difference in factor X activity (prothrombin time based assay) before and after incubation of a mixture of normal plasma and patient's plasma for 1 hour at 37 degrees C. For optimal sensitivity, the factor X value of the normal plasma is adjusted to approximately 20%, because the factor X assay is more sensitive in this area of the curve. In addition, an excess of patient's plasma will make the test more sensitive to small amounts of inhibitors.(Owen CA Jr, Bowie EJW, Thompson JH Jr. The Diagnosis of Bleeding Disorders. 2nd ed. Little, Brown, and Company; 1975:143-145; Cielsa B. Defects of plasma clotting factors. In: Hematology in Practice. 3rd ed. FA Davis; 2019:chap 17) If the inhibitor screen is positive for an inhibitor of factor X, the inhibitor will be quantitated by the "Bethesda assay." In the Bethesda procedure, inhibitors are quantified by mixing equal volumes of serially diluted plasma with normal plasma. This mixture is incubated 2 hours at 37 degrees C, and its factor X activity is measured and compared to a control run at the same time. The difference between the factor X activity of the patient's incubation mixture and that of the control is used to calculate titer. The residual factor X activity is converted to "Bethesda units": 50% residual factor X is equal to 1 Bethesda unit.(Kasper CK, Aldedort LM, Counts RB, et al. A more uniform measurement of factor VIII inhibitors. Thromb Diath Haemorrh. 1975;34:869-872; Cielsa B. Defects of plasma clotting factors. In: Hematology in Practice. 3rd ed. FA Davis; 2019:chap 17) | 1 to 3 days | 7 days | This test has been modified from the manufacturer's instructions. Its performance characteristics were determined by Mayo Clinic in a manner consistent with CLIA requirements. This test has not been cleared or approved by the US Food and Drug Administration. | 853908526085335 (if appropriate)85335 (if appropriate)85390 (if appropriate) | Factor X Inhib Profile, P | 96457-7 | 10INT | FX Inhib Profile Tech Interp | 69049-5
10AIH | Factor X Inhibitor Profile, Professional Interpretation | Interpretation of the detection and quantitation of inhibitor to coagulation factor X | Only orderable as a reflex. For more information see 10INE / Factor X Inhibitor Evaluation, Plasma Medical Interpretation | Yes | FX Inhib Profile Prof Interp | Plasma Na Cit |  |  | Coagulation factor inhibitors arise in patients who are congenitally deficient in a specific factor in response to factor replacement therapy, or they can either occur spontaneously without known cause or in response to a variety of medical conditions, including the postpartum state, immunologic disorders, certain antibiotic therapies, and some malignancies, and in the older adult population. Inhibitors of factor VIII coagulant activity are the most commonly occurring of the specific factor inhibitors. | Only orderable as a reflex. For more information see 10INE / Factor X Inhibitor Evaluation, Plasma. An interpretive report will be provided. | When no significant abnormalities are detected, a simple descriptive interpretation is provided. When abnormal results are detected, a detailed interpretation is given, including an overview of the results and of their significance, a correlation to available clinical information, and elements of differential diagnosis. | No significant cautionary statements | 1. Hoffman R, Benz Jr EJ, Silberstein LE, et al, eds. Hematology: Basic Principles and Practice. 7th ed. Elsevier; 2018 2. Kasper CK. Treatment of factor VIII inhibitors. Prog Hemost Thromb. 1989;9:57-86 | A coagulation expert (clinician or hematopathologist) reviews the laboratory data, and an interpretive report is issued. | 3 to 5 days |  | Not Applicable | 85390-26 | FX Inhib Profile Prof Interp | 69049-5 | 607447 | FX Inhib Profile Prof Interp | 69049-5
10INT | Factor X Inhibitor Profile, Technical Interpretation | Technical interpretation of inhibitor to coagulation factor X testing | Only orderable as part of a profile. For more information see 10INE / Factor X Inhibitor Evaluation, Plasma. Technical Interpretation | Yes | FX Inhib Profile Tech Interp | Plasma Na Cit | Only orderable as part of a profile. For more information see 10INE / Factor X Inhibitor Evaluation, Plasma. |  | Coagulation factor inhibitors arise in patients who are congenitally deficient in a specific factor in response to factor replacement therapy or they can either occur spontaneously without known cause or in response to a variety of medical conditions, including the postpartum state, immunologic disorders, certain antibiotic therapies, some malignancies, and advanced age. Inhibitors of factor VIII coagulant activity are the most commonly occurring of the specific factor inhibitors. | Only orderable as part of a profile. For more information see 10INE / Factor X Inhibitor Evaluation, Plasma. An interpretive report will be provided. | When testing is complete, if factor activity results fall within clinically normal ranges, an interpretive comment will be provided noting that inhibitor testing was not indicated and, therefore, not performed. If factor activity indicates the performance of inhibitor screen testing, an interpretive comment will be provided noting the presence or absence of a factor X inhibitor. | Occasionally, a potent lupus-like anticoagulant may cause false-positive testing for a specific factor inhibitor (eg, factor VIII or IX). | 1. Hoffman R, Benz Jr EJ, Silberstein LE, et al, eds. Hematology: Basic Principles and Practice. 7th ed. Elsevier; 2018 2. Kasper CK. Treatment of factor VIII inhibitors. Prog Hemost Thromb. 1989;9:57-86 | If the factor X activity level isnormal or elevated, a computer-generated interpretive comment indicating inhibitor testing was not indicated and was not performed will be provided. | 3 to 5 days | 7 days | Not Applicable | 85390 | FX Inhib Profile Tech Interp | 69049-5 | 10INT | FX Inhib Profile Tech Interp | 69049-5
10_IS | Factor X Inhibitor Screen, Plasma | Detecting the presence of a specific factor inhibitor directed against coagulation factor X | Only orderable as a reflex. For more information see: 10INE / Factor X Inhibitor Evaluation, Plasma ALBLD / Bleeding Diathesis Profile, Limited, Plasma APROL / Prolonged Clot Time Profile, Plasma Optical Clot-Based | Yes | Factor X Inhib Scrn | Plasma Na Cit | Only orderableas a reflex. For more information see: 10INE / Factor X Inhibitor Evaluation, Plasma ALBLD / Bleeding Diathesis Profile, Limited, Plasma APROL / Prolonged Clot Time Profile, Plasma For more information seeCoagulation Guidelines for Specimen Handling and Processing. | 2 mL | Patient plasma, normal pooled plasma (NPP), and a mixture of patient plasma and NPP are each tested for a specific factor, incubated at 37 degrees C for 1 hour, and then retested for the same factor. In addition, a new mixture of patient plasma and NPP is prepared using the incubated plasmas and tested after the 1 hour incubation. The percentage of the recovered factor for each individual plasma and mixture being tested is calculated and compared. The procedure demonstrates the effect of a specific coagulation factor inhibitor on that factor present in normal pooled plasma over a specific period of time. An inhibitor directed against a coagulation factor may arise due to multiple exposures from transfusions in a patient deficient in that factor (as in the case of hemophiliacs), in response to certain disease states, or be drug-induced. Non-specific inhibitors may also be present in patients that will prolong screening tests (eg, prothrombin time and activated partial thromboplastin time). This test is used to qualitatively identify an inhibitor to a specific coagulation factor. | Only orderableas a reflex. For more information see: 10INE / Factor X Inhibitor Evaluation, Plasma ALBLD / Bleeding Diathesis Profile, Limited, Plasma APROL / Prolonged Clot Time Profile, Plasma Negative | When testing is complete, if factor activity results fall within clinically normal ranges, an interpretive comment will be provided noting that inhibitor testing was not indicated and, therefore, not performed. If factor activity indicates the performance of inhibitor screen testing, an interpretive comment will be provided noting the presence or absence of a factor X inhibitor. | Occasionally, a potent lupus-like anticoagulant may cause false-positive testing for a specific factor inhibitor (eg, factor VIII or IX). | 1. Bowie EJW, Thompson JH Jr, Didisheim P, Owen CA Jr. Mayo Clinic Laboratory Manual of Hemostasis. WB Saunders Company; 1971:111-115 2. Laboratory Hematology Practice. In: Kottke-Marchant K, ed. Wiley Blackwell Publishing; 2012 3. Hematology: Basic Principles and Practice. In: Hoffman R, Benz EJ Jr, Silberstein LE, eds. 7th ed. Elsevier; 2018 | The factor X inhibitor screen is performed on the Instrumentation Laboratory ACL TOP. The assay consists of measuring the factor X activity (prothrombin time based assay) before and after incubation of a mixture of normal plasma and patient's plasma for 1 hour at 37 degrees C. Interpretation of the presence or absence of the indication of a factor X inhibitor is determined by comparing the factor X activity results and the calculated expected values.(Owen CA Jr, Bowie EJW, Thompson JH Jr. The Diagnosis of Bleeding Disorders. 2nd ed. Little, Brown, and Company; 1975:14-144; Meijer P, Verbruggen HW, Spannagi M. Clotting factors and inhibitors: Assays and Interpretation. Chapter 33. In: Kottke-Marchant K, ed.Laboratory Hematology Practice. Wiley Blackwell Publishing;2012:435-446) | 1 to 3 days | 7 days | This test has been modified from the manufacturer's instructions. Its performance characteristics were determined by Mayo Clinic in a manner consistent with CLIA requirements. This test has not been cleared or approved by the US Food and Drug Administration. | 85335 | Factor X Inhib Scrn | 39556-6 | 7812 | Factor X Inhib Scrn | 39556-6
11INE | Factor XI Inhibitor Evaluation, Plasma | Detection and quantitation of inhibitor to coagulation factor XI This test isnot usefulfor the detection of a lupus-like circulating anticoagulant inhibitor, a nonspecific circulating anticoagulant, or other inhibitors that are not specific for coagulation factors. | F_11, 11_IS, GBETH: Optical Clot-Based 11INT: Technical Interpretation 11AIH: Medical Interpretation | Yes | Factor XI Inhib Profile, P | Testing begins with coagulation factor XI activity assay with dilutions to evaluate assay inhibition; if the factor XI activity assay is normal or increased, then a technical interpretation will be provided. | Specimen Type:Platelet-poor plasma Patient Preparation: 1. Patient should not be receiving Coumadin (warfarin), heparin, direct thrombin inhibitors (argatroban, dabigatran), or direct factor Xa inhibitors (apixaban, rivaroxaban, and edoxaban). 2. Fasting preferred. Collection Container/Tube:Light-blue top (3.2% sodium citrate) Submission Container/Tube:3 Plastic vials Specimen Volume:3 mL in 3 plastic vials, each containing 1 mL Collection Instructions: 1. Specimen must be collected prior to factor replacement therapy. 2. For complete instructions, seeCoagulation Guidelines for Specimen Handling and Processing. 3. Centrifuge, transfer all plasma into a plastic vial, and centrifuge plasma again. 4. Aliquot plasma (1-2 mL per aliquot) into 3 separate plastic vials, leaving 0.25 mL in the bottom of centrifuged vial. 5. Freeze plasma immediately at -20 degrees C or, ideally, at -40 degrees C or below. Additional Information: 1. Double-centrifuged specimen is critical for accurate results as platelet contamination may cause spurious results. 2. Each coagulation assay requested should have its own vial. | 2 Plastic vials, each containing 1 mL | Factor XI inhibitors typically arise in patients with congenital XI deficiency (hemophilia C) or after infusion of fresh frozen plasma or factor XI concentrates. Acquired factor XI inhibitors rarely occur spontaneously. | FACTOR XI ACTIVITY ASSAY Adults: 55-150% Normal, full-term newborn infants or healthy premature infants may have decreased levels (> or =10%) that may not reach adult levels for 180 days or more postnatal.* *See Pediatric Hemostasis References section inCoagulation Guidelines for Specimen Handling and Processing. FACTOR XI INHIBITOR SCREEN: Negative GENERAL FACTOR BETHESDA UNITS: < or =0.5 Bethesda Units | Normally, there is no inhibitor, ie, negative. If the screening assays indicate the presence of an inhibitor, it will be quantitated and reported in Bethesda (or equivalent) units. | Occasionally, a potent lupus-like anticoagulant may cause false-positive testing for a specific factor inhibitor (eg, factor VIII or IX); see Ordering Guidance. | 1. Hoffman R, Benz Jr EJ, Silberstein LE, et al, eds: Hematology: Basic Principles and Practice. 7th ed. Elsevier; 2018 2. Kasper CK. Treatment of factor VIII inhibitors. Prog Hemost Thromb 1989;9:57-86 3. Kottke-Marchant K, ed. Laboratory Hematology Practice. Wiley Blackwell Publishing; 2012 | This assay consists of measuring the difference in factor XI activity (activated partial thromboplastin time-based assay) before and after incubation of a mixture of normal plasma and patient's plasma for 1 hour at 37 degrees C. For optimal sensitivity, the factor XI value of the normal plasma is adjusted to approximately 20%, because the factor XI assay is more sensitive in this area of the curve. In addition, an excess of patient's plasma will make the test more sensitive to small amounts of inhibitors.(Owen CA Jr, Bowie EJW, Thompson JH Jr. The Diagnosis of Bleeding Disorders. 2nd ed. Little, Brown, and Company, 1975, pp 143-145; Cielsa B. Defects of plasma clotting factors. In: Hematology in Practice. 3rd ed. FA Davis; 2019:chap 17) If the inhibitor screen is positive for an inhibitor of factor XI, the inhibitor will be quantitated by the Bethesda assay. In the Bethesda procedure, inhibitors are quantified by mixing equal volumes of serially diluted plasma with normal plasma. This mixture is incubated 2 hours at 37 degrees C, and the factor XI activity is measured and compared to a control run at the same time. The difference between the factor XI activity of the patient's incubation mixture and that of the control is used to calculate titer. The residual factor XI activity is converted to Bethesda units: 50% residual factor XI is equal to 1 Bethesda unit.(Kasper CK, Aldedort LM, Counts RB, et al. A more uniform measurement of factor VIII inhibitors. Thromb Diath Haemorrh 1975;34:869-872; Cielsa B. Defects of plasma clotting factors. In: Hematology in Practice. 3rd ed. FA Davis; 2019:chap 17) | 1 to 3 days | 7 days | This test has been modified from the manufacturer's instructions. Its performance characteristics were determined by Mayo Clinic in a manner consistent with CLIA requirements. This test has not been cleared or approved by the US Food and Drug Administration. | 853908527085335 (if appropriate)85335 (if appropriate)85390 (if appropriate) | Factor XI Inhib Profile, P | 96453-6 | 11INT | FXI Inhib Profile Tech Interp | 69049-5
11AIH | Factor XI Inhibitor Profile, Professional Interpretation | Interpretation of testing for the detection and quantitation of inhibitor to coagulation factor XI | Only orderable as a reflex. For more information see 11INE / Factor XI Inhibitor Evaluation, Plasma. Medical Interpretation | Yes | FXI Inhib Profile Prof Interp | Plasma Na Cit |  |  | Factor XI inhibitors typically arise in patients with congenital XI deficiency (hemophilia C) or after infusion of fresh frozen plasma or factor XI concentrates. Acquired factor XI inhibitors rarely occur spontaneously. | Only orderable as a reflex. For more information see 11INE / Factor XI Inhibitor Evaluation, Plasma. An interpretive report will be provided. | When no significant abnormalities are detected, a simple descriptive interpretation is provided. When abnormal results are detected, a detailed interpretation is given, including an overview of the results and of their significance, a correlation to available clinical information,andelements of differential diagnosis. | No significant cautionary statements | 1. Hoffman R, Benz Jr EJ, Silberstein LE, et al, eds. Hematology: Basic Principles and Practice. 7th ed. Elsevier; 2018 2. Kasper CK: Treatment of factor VIII inhibitors. Prog Hemost Thromb. 1989;9:57-86 3. Kottke-Marchant K, ed: Laboratory Hematology Practice. Wiley Blackwell Publishing; 2012 | A coagulation expert (clinician or hematopathologist) reviews the laboratory data and an interpretive report is issued. | 3 to 5 days |  | Not Applicable | 85390-26 | FXI Inhib Profile Prof Interp | 69049-5 | 607448 | FXI Inhib Profile Prof Interp | 69049-5
11INT | Factor XI Inhibitor Profile, Technical Interpretation | Technical interpretation of inhibitor to coagulation factor XI testing This test isnot usefulfor the detection of a lupus-like circulating anticoagulant inhibitor, a nonspecific circulating anticoagulant, or other inhibitors that are not specific for coagulation factors. | Only orderable as part of a profile. For more information see 11INE / Factor XI Inhibitor Evaluation, Plasma Technical Interpretation | Yes | FXI Inhib Profile Tech Interp | Plasma Na Cit | Only orderable as part of a profile. For more information see 11INE / Factor XI Inhibitor Evaluation, Plasma |  | Factor XI inhibitors typically arise in patients with congenital XI deficiency (hemophilia C) or after infusion of fresh frozen plasma or factor XI concentrates. Acquired factor XI inhibitors rarely occur spontaneously. | Only orderable as part of a profile. For more information see 11INE / Factor XI Inhibitor Evaluation, Plasma An interpretive report will be provided. | When testing is complete, if factor activity results fall within clinically normal ranges, an interpretive comment will be provided noting that inhibitor testing was not indicated and, therefore, not performed. If factor activity indicates the performance of inhibitor screen testing, an interpretive comment will be provided noting the presence or absence of a factor XI inhibitor. | Occasionally, a potent lupus-like anticoagulant may cause false-positive testing for a specific factor inhibitor (eg, factor VIII or IX). | 1. Hoffman R, Benz Jr EJ, Silberstein LE, et al, eds: Hematology: Basic Principles and Practice. 7th ed. Elsevier; 2018 2. Kasper CK. Treatment of factor VIII inhibitors. Prog Hemost Thromb 1989;9:57-86 3. Kottke-Marchant K, ed. Laboratory Hematology Practice Wiley Blackwell Publishing; 2012 | If the factor XI activity level isnormal or elevated, a computer-generated interpretive comment indicating inhibitor testing was not indicated and was not performed will be provided. | 3 to 5 days | 7 days | Not Applicable | 85390 | FXI Inhib Profile Tech Interp | 69049-5 | 11INT | FXI Inhib Profile Tech Interp | 69049-5
11_IS | Factor XI Inhibitor Screen, Plasma | Detecting the presence of a specific factor inhibitor directed against coagulation factor XI | Only orderable as part of a profile. For more information see: 11INE / Factor XI Inhibitor Evaluation, Plasma ALBLD / Bleeding Diathesis Profile, Limited, Plasma APROL / Prolonged Clot Time Profile, Plasma Optical Clot-Based | Yes | Factor XI Inhib Scrn | Plasma Na Cit | Only orderable as part of a profile. For more information see: 11INE / Factor XI Inhibitor Evaluation, Plasma ALBLD / Bleeding Diathesis Profile, Limited, Plasma APROL / Prolonged Clot Time Profile, Plasma For more information seeCoagulation Guidelines for Specimen Handling and Processing. | 2 mL | Patient plasma, normal pooled plasma (NPP), and a mixture of patient plasma and NPP are each tested for a specific factor, incubated at 37 degrees C for 1 hour, and then retested for the same factor. In addition, a new mixture of patient plasma and NPP is prepared using the incubated plasmas and tested after the 1 hour incubation. The percentage of the recovered factor for each individual plasma and mixture being tested is calculated and compared. The procedure demonstrates the effect of a specific coagulation factor inhibitor on that factor present in normal pooled plasma, over a specific period of time. An inhibitor directed against a coagulation factor may arise due to multiple exposures from transfusions in a patient deficient in that factor (as in the case of hemophiliacs), in response to certain disease states, or be drug-induced. Non-specific inhibitors may also be present in patients that will prolong screening tests (eg, prothrombin time and activated partial thromboplastin time). This test is used to qualitatively identify an inhibitor to a specific coagulation factor. | Only orderable as part of a profile. For more information see: 11INE / Factor XI Inhibitor Evaluation, Plasma ALBLD / Bleeding Diathesis Profile, Limited, Plasma APROL / Prolonged Clot Time Profile, Plasma Negative | When testing is complete, if factor activity results fall within clinically normal ranges, an interpretive comment will be provided noting that inhibitor testing was not indicated and, therefore, not performed. If factor activity indicates the performance of inhibitor screen testing, an interpretive comment will be provided noting the presence or absence of a factor XI inhibitor. | Occasionally, a potent lupus-like anticoagulant may cause false-positive testing for a specific factor inhibitor (eg, factor VIII or IX). | 1. Bowie EJW, Thompson JH Jr, Didisheim P, Owen CA Jr. Mayo Clinic Laboratory Manual of Hemostasis. WB Saunders Company; 1971: 111-115 2. Laboratory Hematology Practice. In: Kottke-Marchant K, ed. Wiley Blackwell Publishing; 2012 3. Hematology: Basic Principles and Practice. 7th ed. In: Hoffman R, Benz EJ Jr, Silberstein LE, eds. Elsevier; 2018 | The factor XI inhibitor screen is performed on the Instrumentation Laboratory ACL TOP. The assay consists of measuring the factor XI activity (activated partial thromboplastin time based assay) before and after incubation of a mixture of normal plasma and patient's plasma for 1 hour at 37 degrees C. Interpretation of the presence or absence of the indication of a factor XI inhibitor is determined by comparing the factor XI activity results and the calculated expected values.(Owen CA Jr, Bowie EJW, Thompson JH Jr. The Diagnosis of Bleeding Disorders. 2nd ed. Little Brown and Company; 1975:143-145; Meijer P, Verbruggen HW, Spannagi M. Chapter 33: Clotting factors and inhibitors: Assays and Interpretation. In: Kottke-Marchant K, ed. Laboratory Hematology Practice. Wiley Blackwell Publishing; 2012:435-446) | 1 to 3 days | 7 days | This test has been modified from the manufacturer's instructions. Its performance characteristics were determined by Mayo Clinic in a manner consistent with CLIA requirements. This test has not been cleared or approved by the US Food and Drug Administration. | 85335 | Factor XI Inhib Scrn | 80603-4 | 7804 | Factor XI Inhib Scrn | 80603-4
FXIII | Factor XIII (13), Screen, Plasma | Screening for factor XIII deficiency | Only orderable as part of a profile. For more information see ALBLD / Bleeding Diathesis Profile, Limited, Plasma. Clot-Based | Yes | Factor XIII(13),Scrn | Plasma Na Cit | Only orderable as part of a profile. For more information see ALBLD / Bleeding Diathesis Profile, Limited, Plasma. |  | Factor XIII is found in plasma and platelets. Plasma factor XIII consists of 2 A-subunits and 2 B-subunits; platelet factor XIII consists of only 2 A-subunits. After factor XIII is activated by thrombin, it catalyzes the formation of peptide bonds between adjacent molecules of fibrin monomers, thus conferring mechanical and chemical stability to the fibrin clot. Fibrin that is not covalently cross-linked exhibits an increased susceptibility to fibrinolysis. Congenital factor XIII deficiency is an autosomal recessive bleeding disorder. Homozygous individuals (FXIII <1%) experience soft tissue hemorrhage, hemarthrosis, and hematomas. Typically, affected patients suffer from delayed bleeding occurring 24 to 48 hours after the initial hemostatic response to an injury. In newborns, bleeding from the umbilical stump may occur after separation of the umbilical cord, as well as intracranial bleeding. Poor wound healing and abnormal scar formation is also observed. Heterozygous carriers may be asymptomatic; however, females may experience recurrent spontaneous abortions. Acquired factor XIII deficiency is rare and typically occurs as a result of development of autoantibodies. These patients develop adult-onset bleeding. | Only orderable as part of a profile. For more information see ALBLD / Bleeding Diathesis Profile, Limited, Plasma. Normal | Normally, no clot dissolution is observed after 30 minutes in 1% monochloroacetic acid. Clot dissolution begins once factor XIII levels are reduced to 1% or 2%. | A normal factor XIII screen does not exclude the possibility of mildheterozygous deficiency of factor XIII. | 1. Anwar R, Miloszewski KJ. Factor XIII deficiency. Br J Haematol 1999;107(3):468-484 2. Kottke-Marchant K. Performance and interpretation of routine coagulation assays. In: Laboratory Hematology Practice. Wiley Blackwell Publishing; 2012:420-434 3. Hoffman R, Benz EJ Jr, Siberstein LE, et al. Hematology: Basic Principles and Practice. 7th ed. Elsevier; 2018 | The covalent stabilization of fibrin by thrombin-activated factor XIII (XIIIa) is the final event in the coagulation of blood. Plasma factor XIII (fibrin-stabilizing factor) zymogen consists of 2 "A" and 2 "B" subunits, the "A" subunits containing an active-center sulfydryl grouping mediating the transamidase activity of the enzyme. The action of thrombin converts fibrinogen to fibrin monomer causing the monomeric molecules to polymerize and be held together by noncovalent hydrogen bonds. These bonds can be broken by 5 M urea or weak acid solutions in the absence of factor XIII. Subsequent to fibrin polymerization by hydrogen bonding, the action of factor XIII results in the formation of covalent bonds that cannot be broken by 5 M urea or weak acid solutions as used in this procedure (1% monochloroacetic acid). Dissolution of a clot by urea or monochloroacetic acid is therefore a qualitative test for factor XIII activity.(Owen CA Jr, Bowie EJW, Thompson JH Jr. Diagnosis of Bleeding Disorders. 2nd ed. Little, Brown and Company; 1975; Meijer P, Verbruggen HW, Spannagl M. Clotting factors and inhibitors: Assays and Interpretation. In: Kottke-Marchant K, David BH. Laboratory Hematology Practice. Wiley Blackwell Publishing; 2012:435-446) | 1 to 4 days | 7 days | This test was developed and its performance characteristics determined by Mayo Clinic in a manner consistent with CLIA requirements. It has not been cleared or approved by the US Food and Drug Administration. | 85291 | Factor XIII(13),Scrn | 3241-7 | 9068 | Factor XIII(13),Scrn | 3241-7
GNF13 | Factor XIII Deficiency, F13A1 and F13B Genes, Next-Generation Sequencing, Varies | Evaluating factor XIII deficiency (FXIIID) in patients with a personal or family history suggestive of FXIIID Confirming an FXIIID diagnosis with the identification of known or suspected disease-causing alterations in theF13A1orF13Bgenes Determining the disease-causing alterations within theF13A1orF13Bgenes to delineate the underlying molecular defect in a patient with a laboratory diagnosis of FXIIID Identifying the causative alterations for genetic counseling purposes Prognosis and risk assessment based on the genotype-phenotype correlations Carrier testing for close family members of an individual with a diagnosis of FXIIID | Sequence Capture and Targeted Next-Generation Sequencing followed by Polymerase Chain Reaction (PCR) and Sanger Sequencing | Yes | F13A1 and B Genes, Full Gene NGS | The clinical workup for factor FXIII deficiency (FXIIID) should begin with special coagulation testing for factor XIII activity. | Patient Preparation:A previous bone marrow transplant from an allogenic donor will interfere with testing. For instructions for testing patients who have received a bone marrow transplant, call 800-533-1710. Submit only 1 of the following specimens: Specimen Type:Whole blood Container/Tube: Preferred:Lavender top (EDTA) Acceptable:Yellow top (ACD) Specimen Volume:3 mL Collection Instructions: 1. Invert several times to mix blood. 2. Send whole blood specimen in original tube.Do not aliquot. Specimen Stability Information:Ambient (preferred) 4 days/Refrigerated Prenatal Specimens Due to its complexity, consultation with the laboratory is required for all prenatal testing;call 800-533-1710 to speak to a genetic counselor. Specimen Type:Amniotic fluid Container/Tube:Amniotic fluid container Specimen Volume:20 mL Specimen Stability Information:Refrigerated (preferred)/Ambient Additional information: 1. A separate culture charge will be assessed under CULAF / Culture for Genetic Testing, Amniotic Fluid. 2.All prenatal specimens must be accompanied by a maternal blood specimen;order MATCC / Maternal Cell Contamination, Molecular Analysis, Varies on the maternal specimen. Specimen Type:Chorionic villi Container/Tube:15-mL tube containing 15 mL of transport media Specimen Volume:20 mg Specimen Stability Information:Refrigerated Additional Information: 1. A separate culture charge will be assessed under CULFB / Fibroblast Culture for Biochemical or Molecular Testing. 2.All prenatal specimens must be accompanied by a maternal blood specimen;order MATCC / Maternal Cell Contamination, Molecular Analysis, Varies on the maternal specimen. Acceptable: Specimen Type:Confluent cultured cells Container/Tube:T-25 flask Specimen Volume:2 Flasks Collection Instructions:Submit confluent cultured cells from another laboratory. Specimen Stability Information:Ambient (preferred)/Refrigerated Additional Information: All prenatal specimens must be accompanied by a maternal blood specimen;order MATCC / Maternal Cell Contamination, Molecular Analysis, Varies on the maternal specimen. | Blood: 1 mL; Amniotic fluid: 10 mL;Other specimen types: See Specimen Required | Factor XIII deficiency (FXIIID) is a rare hereditary bleeding disorder associated with germline variants in theF13A1andF13Bgenes. It is inherited in an autosomal recessive manner with variable expressivity; both male and female patients may be affected. The estimated prevalence is 1 in 2 million individuals.(2-4) FXIIID caused by homozygous or compound heterozygous variants inF13A1(FXIII-A deficiency) typically presents as a severe bleeding tendency. Onset of life-threatening symptoms often occurs early with umbilical cord and central nervous system bleeding. Additional symptoms include easy bruising, intramuscular and subcutaneous hematomas, oral mucosal bleeding, epistaxis, perioperative bleeding, and impaired wound healing. Among the rare bleeding disorders, FXIIID appears uniquely associated with pregnancy loss. Affected women have an increased risk of miscarriage, postpartum hemorrhage, menorrhagia, and intraperitoneal bleeding.(2- 7) Individuals with FXIIID caused by homozygous or compound heterozygous variants inF13B(FXIII-B deficiency) tend to have a milder bleeding tendency, although a severe phenotype can occur.(1,2) Accurate correlation between genotype and phenotype in FXIIID has proven challenging due to the unpredictable nature and variability of disease symptoms, its rarity, and the limitation of some laboratory assays. Routine coagulation tests are often normal.(2,3,5) Several causes of acquired (nongenetic) FXIIID should be excluded prior to genetic testing, including leukemia, liver disease, Henoch-Schonlein purpura, inflammatory bowel diseases, disseminated intravascular coagulation, pulmonary embolism, stroke, sepsis, and exposure to valproate. FXIIID also may occur spontaneously in older adults.(1-3) The United Kingdom Haemophilia Centre Doctors' Organization provides guidelines regarding diagnosis and management for individuals with inherited bleeding disorders, including FXIIID.(8) | An interpretive report will be provided. | All detected variants are evaluated according to American College of Medical Genetics and Genomics recommendations.(9) Variants are classified based on known, predicted, or possible pathogenicity and reported with interpretive comments detailing their potential or known significance. | Clinical Correlations: Test results should be interpreted in the context of clinical findings, family history, and other laboratory data. Misinterpretation of results may occur if the information provided is inaccurate or incomplete. If testing was performed because of a clinically significant family history, it is often useful to first test an affected family member. Detection of a reportable variant in an affected family member would allow for more informative testing of at-risk individuals. To discuss the availability of additional testing options or for assistance in the interpretation of these results, contact the Mayo Clinic Laboratories genetic counselors at 800-533-1710. Technical Limitations: Next-generation sequencing may not detect all types of genomic variants. In rare cases, false-negative or false-positive results may occur. The depth of coverage may be variable for some target regions; assay performance below the minimum acceptable criteria or for failed regions will be noted. Given these limitations, negative results do not rule out the diagnosis of a genetic disorder. If a specific clinical disorder is suspected, evaluation by alternative methods can be considered. There may be regions of genes that cannot be effectively evaluated by sequencing or deletion and duplication analysis as a result of technical limitations of the assay, including regions of homology, high guanine-cytosine (GC) content, and repetitive sequences. Confirmation of select reportable variants will be performed by alternate methodologies based on internal laboratory criteria. This test is validated to detect 95% of deletions up to 75 base pairs (bp) and insertions up to 47 bp. Deletions-insertions (delins) of 40 or more bp, including mobile element insertions, may be less reliably detected than smaller delins. Deletion/Duplication Analysis: This analysis targets single and multi-exon deletions/duplications; however, in some instances, single exon resolution cannot be achieved due to isolated reduction in sequence coverage or inherent genomic complexity. Balanced structural rearrangements (such as translocations and inversions) may not be detected. This test is not designed to detect low levels of mosaicism or to differentiate between somatic and germline variants. If there is a possibility that any detected variant is somatic, additional testing may be necessary to clarify the significance of results. For detailed information regarding gene specific performance and technical limitations, see Method Description or contact a laboratory genetic counselor. If the patient has had an allogeneic hematopoietic stem cell transplant or a recent blood transfusion, results may be inaccurate due to the presence of donor DNA. Call Mayo Clinic Laboratories for instructions for testing patients who have received a bone marrow transplant. Reclassification of Variants: Currently, it is not standard practice for the laboratory to systematically review previously classified variants on a regular basis. The laboratory encourages healthcare providers to contact the laboratory at any time to learn how the classification of a particular variant may have changed over time. Due to broadening genetic knowledge, it is possible that the laboratory may discover new information of relevance to the patient. Should that occur, the laboratory may issue an amended report. Variant Evaluation: Evaluation and categorization of variants are performed using published American College of Medical Genetics and Genomics and the Association for Molecular Pathology recommendations as a guideline.(9) Other gene-specific guidelines may also be considered. Variants are classified based on known, predicted, or possible pathogenicity and reported with interpretive comments detailing their potential or known significance. Variants classified as benign or likely benign are not reported. Multiple in silico evaluation tools may be used to assist in the interpretation of these results. The accuracy of predictions made by in silico evaluation tools is highly dependent upon the data available for a given gene, and periodic updates to these tools may cause predictions to change over time. Results from in silico evaluation tools should be interpreted with caution and professional clinical judgment. Rarely, incidental or secondary findings may implicate another predisposition or presence of active disease. These findings will be carefully reviewed to determine whether they will be reported. | 1. Kohler HP, Ichinose A, Seitz R, et al: Diagnosis and classification of factor XIII deficiencies. J Thromb Haemost. 2011 Jul;9(7):1404-1406 2. Karimi M, Bereczky Z, Cohan N, Muszbek L: Factor XIII deficiency. Semin Thromb Hemost. 2009 Jun;35(4):426-438 3. Dorgalaleh A, Rashidpanah J: Blood coagulation factor XIII and factor XIII deficiency. Blood Rev. 2016 Nov;30(6):461-475 4. Palla R, Peyvandi F, Shapiro AD: Rare bleeding disorders: diagnosis and treatment. Blood. 2015 Mar;125(13):2052-2061 5. de Moerloose P, Schved JF, Nugent D: Rare coagulation disorders: fibrinogen, factor VII and factor XIII. Haemophilia. 2016 Jul;22 Suppl 5:61-65 6. Pelcovits A, Schiffman F, Niroula R: Factor XIII deficiency: a review of clinical presentation and management. Hematol Oncol Clin North Am. 2021 Dec;35(6):1171-1180 7. Sharief LAT, Kadir RA: Congenital factor XIII deficiency in women: a systematic review of literature. Haemophilia. 2013 Nov;19(6):e349-e357 8. Mumford AD, Ackroyd S, Alikhan R, et al: Guideline for the diagnosis and management of the rare coagulation disorders: a United Kingdom Haemophilia Centre Doctors' Organization guideline on behalf of the British Committee for Standards in Haematology. Br J Haematol. 2014 Nov;167(3):304-326 9. Richards S, Aziz N, Bale S, et al; ACMG Laboratory Quality Assurance Committee: Standards and guidelines for the interpretation of sequence variants: a joint consensus recommendation of the American College of Medical Genetics and Genomics and the Association for Molecular Pathology. Genet Med. 2015 May;17(5):405-424 | Next-generation sequencing (NGS) and/or Sanger sequencing are performed to test for the presence of variants in coding regions and intron/exon boundaries of theF13A1andF13Bgenes, as well as some other regions that have known disease-causing variants. The human genome reference GRCh37/hg19 build was used for sequence read alignment. At least 99% of the bases are covered at a read depth over 30X. Sensitivity is estimated at above 99% for single nucleotide variants, above 94% for deletions-insertions (delins) less than 40 base pairs (bp), above 95% for deletions up to 75 bp, and insertions up to 47 bp. NGS and/or a polymerase chain reaction-based quantitative method is performed to test for the presence of deletions and duplications in theF13A1andF13Bgenes. There may be regions of genes that cannot be effectively evaluated by sequencing or deletion and duplication analysis as a result of technical limitations of the assay, including regions of homology, high guanine-cytosine (GC) content, and repetitive sequences.(Unpublished Mayo method) The reference transcript forF13A1is NM_ 000129.4 andF13Bis NM_001994.2. Reference transcript numbers may be updated due to transcript re-versioning. Always refer to the final patient report for gene transcript information referenced at the time of testing. Confirmation of select reportable variants may be performed by alternate methodologies based on internal laboratory criteria. | 28 to 42 days | Whole blood: 2 weeks (if available); Extracted DNA: 3 months; Amniotic fluid, cultured amniocytes, chorionic villi, cultured chorionic villi: 1 month | This test was developed and its performance characteristics determined by Mayo Clinic in a manner consistent with CLIA requirements. It has not been cleared or approved by the US Food and Drug Administration. | 8147988233-Tissue culture, skin, solid tissue biopsy (if appropriate)88240-Cryopreservation (if appropriate)88235-Amniotic fluid culture (if appropriate)81265-Maternal cell contamination (if appropriate) | F13A1 and B Genes, Full Gene NGS | 92991-9 | 619158 | Released By | 18771-6
FFX3F | Factor XIII, Functional |  | Chromogenic | Yes | Factor XIII, Functional | Plasma Na Cit | Collection Container/Tube: Light-blue top (3.2% sodium citrate) Submission Container/Tube: Plastic vial Specimen Volume: 1 mL platelet-poor plasma, in plastic vial Collection Instructions: Draw blood into a 3.2% sodium citrate (light blue-top) tube. Centrifuge light blue-top tube 15 minutes at approx. 1500 g within 60 minutes of collection. Using a plastic pipette, remove plasma, taking care to avoid the WBC/platelet buffy layer and place into a plastic vial. Centrifuge a second time and transfer platelet-poor plasma into a new plastic vial. Plasma must be free of platelets (<10,000/mcl). Freeze immediately, ship frozen. Note: Note oral anticoagulant therapy | 0.5 mL | Factor XIII, Functional- Low Factor XIII levels, i.e., <15%, may cause a bleeding disorder and levels <2% have been associated with spontaneous introcranial hemorrhage. | 57 - 192 % activity |  |  |  |  | 4-18 days |  | This test was performed using a kit that has not been cleared or approved by the FDA. The analytical performance characteristics of this test have been determined by Quest Diagnostics Nichols Institute, San Juan Capistrano. This test should not be used for diagnosis without confirmation by other medically established means. | 85290 | Factor XIII, Functional | 27815-0 | FFX3F | Factor XIII, Functional | 27815-0
FRW | False Ragweed, IgE, Serum | Establishing a diagnosis of an allergy to false ragweed Defining the allergen responsible for eliciting signs and symptoms Identifying allergens: -Responsible for allergic response and/or anaphylactic episode -To confirm sensitization prior to beginning immunotherapy -To investigate the specificity of allergic reactions to insect venom allergens, drugs, or chemical allergens | Fluorescence Enzyme Immunoassay (FEIA) | Yes | False Ragweed, IgE | Serum | Collection Container/Tube: Preferred:Serum gel Acceptable:Red top Submission Container/Tube:Plastic vial Specimen Volume:0.5 mL for every 5 allergens requested Collection Instructions:Centrifuge and aliquot serum into a plastic vial. | For 1 allergen: 0.3 mL For more than 1 allergen: (0.05 mL x number of allergens) + 0.25 mL deadspace | Clinical manifestations of immediate hypersensitivity (allergic) diseases are caused by the release of proinflammatory mediators (histamine, leukotrienes, and prostaglandins) from IgE-sensitized effector cells (mast cells and basophils) when cell-bound IgE antibodies interact with an allergen. In vitro serum testing for IgE antibodies provides an indication of the immune response to allergens that may be associated with allergic disease. The allergens chosen for testing often depend upon the age of the patient, history of allergen exposure, season of the year, and clinical manifestations. In individuals predisposed to develop allergic disease, the sequence of sensitization and clinical manifestations proceed as follows: eczema and respiratory disease (rhinitis and bronchospasm) in infants and children less than 5 years due to food sensitivity (milk, egg, soy, and wheat proteins) followed by respiratory disease (rhinitis and asthma) in older children and adults due to sensitivity to inhalant allergens (dust mite, mold, and pollen inhalants). | Class,IgE kU/L,Interpretation, 0,<0.10,Negative, 0/1,0.10-0.34,Borderline/equivocal, 1,0.35-0.69,Equivocal, 2,0.70-3.49,Positive, 3,3.50-17.4,Positive, 4,17.5-49.9,Strongly positive, 5,50.0-99.9,Strongly positive, 6,> or =100,Strongly positive, | Detection of IgE antibodies in serum (class 1 or greater) indicates an increased likelihood of allergic disease as opposed to other etiologies and defines the allergens that may be responsible for eliciting signs and symptoms. The level of IgE antibodies in serum varies directly with the concentration of IgE antibodies expressed as a class score or kU/L. | Testing for IgE antibodies is not useful in patients previously treated with immunotherapy to determine if residual clinical sensitivity exists or in patients in whom the medical management does not depend upon identification of allergen specificity. Some individuals with clinically insignificant sensitivity to allergens may have measurable levels of IgE antibodies in serum, and test results must be interpreted in the clinical context. False-positive results for IgE antibodies may occur in patients with markedly elevated serum IgE (>2500 kU/L) due to nonspecific binding to allergen solid phases. | Homburger HA, Hamilton RG: Allergic diseases. In: McPherson RA, Pincus MR, eds. Henry's Clinical Diagnosis and Management by Laboratory Methods. 23rd ed.Elsevier; 2017:1057-1070 | Specific IgE from the patient's serum reacts with the allergen of interest, which is covalently coupled to an ImmunoCAP. After washing away nonspecific IgE, enzyme-labeled anti-IgE antibody is added to form a complex. After incubation, unbound anti-IgE is washed away, and the bound complex incubated with a developing agent. After stopping the reaction, the fluorescence of the eluate is measured. Fluorescence is proportional to the amount of specific IgE present in the patient's sample (ie, the higher the fluorescence value, the more IgE antibody is present).(Package insert: ImmunoCAP System Specific IgE FEIA. Phadia; Rev 06/2020) | 1 to 3 days | 14 days | This test has been cleared, approved, or is exempt by the US Food and Drug Administration and is used per manufacturer's instructions. Performance characteristics were verified by Mayo Clinic in a manner consistent with CLIA requirements. | 86003 | False Ragweed, IgE | 6115-0 | FRW | False Ragweed, IgE | 6115-0
FMTT | Familial Variant, Targeted Testing, Varies | Diagnostic or predictive testing for specific conditions when a DNA variant of interest has been previously identified in a family member and follow-up testing for this specific variant in other family members is desired Carrier screening for individuals at risk for having a variant that was previously identified in a family member Segregation analysis for a familial DNA variant Confirmation of germline status for variants detected via somatic testing | Polymerase Chain Reaction (PCR) followed by DNA Sequencing Analysis, Gene Dosage Analysis by Multiplex Ligation-Dependent Probe Amplification (MLPA), and/or Quantitative Polymerase Chain Reaction (qPCR) | Yes | Familial Variant, Targeted Testing | Pricing for this test is based on the genes selected. The assigned CPT codes correspond to the reflexed bill only G code. | Patient Preparation:A previous bone marrow transplant from an allogenic donor will interfere with testing. For instructions for testing patients who have received a bone marrow transplant, call 800-533-1710. Submit only 1 of the following specimen types: Preferred: Specimen Type:Whole blood Container/Tube:Lavender top (EDTA) Specimen Volume:3 mL Collection Instructions:Send whole blood specimen in original tube.Do notaliquot. Specimen Stability Information:Ambient (preferred) 4 days/Refrigerated 14 days Specimen Type:Blood spot Supplies:Card-Blood Spot Collection (Filter Paper) (T493) Container/Tube: Preferred:Collection card (Whatman Protein Saver 903 Paper) Acceptable:Whatman FTA Classic paper, PerkinElmer 226 filter paper, or Blood Spot Collection Card Specimen Volume:2 to 5 Blood spots on collection card Collection Instructions: 1.An alternative blood collection option for a patient older than 1 year is a fingerstick. For detailed instructions, seeHow to Collect Dried Blood Spot Samples. 2. Let blood dry on the filter paper at ambient temperature in a horizontal position for a minimum of 3 hours. 3. Do not expose specimen to heat or direct sunlight. 4. Do not stack wet specimens. 5. Keep specimen dry. Specimen Stability Information:Ambient (preferred)/Refrigerated Additional Information: 1. Due to lower concentration of DNA yielded from blood spot, it is possible that additional specimen may be required to complete testing. 2. For collection instructions, seeBlood Spot Collection Instructions 3. For collection instructions in Spanish, seeBlood Spot Collection Card-Spanish Instructions(T777) 4. For collection instructions in Chinese, seeBlood Spot Collection Card-Chinese Instructions(T800) Specimen Type:Cultured fibroblasts Container/Tube:T-75 or T-25 flask Specimen Volume:1 Full T-75 or 2 full T-25 flasks Additional Information:Indicate the tests to be performed on the fibroblast culture cells. A separate culture charge will be assessed under CULFB / Fibroblast Culture for Biochemical or Molecular Testing. An additional 3 to 4 weeks is required to culture fibroblasts before genetic testing can occur. Specimen Stability Information:Ambient (preferred)/Refrigerated <24 hours Specimen Type:Skin biopsy Supplies:Fibroblast Biopsy Transport Media (T115) Container/Tube:Sterile container with any standard cell culture media (eg, minimal essential media, RPMI 1640). The solution should be supplemented with 1% penicillin and streptomycin. Specimen Volume:4-mm punch Specimen Stability Information:Refrigerated (preferred)/Ambient Additional Information:A separate culture charge will be assessed under CULFB / Fibroblast Culture for Biochemical or Molecular Testing. An additional 3 to 4 weeks is required to culture fibroblasts before genetic testing can occur. Specimen Type:Cord blood Container/Tube:Lavender top (EDTA) Specimen Volume:3 mL Collection Instructions: 1. Send specimen in original tube 2. Label specimen as cord blood Specimen Stability Information:Ambient (preferred) 4 days/Refrigerated 14 days Specimen Type:Extracted DNA Container/Tube:2 mL screw top tube Specimen Volume:100 mcL (microliters) Collection Instructions: 1. The preferred volume is 100 mcL at a concentration of 250 ng/mcL. 2. Include concentration and volume on tube. Specimen Stability Information:Frozen (preferred)/Ambient/Refrigerated Prenatal Specimens Due to its complexity, consultation with the laboratory is required for all prenatal testing;call 800-533-1710 to speak to a genetic counselor. Specimen Type:Amniotic fluid Container/Tube:Amniotic fluid container Specimen Volume:20 mL Specimen Stability Information:Refrigerated (preferred)/Ambient Additional information: 1.A separate culture charge will be assessed underCULAF / Culture for Genetic Testing, Amniotic Fluid. 2. All prenatal specimens must be accompanied by a maternal blood specimen;order MATCC / Maternal Cell Contamination, Molecular Analysis, Varies on the maternal specimen. Specimen Type:Cultured amniocytes Container/Tube:T-25 flask Specimen Volume:2 Full flasks Collection Instructions:Submit confluent cultured cells from another laboratory. Specimen Stability Information:Ambient (preferred)/Refrigerated Additional Information: All prenatal specimens must be accompanied by a maternal blood specimen;order MATCC / Maternal Cell Contamination, Molecular Analysis, Varies on the maternal specimen. Specimen Type:Chorionic villi Container/Tube:15-mL tube containing 15-mL of transport media Specimen Volume:20 mg Specimen Stability Information:Refrigerated Additional Information: 1. A separate culture charge will be assessed under CULFB / Fibroblast Culture for Biochemical or Molecular Testing. 2. All prenatal specimens must be accompanied by a maternal blood specimen;order MATCC / Maternal Cell Contamination, Molecular Analysis, Varies on the maternal specimen. Specimen Type:Cultured chorionic villi Container/Tube:T-25 flasks Specimen Volume:2 Full flasks Collection Instructions:Submit confluent cultured cells from another laboratory. Specimen Stability Information:Ambient (preferred)/Refrigerated Additional Information: All prenatal specimens must be accompanied by a maternal blood specimen;order MATCC / Maternal Cell Contamination, Molecular Analysis, Varies on the maternal specimen. | Blood: 1 mL; Amniotic fluid: 10 mL; Chorionic villi: 10 mg All other specimen types: See Specimen Required | This test is available for the analysis of up to 4 genetic variants (single nucleotide variant, small insertion/deletion, or exon level deletion/duplication). Targeted testing is used for diagnostic or predictive testing in family members of an affected individual with a previously detected variant, carrier screening, segregation analysis, confirmation of research results, or testing for germline status of a variant detected by somatic or tumor testing. This test is available for any of the genes on Mayo Clinic Laboratories' (MCL) test menu. In addition, genes not on the MCL test menu may be able to be tested. Call the laboratory at 800-533-1710 with specific inquiries. |  | Evaluation and categorization of variants are performed using American College of Medical Genetics and Genomics recommendations.(1) Variants are classified based on known, predicted, or possible pathogenicity and reported with interpretive comments detailing their potential or known significance. | Clinical Correlations: The identification of a disease-associated variant in an affected family member is necessary before predictive testing for other family members can be performed. Call 800-533-1710 to discuss testing options if a familial variant has not been previously identified. Familial test results may be included on the test report when relevant to the interpretation of variants in a proband. Test results should be interpreted in the context of clinical findings, family history, and other laboratory testing. Misinterpretation of results may occur if the information provided is inaccurate or incomplete. Technical Limitations: Rare allelic variants may be present and could lead to false-negative or false-positive results. If results obtained do not match the clinical findings, additional testing should be considered. Analysis is performed for the familial variants provided only. This assay does not rule out the presence of other variants within this gene or within other genes that may be associated with the familial condition.Note:Analysis of the area surrounding the familial variant may be required in the performance of this assay, which could result in identification of additional variants. Contact the laboratory with any questions regarding assay performance. In addition to disease-related probes, the multiplex ligation-dependent probe amplification technique utilizes probes localized to other chromosomal regions as internal controls. In certain circumstances, these control probes may detect other diseases or conditions for which this test was not specifically intended. Results of the control probes are not normally reported. However, in cases where clinically relevant information is identified, the ordering physician will be informed of the result and provided with recommendations for any appropriate follow-up testing. Reclassification of Variants Policy: Currently, it is not standard practice for the laboratory to systematically review previously classified variants on a regular basis. The laboratory encourages healthcare providers to contact the laboratory at any time to learn how the status of a particular variant may have changed over time. | 1. Richards S, Aziz N, Bale S, et al. ACMG Laboratory Quality Assurance Committee: Standards and guidelines for the interpretation of sequence variants: a joint consensus recommendation of the American College of Medical Genetics and Genomics and the Association for Molecular Pathology. Genet Med. 2015;17(5):405-424 | DNA sequencing and/or dosage analysis by quantitative polymerase chain reaction, array comparative genomic hybridization, or multiplex ligation-dependent probe amplification are utilized to test for the presence of the specific variants previously identified in a family member or via alternate testing (research, somatic).(Unpublished Mayo method) | 15 to 22 days | Whole Blood: 2 weeks (if available); Extracted DNA: 3 months; Blood Spot: 1 year; Cultured fibroblasts, skin biopsy, cord blood, amniotic fluid, cultured amniocytes, chorionic villi, cultured chorionic villi: 1 month | This test was developed and its performance characteristics determined by Mayo Clinic in a manner consistent with CLIA requirements. It has not been cleared or approved by the US Food and Drug Administration. | The applicable CPT code will be applied on a case-by-case basis.GeneCPT Code(as appropriate)Any gene not listed below81403APC81202AR81174BRCA181215BRCA281217CACNA1A81186CFTR81221CSTB81190FXN81289G6PD81248GJB281253HBA181258HBA281258HBB81362MECP281303MLH181293MSH281296MSH681299PALB281308PMP2281326PMS281318PTEN81322SMN181337TP538135381265-Maternal cell contamination (if appropriate)88233-Tissueculture,skinorsolidtissuebiopsy(ifappropriate)88235-Tissuecultureforamnioticfluid(ifappropriate)88240-Cryopreservation(ifappropriate) | Familial Variant, Targeted Testing | 51966-0 | 36535 | Released By | 18771-6
CMPRE | Family Member Comparator Specimen for Exome Sequencing, Varies | Submitting a biological family member's specimen to be used as a comparator for affected patients (probands) undergoing whole exome sequencing | Sequence Capture and Targeted Next-Generation Sequencing followed by Sanger Sequencing or Quantitative Polymerase Chain Reaction (qPCR), as needed | Yes | Family Member Comparator for Exome | For skin biopsy or cultured fibroblast specimens, fibroblast culture testing will be performed at an additional charge. If viable cells are not obtained, the client will be notified. | Patient Preparation:A previous bone marrow transplant from an allogenic donor will interfere with testing. Call 800-533-1710 for instructions for testing patients who have received a bone marrow transplant. Submit only 1 of the following specimens: Specimen Type:Whole blood Container/Tube: Preferred:Lavender top (EDTA) or yellow top (ACD) Acceptable:Any anticoagulant Specimen Volume:3 mL Collection Instructions: 1. Invert several times to mix blood. 2. Send whole blood specimen in original tube.Do not aliquot. Specimen Stability Information:Ambient (preferred)/Refrigerated Specimen Type: Skin biopsy Supplies: Fibroblast Biopsy Transport Media (T115) Container/Tube: Sterile container with any standard cell culture media (eg, minimal essential media, RPMI 1640). The solution should be supplemented with 1% penicillin and streptomycin. Specimen Volume: 4-mm punch Specimen Stability Information: Refrigerated (preferred)/Ambient Additional Information:A separate culture charge will be assessed under CULFB / Fibroblast Culture for Biochemical or Molecular Testing. An additional 3 to 4 weeks is required to culture fibroblasts before genetic testing can occur. SpecimenType: Cultured fibroblasts Container/Tube: T-25 flask SpecimenVolume: 2 Flasks CollectionInstructions: Submit confluent cultured fibroblast cells from a skin biopsy. Cultured cells from a prenatal specimen will not be accepted. Specimen Stability Information: Ambient (preferred)/Refrigerated (<24 hours) Additional Information:A separate culture charge will be assessed under CULFB / Fibroblast Culture for Biochemical or Molecular Testing. An additional 3 to 4 weeks is required to culture fibroblasts before genetic testing can occur. Specimen Type: Blood spot Supplies:Card-Blood Spot Collection (Filter Paper) (T493) Container/Tube: Preferred: Collection card (Whatman Protein Saver 903 Paper) Acceptable: PerkinElmer 226 (formerly Ahlstrom 226) filter paper, or blood spot collection card Specimen Volume: 5 Blood spots Collection Instructions: 1.An alternative blood collection option for a patient older than 1 year is a fingerstick. For detailed instructions, seeHow to Collect Dried Blood Spot Samples. 2. Let blood dry on the filter paper at ambient temperature in a horizontal position for a minimum of 3 hours. 3. Do not expose specimen to heat or direct sunlight. 4. Do not stack wet specimens. 5. Keep specimen dry. Specimen Stability Information:Ambient (preferred)/Refrigerated Additional Information: 1.Due to lower concentration of DNA yielded from blood spot, it is possible that additional specimen may be required to complete testing. 2.For collection instructions, seeBlood Spot Collection Instructions. 3. For collection instructions in Spanish, seeBlood Spot Collection Card-Spanish Instructions(T777). 4. For collection instructions in Chinese, seeBlood Spot Collection Card-Chinese Instructions(T800). Specimen Type:Saliva Patient Preparation:Patient should not eat, drink, smoke, or chew gum 30 minutes prior to collection. Supplies:Saliva Swab Collection Kit (T786) Specimen Volume:1 Swab Collection Instructions:Collect and send specimen per kit instructions. Specimen Stability Information:Ambient 30 days Additional Information:Due to lower concentration of DNA yielded from saliva, it is possible that additional specimen may be required to complete testing. |  | This test uses next-generation sequencing technology to assess for single nucleotide and copy number variants within the protein-coding regions (exons and splice junctions) of approximately 20,000 genes simultaneously. This information is used to assist in the interpretation of the patient's (proband's) whole exome sequencing results (WESDX / Whole Exome Sequencing for Hereditary Disorders, Varies). Ordering this test on biological family members of the affected proband can help determine the inheritance of genetic variants that are identified and if the variants segregate with a phenotype in the family. Submitting comparator samples from biological family members increases the chance of identifying a diagnosis in the proband. Whole exome sequencing has been shown to be most informative when samples from both biological parents are used as comparators.(1-3) Therefore, it is highly recommended that samples are also submitted from the patient's biological mother and biological father. If more than 2 biological family member comparator specimens are submitted, the additional comparator specimens may not be fully sequenced but rather used for confirmatory presence or absence of identified variants of interest after initial variant calling and review. | An interpretive report will be provided. | Interpretive information will only be provided on the proband's whole exome sequencing report (WESDX / Whole Exome Sequencing for Hereditary Disorders, Varies). Secondary Findings Patients are evaluated for medically actionable secondary findings and these findings are reported in accordance with the American College of Medical Genetics and Genomics recommendations.(4) The presence of a variant in family member comparator samples is stated on the proband's report. Variants that are present in family member comparator samples but absent from the proband sample are not evaluated. Variants in these genes will not be evaluated or reported if the proband opts out of this evaluation. | This testing is intended to be used for biological family members whose specimens are being submitted as comparators for affected patients (probands) undergoing whole exome sequencing. Although test results will only be provided in the context of the proband, it is possible for family members serving as comparators to learn unexpected genetic information about themselves, for example, if biological relationships are not as described. It is also possible for individuals to learn that they carry certain genetic variants that are being reported in the proband. Patient data is not guaranteed to be stored indefinitely. If the patient has had an allogeneic hematopoietic stem cell transplant or a recent blood transfusion, results may be inaccurate due to the presence of donor DNA. Call Mayo Clinic Laboratories at 800-533-1710 for instructions for testing patients who have received a bone marrow transplant. A genetic consultation is recommended for patients undergoing this test, both prior to testing and after results are available. | 1. Yang Y, Muzny DM, Xia F, et al: Molecular findings among patients referred for clinical whole-exome sequencing. JAMA. 2014 Nov 12;312(18):1870-1879 2. Lee H, Deignan JL, Dorrani N, et al: Clinical exome sequencing for genetic identification of rare Mendelian disorders. JAMA. 2014 Nov 12;312(18):1880-1887 3. Farwell KD, Shahmirzadi L, El-Khechen D, et al: Enhanced utility of family-centered diagnostic exome sequencing with inheritance model-based analysis: results from 500 unselected families with undiagnosed genetic conditions. Genet Med. 2015 Jul;17(7):578-586 4.Miller DT, Lee K, Gordon AS, et al: Recommendations for reporting of secondary findings in clinical exome and genome sequencing, 2021 update: a policy statement of the American College of Medical Genetics and Genomics (ACMG). Genet Med.2021 Aug;23(8):1391-1398 | Next-generation sequencing (NGS) is performed on DNA extracted from the patient and all submitted comparator samples to test for the presence of variants in coding regions and intron/exon boundaries. The human genome reference GRCh37/hg19 build is used for sequence read alignment. Variants are called using an optimized bioinformatics package. At least 99% of the bases are covered at a read depth over 30X. Sensitivity is estimated at above 99% for single nucleotide variants, above 94% for deletion-insertions (delins) less than 40 base pairs (bp), above 95% for deletions up to 75 bp and insertions up to 47 bp. This assay also detects most copy number variants (deletions/duplications) involving 3 or more exons. In some instances, copy number variants less than 3 exons may be detected, however the reliability of this detection is variable due to isolated reduction in sequence coverage or inherent genomic complexity. Resulting variants are filtered and annotated using public and proprietary resources and presented for analysis and interpretation using a vended interpretation tool. Confirmation of select reportable variants in the proband and submitted comparator samples may be performed by alternate methodologies based on internal laboratory criteria. There may be regions of genes that cannot be effectively evaluated by sequencing or deletion and duplication analysis as a result of technical limitations of the assay, including regions of homology, high guanine-cytosine (GC) content, and repetitive sequences.(Unpublished Mayo method) | 70 to 84 days | Whole blood: 2 weeks (if available); Extracted DNA: 3 months; Blood spots, saliva, cultured fibroblasts, skin biopsy, cord blood: 1 month | This test was developed and its performance characteristics determined by Mayo Clinic in a manner consistent with CLIA requirements. It has not been cleared or approved by the US Food and Drug Administration. |  | Family Member Comparator for Exome | 86205-2 | 616417 | Released By | 18771-6
CMPRG | Family Member Comparator Specimen for Genome Sequencing, Varies | Submitting a biological family member's specimen to be used as a comparator for affected patients (probands) undergoing whole genome sequencing | Next-Generation Sequencing (NGS) followed by Sanger Sequencing, Quantitative Polymerase Chain Reaction (qPCR), or other methods, as needed | Yes | Family Member Comparator for Genome | Skin biopsy or cultured fibroblast specimens: | Patient Preparation:A previous bone marrow transplant from an allogenic donor will interfere with testing. For instructions for testing patients who have received a bone marrow transplant, call 800-533-1710. Submit only 1 of the following specimens for each family member. Specimen Type:Whole blood Container/Tube: Preferred:Lavender top (EDTA) or yellow top (ACD) Acceptable:Any anticoagulant Specimen Volume:3 mL Collection Instructions: 1. Invert several times to mix blood. 2. Send whole blood specimen in original tube.Do not aliquot. Specimen Stability Information:Ambient (preferred)/Refrigerated Additional Information:To ensure minimum volume and concentration of DNA is met, the preferred volume of blood must be submitted. Testing may be canceled if DNA requirements are inadequate. Specimen Type: Skin biopsy Supplies: Fibroblast Biopsy Transport Media (T115) Container/Tube: Sterile container with any standard cell culture media (eg, minimal essential media, RPMI 1640). The solution should be supplemented with 1% penicillin and streptomycin. Specimen Volume: 4-mm punch Specimen Stability Information: Refrigerated (preferred)/Ambient Additional Information: A separate culture charge will be assessed under CULFB / Fibroblast Culture for Biochemical or Molecular Testing. An additional 3 to 4 weeks is required to culture fibroblasts before genetic testing can occur. SpecimenType: Cultured fibroblast Container/Tube: T-25 flask SpecimenVolume: 2 Flasks CollectionInstructions: Submit confluent cultured fibroblast cells from a skin biopsy from another laboratory. Cultured cells from a prenatal specimen will not be accepted. Specimen Stability Information: Ambient (preferred)/Refrigerated (<24 hours) Additional Information: A separate culture charge will be assessed under CULFB / Fibroblast Culture for Biochemical or Molecular Testing. An additional 3 to 4 weeks is required to culture fibroblasts before genetic testing can occur. Specimen Type:Saliva Patient Preparation:Patient should not eat, drink, smoke, or chew gum 30 minutes prior to collection. Supplies:Saliva Swab Collection Kit (T786) Specimen Volume:1 Swab Collection Instructions:Collect and send specimen per kit instructions. Specimen Stability Information:Ambient 30 days Additional Information:Due to lower quantity/quality of DNA yielded from saliva, some aspects of the test may not perform as well as DNA extracted from a whole blood sample. When applicable, specific gene regions that were unable to be interrogated will be noted in the report. Alternatively, additional specimen may be required to complete testing. Specimen Type:Muscle tissue biopsy Supplies:Muscle Biopsy Kit (T541) Collection Instructions:Prepare and transport specimen per instructions inMuscle Biopsy Specimen Preparation Instructions. Specimen Volume:10 to 80 mg Specimen Stability Information:Frozen (preferred)/Ambient/Refrigerated | Whole blood: 1 mL; Other specimen types: See Specimen Required | This test uses next-generation sequencing technology to assess the genome of patients with suspected underlying genetic disorders. This information is used to assist in the interpretation of the patient's (proband's) whole genome sequencing results (WGSDX / Whole Genome Sequencing for Hereditary Disorders, Varies). Ordering this test on biological family members of the affected proband can help determine the inheritance of genetic variants that are identified and if the variants segregate with a phenotype in the family. Submitting comparator samples from biological family members increases the chance of identifying a diagnosis in the proband. Whole genome sequencing is most informative when samples from both biological parents are used as comparators. Therefore, it is highly recommended that samples are also submitted from the patient's biological mother and biological father. If more than 2 biological family member comparator specimens are submitted, the additional comparator specimens may not be fully sequenced but rather used for confirmatory presence or absence of identified variants of interest after initial variant calling and review. | An interpretive report will be provided. | Interpretive information will only be provided on the proband's whole genome sequencing report (WGSDX / Whole Genome Sequencing for Hereditary Disorders, Varies). The presence of a variant in family member comparator samples is stated on the proband's report. Variants that are present in family member comparator samples but absent from the proband sample are not evaluated or reported. Secondary Findings: Patients are evaluated for medically actionable secondary findings and these findings are reported in accordance with the American College of Medical Genetics and Genomics recommendations.(1) The presence of a secondary finding in family member comparator samples is stated on the patient's (proband's) report unless family members opt-out of secondary findings. If the proband opts out, secondary findings will not be evaluated or reported in any family member comparators.Secondary findings that are present in family member comparators but absent from the patient (proband) are not evaluated or reported. The absence of a reportable secondary finding does not guarantee that there are no disease-causing or likely disease-causing variants in these genes, as review is limited to known or highly suspected pathogenic findings, and not all regions of these genes are adequately evaluated by this technology. | This testing is intended to be used for biological family members whose specimens are being submitted as comparators for affected patients (probands) undergoing whole genome sequencing. Although test results will only be provided in the context of the proband, it is possible for family members serving as comparators to learn unexpected genetic information about themselves. For example, it is possible for individuals to learn that they carry certain genetic variants that are being reported in the proband, or that biological relationships are not as described. It is not guaranteed that patient data will be stored indefinitely. If the patient has had an allogeneic hematopoietic stem cell transplant or a recent blood transfusion, results may be inaccurate due to the presence of donor DNA. Call Mayo Clinic Laboratories at 800-533-1710 for instructions for testing patients who have received a bone marrow transplant. A genetic consultation is recommended for patients undergoing this test, both prior to testing and after results are available. | 1. Miller DT, Lee K, Gordon AS, et al. Recommendations for reporting of secondary findings in clinical exome and genome sequencing, 2021 update: a policy statement of the American College of Medical Genetics and Genomics (ACMG). Genet Med. 2021;23(8):1391-1398 | Polymerase chain-reaction-free next-generation sequencing is performed on DNA extracted from the patient (proband) and all applicable comparator samples to test for the presence of variants. The human genome reference GRCh38/hg38 build is used for sequence read alignment. Variants are called using an optimized bioinformatics package. The average genomic coverage is at or above a read depth of 32X. Sensitivity is estimated at above 99% for single nucleotide variants, above 94% for deletion-insertions (delins) less than 50 base pairs (bp). This assay also detects greater than 99% copy number variants (deletions/duplications) at least 1000 bp in size. Confirmation of select reportable variants in the proband and submitted comparator samples may be performed by alternate methodologies based on internal laboratory criteria. There may be regions of genes that cannot be effectively evaluated by sequencing as a result of technical limitations of the assay, including regions of homology, variable depth of coverage, and repetitive sequences.(Unpublished Mayo method) | 70 to 84 days | Whole blood: 2 weeks (if available); Extracted DNA: 3 months; Cord blood, saliva, cultured fibroblasts, skin biopsy, tissue biopsy: 1 month | This test was developed and its performance characteristics determined by Mayo Clinic in a manner consistent with CLIA requirements. It has not been cleared or approved by the US Food and Drug Administration. |  | Family Member Comparator for Genome | 86206-0 | 614941 | Released By | 18771-6
FASC | Fascin Immunostain, Technical Component Only | Classification of lymphomas | Immunohistochemistry (IHC) | Yes | Fascin IHC, Tech Only | For the initial technical component only immunohistochemical (IHC) stain performed, the appropriate bill-only test ID will be reflexed and charged (IHTOI). For each additional technical component only IHC stain performed, an additional bill-only test ID will be reflexed and charged (IHTOA). | Supplies:Immunostain Technical Only Envelope (T693) Specimen Type:Tissue Container/Tube:Immunostain Technical Only Envelope Preferred:2 Unstained positively charged glass slide (25- x 75- x 1-mm) per test ordered; sections 4-microns thick Acceptable:Formalin-fixed, paraffin-embedded tissue block |  | Fascin is an actin-bundling protein that is present in antigen-presenting cells and is upregulated in Epstein Barr virus-positive lymphocytes and Hodgkin cells. Antibodies to fascin result in distinct cytoplasmic staining of the Langerhans cells, follicular dendritic cells, and interdigitating reticulum cells in normal lymph nodes. Fascin is usually positive in classical Hodgkin lymphoma and negative in lymphocyte predominant Hodgkin lymphoma. |  | This test does not include pathologist interpretation, only technical performance of the stain. If interpretation is required, order PATHC / Pathology Consultation for a full diagnostic evaluation or second opinion of the case. The positive and negative controls are verified as showing appropriate immunoreactivity. If a control tissue is not included on the slide, a scanned image of the relevant quality control tissue is available upon request; call 855-516-8404. Interpretation of this test should be performed in the context of the patient's clinical history and other diagnostic tests by a qualified pathologist. | Age of a cut paraffin section can affect immunoreactivity. Stability thresholds vary widely among published literature and are antigen dependent. Best practice is for paraffin sections to be cut within 6 weeks. | 1. Sukswai N, Lyapichev K, Khoury JD, Medeiros LJ.: Diffuse large B-cell lymphoma variants: an update. Pathology. 2020;52(1):53-67 2. Aladily TN, Mansour A, Alsughayer A, et al. The utility of CD83, fascin and CD23 in the differential diagnosis of primary mediastinal large B-cell lymphoma versus classic Hodgkin lymphoma. Ann Diagn Pathol. 2019;40:72-76 3. Emara NM, Agina HA, Fahmy RR, et al. Study of the diagnostic utility of fascin and PU. 1 in Hodgkin's lymphoma, diffuse large B-cell lymphoma, and anaplastic large cell lymphoma. Egypt J Pathol. 2014;34(1):52-58 4. Magaki S, Hojat SA, Wei B, So A, Yong WH. An introduction to the performance of immunohistochemistry. Methods Mol Biol. 2019;1897:289-298. doi:10.1007/978-1-4939-8935-5_25 | Immunohistochemistry on sections of paraffin-embedded tissue.(Unpublished Mayo method) | 1 to 3 days | Until staining is complete. | This test has been cleared, approved, or is exempt by the US Food and Drug Administration and is used per manufacturer's instructions. Performance characteristics were verified by Mayo Clinic in a manner consistent with CLIA requirements. | 88342-TC, primary88341-TC, if additional IHC | Fascin IHC, Tech Only | Order only;no result | 70744 | Fascin IHC, Tech Only | Bill only; no result
INTC1 | Fasting (8 Hours or more) |  | Only orderable as part of profile. For more information see CRMP1 / Cardiovascular Risk Marker Panel, Serum Patient Demographics Prompt Test | Yes | Fasting (8 HR or more) | Serum | [8 empty] | 1 to 2 days | 7 days | Not Applicable |  | Fasting (8 HR or more) | No LOINC Needed | INTC1 | Fasting (8 HR or more) | 87527-8
FATF | Fat, Feces | Diagnosing fat malabsorption due to pancreatic or intestinal disorders Monitoring effectiveness of enzyme supplementation in certain malabsorption disorders This test isnot useful fordifferentiating among pancreatic diseases. | Nuclear Magnetic Resonance (NMR) Spectroscopy | Yes | Fat, F | Fecal | Patient Preparation: 1. For 3 days prior to and during the collection period: a. Patient should be on a fat-controlled diet (100-150 g fat per day). b. No laxatives (particularly mineral oil and castor oil). c. No synthetic fat substitutes (eg, Olestra) or fat-blocking nutritional supplements. 2. The use of diaper rash ointments will falsely elevate test results. Discontinue use during collection period. 3. Barium interferes with test procedure; a waiting period of 48 hours before stool collection analysis is recommended. Supplies:Stool Containers - 24, 48, 72 Hour Kit (T291) Container/Tube:Stool container complies with shipping requirements, do not use other containers. Specimen Volume: Preferred:Entire 48-hour or 72-hour collection Acceptable:Entire 24-hour or a minimum of5 g from a random collection Collection Instructions: 1. All containers must be sent together. 2. The entire collection must contain at least 5 g of feces. 3. For a random collection, a minimum of 5 g (do not send entire collection) is required. 4. The number of containers sent should be indicated on the labels (1 of 4, for example). Additional Information: 1. Patient can store sample at refrigerate temperature during collection period. 2. A separate order and collection should take place if stool bicarbonate, calcium, chloride, magnesium, osmolality, pH, potassium, sodium, or any microbiology testing is desired. | See Specimen Required | Total fecal lipids include glycerides, phospholipids, glycolipids, soaps, sterols, cholesteryl esters, and sphingolipids. Excess fecal fat in feces, (steatorrhea) is indicative of malabsorption disorders, such as pancreatic insufficiency or Whipple disease. Therefore, measurement of the fecal fats can be useful in establishing a diagnosis of such pancreatic diseases as cystic fibrosis, chronic pancreatitis, neoplasia, or stone obstruction and such intestinal diseases as Whipple disease, regional enteritis, tuberculous enteritis, gluten-induced enteropathy (also called celiac disease or sprue), and the atrophy of malnutrition. Distinguishing free fatty acids from neutral fats, once thought to be helpful in the differential diagnosis of pancreatic disease, has fallen out of favor. Note that the composition of fats in the feces, normally predominately free fatty acids, can change significantly to predominately neutral fatty acids when the patient is on orlistat. This test does not distinguish between free and neutral fatty acids. | TIMED COLLECTION > or =18 years: 2-7 g fat/24 h Reference values have not been established for patients who are younger than 18 years of age. RANDOM COLLECTION All ages: 0-19% fat | Excretion of more than 7 grams fat/24 hours, when on a diet of 100 to 150 g of fat, is suggestive of a malabsorption defect. Abnormal results from a random specimen should be confirmed by submission of a timed collection. Test values for timed fecal fat collections will be reported in terms of g/24 hours; the duration of the collection may be 24, 48, 72, or 96 hours. Test values for random fecal fat collections will be reported in terms of percent fat. Coefficient of Fat Absorption (CFA) can be calculated as follows: (grams fat consumed - grams of fat excreted) x 100 CFA = grams of fat consumed | Proper patient preparation is critical (see Specimen Required). Failure to adhere to a fat-controlled diet or to exclude other oils or oil substitutes from the diet may make interpretation difficult. Barium interferes with test procedure; a waiting period of 48 hours before fecal collection is recommended. The use of charcoal as a marker is not recommended. If charcoal is used, please notify the laboratory. | 1. Hart PA, Conwell DL. Diagnosis of exocrine pancreatic insufficiency. Curr Treat Options Gastroenterol. 2015;13(3):347-353. doi:10.1007/s11938-015-0057-8 2. Sherwood RA, Walsham NE: Evaluation of fat absorption. In: Tietz Textbook of Laboratory Medicine. 7th ed. Elsevier; 2023:764 3. Erchinger F, Engjom T, Jurmy P, Tjora E, Gilja OH, Dimcevski G. Fecal fat analyses in chronic pancreatitis importance of fat ingestion before stool collection. PLoS One. 2017;12(1):e0169993. Published 2017 Jan 17. doi:10.1371/journal.pone.0169993 | After the well-homogenized stool sample is weighed and dried, it is rolled in Teflon and placed in a nuclear magnetic resonance spectrometer (NMR). The NMR determines the percent of fat in the sample. The percent is then converted to grams fat/24 hours excretion or percent fat of random sample.(Korpi-Steiner NL, Ward JN, Kumar V, McConnell JP. Comparative analysis of fecal fat quantitation via nuclear magnetic resonance spectroscopy [1H NMR] and gravimetry. Clin Chim Acta. 2009;400[1-2]:33-36) | 1 to 3 days | 7 days | This test was developed and its performance characteristics determined by Mayo Clinic in a manner consistent with CLIA requirements. It has not been cleared or approved by the US Food and Drug Administration. | 82710 | Fat, F | 16142-2 | TFAT | Total Fecal Fat/24 Hr | 16142-2
HFAOP | Fatty Acid Oxidation Gene Panel, Varies | Follow up for abnormal biochemical results suggestive of a fatty acid oxidation disorder Establishing a molecular diagnosis for patients with a fatty acid oxidation disorder Identifying variants within genes known to be associated with a fatty acid oxidation disorder, allowing for predictive testing of at-risk family members | Sequence Capture and Targeted Next-Generation Sequencing (NGS) followed by Polymerase Chain Reaction (PCR) and Sanger Sequencing | Yes | Fatty Acid Oxidation Gene Panel | For skin biopsy or cultured fibroblast specimens, fibroblast culture testing will be performed at an additional charge. If viable cells are not obtained, the client will be notified. | Patient Preparation:A previous bone marrow transplant from an allogenic donor will interfere with testing. For instructions for testing patients who have received a bone marrow transplant, call 800-533-1710. Submit only 1 of the following specimens: Specimen Type:Whole blood Container/Tube:Lavender top (EDTA) or yellow top (ACD) Specimen Volume:3 mL Collection Instructions: 1. Invert several times to mix blood. 2. Send whole blood specimen in original tube.Do not aliquot. Specimen Stability Information:Ambient (preferred) 4 days/Refrigerated 14 days Specimen Type: Skin biopsy Supplies: Fibroblast Biopsy Transport Media (T115) Container/Tube: Sterile container with any standard cell culture media (eg, minimal essential media, RPMI 1640). The solution should be supplemented with 1% penicillin and streptomycin. Specimen Volume: 4-mm punch Specimen Stability Information: Refrigerated (preferred)/Ambient Additional Information:A separate culture charge will be assessed under CULFB / Fibroblast Culture for Biochemical or Molecular Testing. An additional 3 to 4 weeks is required to culture fibroblasts before genetic testing can occur. SpecimenType: Cultured fibroblast Container/Tube: T-25 flask SpecimenVolume: 2 Flasks CollectionInstructions: Submit confluent cultured fibroblast cells from a skin biopsy from another laboratory. Cultured cells from a prenatal specimen will not be accepted. Specimen Stability Information: Ambient (preferred)/Refrigerated (<24 hours) Additional Information:A separate culture charge will be assessed under CULFB / Fibroblast Culture for Biochemical or Molecular Testing. An additional 3 to 4 weeks is required to culture fibroblasts before genetic testing can occur. Specimen Type: Blood spot Supplies:Card-Blood Spot Collection (Filter Paper) (T493) Container/Tube: Preferred: Collection card (Whatman Protein Saver 903 Paper) Acceptable: PerkinElmer 226 (formerly Ahlstrom 226) filter paper, or blood spot collection card Specimen Volume: 5 Blood spots Collection Instructions: 1. An alternative blood collection option for a patient older than 1 year is a fingerstick. For detailed instructions, seeHow to Collect Dried Blood Spot Samples. 2. Let blood dry on the filter paper at ambient temperature in a horizontal position for a minimum of 3 hours. 3. Do not expose specimen to heat or direct sunlight. 4. Do not stack wet specimens. 5. Keep specimen dry. Specimen Stability Information:Ambient (preferred)/Refrigerated Additional Information: 1. Due to lower concentration of DNA yielded from blood spot, it is possible that additional specimen may be required to complete testing. 2. For collection instructions, seeBlood Spot Collection Instructions 3. For collection instructions in Spanish, seeBlood Spot Collection Card-Spanish Instructions(T777) 4. For collection instructions in Chinese, seeBlood Spot Collection Card-Chinese Instructions(T800) Specimen Type:Saliva Patient Preparation:Patient should not eat, drink, smoke, or chew gum 30 minutes prior to collection. Supplies:Saliva Swab Collection Kit (T786) Specimen Volume:1 Swab Collection Instructions:Collect and send specimen per kit instructions. Specimen Stability Information:Ambient 30 days Additional Information:Due to lower concentration of DNA yielded from saliva, it is possible that additional specimen may be required to complete testing. | See Specimen Required | Mitochondrial fatty acid beta-oxidation plays an important role in energy production, particularly in skeletal and heart muscle, and in hepatic ketone body formation. Disorders of fatty acid oxidation (FAO) are characterized by hypoglycemia, hepatic dysfunction, encephalopathy, skeletal myopathy, and cardiomyopathy. Most FAO disorders have a similar presentation, and their biochemical diagnosis can, at times, be difficult. Commonly used metabolite screens such as urine organic acids, plasma acylcarnitines, and fatty acids are influenced by dietary factors and the clinical status of the patient. This often leads to incomplete diagnostic information or even false-negative results. Enzyme assays are limited to one enzyme per assay, which doesn't allow for comprehensive testing for all FAO disorders. A comprehensive gene panel is a helpful tool to establish a diagnosis for patients with suggestive clinical and biochemical features, given the broad clinical spectrum and genetic heterogeneity of FAO disorders. Acylcarnitine profile in plasma (ACRN / Acylcarnitines, Quantitative, Plasma) and urine organic acids (OAU / Organic Acids Screen, Random, Urine) are the recommended first-tier tests to assess individuals for a FAO disorder. Additional testing includes an assay in fibroblasts (FAO / Fatty Acid Oxidation Probe Assay, Fibroblast Culture), which is useful following molecular testing to determine whether variants of uncertain significance are pathogenic. The purpose of the in vitro probe assay is to offer screening for several defects of FAO and organic acid metabolism under controlled laboratory conditions using fibroblast cultures. | An interpretive report will be provided. | All detected alterations are evaluated according to American College of Medical Genetics and Genomics recommendations.(1) Variants are classified based on known, predicted, or possible pathogenicity and reported with interpretive comments detailing their potential or known significance. | Clinical Correlations: Test results should be interpreted in the context of clinical findings, family history, and other laboratory data. Misinterpretation of results may occur if the information provided is inaccurate or incomplete. If testing was performed because of a clinically significant family history, it is often useful to first test an affected family member. Detection of at least one reportable variant in an affected family member would allow for more informative testing of at-risk individuals. To discuss the availability of additional testing options or for assistance in the interpretation of these results, contact the Mayo Clinic Laboratories genetic counselors at 800-533-1710. Technical Limitations: Next-generation sequencing may not detect all types of genomic variants. In rare cases, false-negative or false-positive results may occur. The depth of coverage may be variable for some target regions; assay performance below the minimum acceptable criteria or for failed regions will be noted. Given these limitations, negative results do not rule out the diagnosis of a genetic disorder. If a specific clinical disorder is suspected, evaluation by alternative methods can be considered. There may be regions of genes that cannot be effectively evaluated by sequencing or deletion and duplication analysis as a result of technical limitations of the assay, including regions of homology, high guanine-cytosine (GC) content, and repetitive sequences. Confirmation of select reportable variants will be performed by alternate methodologies based on internal laboratory criteria. This test is validated to detect 95% of deletions up to 75 base pairs (bp) and insertions up to 47 bp. Deletions-insertions (delins) of 40 or more bp, including mobile element insertions, may be less reliably detected than smaller delins. Deletion/Duplication Analysis: This analysis targets single and multi-exon deletions/duplications; however, in some instances single exon resolution cannot be achieved due to isolated reduction in sequence coverage or inherent genomic complexity. Balanced structural rearrangements (such as translocations and inversions) may not be detected. This test is not designed to detect low levels of mosaicism or to differentiate between somatic and germline variants. If there is a possibility that any detected variant is somatic, additional testing may be necessary to clarify the significance of results. Genes may be added or removed based on updated clinical relevance. For detailed information regarding gene-specific performance and technical limitations, see Method Description or contact a laboratory genetic counselor. If the patient has had an allogeneic hematopoietic stem cell transplant or a recent heterologous blood transfusion, results may be inaccurate due to the presence of donor DNA. Call Mayo Clinic Laboratories for instructions for testing patients who have received a bone marrow transplant. Reclassification of Variants: Currently, it is not standard practice for the laboratory to systematically review previously classified variants on a regular basis. The laboratory encourages healthcare providers to contact the laboratory at any time to learn how the classification of a particular variant may have changed over time. Due to broadening genetic knowledge, it is possible that the laboratory may discover new information of relevance to the patient. Should that occur, the laboratory may issue an amended report. Variant Evaluation: Evaluation and categorization of variants are performed using published American College of Medical Genetics and Genomics and the Association for Molecular Pathology recommendations as a guideline.(1) Other gene-specific guidelines may also be considered. Variants are classified based on known, predicted, or possible pathogenicity and reported with interpretive comments detailing their potential or known significance. Variants classified as benign or likely benign are not reported. Multiple in silico evaluation tools may be used to assist in the interpretation of these results. The accuracy of predictions made by in silico evaluation tools is highly dependent upon the data available for a given gene, and periodic updates to these tools may cause predictions to change over time. Results from in silico evaluation tools should be interpreted with caution and professional clinical judgment. Rarely, incidental or secondary findings may implicate another predisposition or presence of active disease. These findings will be carefully reviewed to determine whether they will be reported. | 1. Richards S, Aziz N, Bale S, et al. Standards and guidelines for the interpretation of sequence variants: a joint consensus recommendation of the American College of Medical Genetics and Genomics and the Association for Molecular Pathology. Genet Med. 2015;17(5):405-424 2. Vockley J, Bennett MJ, Gillingham MB. Mitochondrial fatty acid oxidation disorders. In: Valle D, Antonarakis S, Ballabio A, Beaudet A, Mitchell GA. eds. The Online Metabolic and Molecular Bases of Inherited Disease. McGraw-Hill Education; 2019. Accessed March 8, 2024. Available at https://ommbid.mhmedical.com/content.aspx?sectionid=247995158&bookid=2709&Resultclick=2 | Next-generation sequencing (NGS) and/or Sanger sequencing are performed to test for the presence of variants in coding regions and intron/exon boundaries of the genes analyzed, as well as some other regions that have known disease-causing variants. The human genome reference GRCh37/hg19 build was used for sequence read alignment. At least 99% of the bases are covered at a read depth over 30X. Sensitivity is estimated to be over 99% for single nucleotide variants, over 94% for deletions-insertions (delins) less than 40 base pairs (bp), and over 95% for deletions up to 75 bp and insertions up to 47 bp. NGS and/or a polymerase chain reaction-based quantitative method is performed to test for the presence of deletions and duplications in the genes analyzed. There may be regions of genes that cannot be effectively evaluated by sequencing or deletion and duplication analysis as a result of technical limitations of the assay, including regions of homology, high guanine-cytosine (GC) content, and repetitive sequences. SeeTargeted Genes and Methodology Details for Fatty Acid Oxidation Gene Panelfor details regarding the targeted genes analyzed and specific gene regions not routinely covered.(Unpublished Mayo method) Genes analyzed:ACAA2, ACACA, ACAD8, ACAD9, ACADL, ACADM, ACADS, ACADSB, ACADVL, ACAT1, ACAT2, ACOT9, ALDH5A1, CPT1A, CPT2, DECR1, ECHS1, ECI1, ETFA, ETFB, ETFDH, ETHE1, FLAD1, GLUD1, HADH, HADHA, HADHB, HMGCL, HMGCS2, HSD17B10, LPIN1, MLYCD, NADK2, OPA1, PPARG, SLC22A5, SLC25A20, SLC25A29, SLC25A32, SLC52A1, SLC52A2, SLC52A3, TANGO2,andTAZ | 14 to 21 days | Whole blood: 2 weeks (if available); Extracted DNA: 3 months; Blood spots/Saliva: 1 month | This test was developed and its performance characteristics determined by Mayo Clinic in a manner consistent with CLIA requirements. It has not been cleared or approved by the US Food and Drug Administration. | 8144388233-Tissue culture, skin, solid tissue biopsy (if appropriate)88240-Cryopreservation (if appropriate) | Fatty Acid Oxidation Gene Panel | 105353-7 | 608745 | Interpretation | 69047-9
FAO | Fatty Acid Oxidation Probe Assay, Fibroblast Culture | In vitro confirmation of biochemical diagnoses of the following fatty acid oxidation disorders: -Short-chain acyl-CoA dehydrogenase deficiency -Medium-chain acyl-CoA dehydrogenase deficiency -Long-chain 3-hydroxyacyl-CoA dehydrogenase deficiency -Trifunctional protein deficiency -Very long-chain acyl-CoA dehydrogenase deficiency -Carnitine palmitoyl transferase deficiency type II -Carnitine-acylcarnitine translocase deficiency Confirmation of the following organic acid disorders: -2-Methylbutyryl-CoA dehydrogenase deficiency -Isobutyryl-CoA dehydrogenase deficiency This test isnot useful forprenatal testing. This assay isnot informativeif the deficient enzyme is not physiologically expressed in skin fibroblasts. | Fibroblasts Incubated with Enriched Medium followed by Tandem Mass Spectrometry (MS/MS) | Yes | Fatty Acid Ox Probe Assay, Fibro | When this test is ordered, fibroblast culture testing will always be performed at an additional charge. If viable cells are not obtained, the client will be notified. | Submit only 1 of the following specimens: Specimen Type:Cultured fibroblasts Container/Tube:T-75 or T-25 flask Specimen Volume:1 Full T-75 flask or 2 full T-25 flasks Specimen Stability Information:Ambient (preferred)/Refrigerated Specimen Type:Skin biopsy Supplies:Fibroblast Biopsy Transport Media (T115) Container/Tube:Sterile container with any standard cell culture media (eg, minimal essential media, RPMI 1640). The solution should be supplemented with 1% penicillin and streptomycin. Tubes can be supplied upon request (Eagle's minimum essential medium with 1% penicillin and streptomycin). Specimen Volume:4-mm punch Specimen Stability Information:Refrigerated (preferred)/Ambient |  | Mitochondrial fatty acid beta-oxidation plays an important role in energy production during periods of fasting. When the body's supply of glucose is depleted, fatty acids are mobilized from adipose tissue, taken up by the liver and muscles, and oxidized to acetyl-CoA (acetyl coenzyme A). In the liver, acetyl-CoA is the building block for the synthesis of ketone bodies, which enter the blood stream and provide an alternative substrate for production of energy in other tissues when the supply of glucose is insufficient to maintain a normal level of energy. Disorders of fatty acid oxidation (FAO) are characterized by hypoglycemia, hepatic dysfunction, encephalopathy, skeletal myopathy, and cardiomyopathy. Most FAO disorders have a similar presentation, and their biochemical diagnosis can, at times, be difficult. Commonly used metabolite screens, such as urine organic acids, plasma acylcarnitines, and fatty acids, are influenced by dietary factors and the clinical status of the patient. This can lead to incomplete diagnostic information or even false-negative results. The purpose of the in vitro probe assay is to offer screening for several defects of FAO and organic acid metabolism under controlled laboratory conditions using fibroblast cultures. | An interpretive report will be provided. | Abnormal results will include a description of the abnormal profile in comparison to normal and abnormal controls. In addition, the concentration of the acylcarnitine species that abnormally accumulated in the cell medium are provided and compared to the continuously updated reference range based on analysis of normal controls. Interpretations of abnormal acylcarnitine profiles also include information about the results' significance, a correlation to available clinical information, possible differential diagnoses, recommendations for additional biochemical testing and confirmatory studies if indicated, name and phone number of contacts who may provide these studies, and a phone number to reach one of the laboratory directors in case the referring provider has additional questions. | Sometimes, an abnormal acylcarnitine profile cannot differentiate between 2 disorders. In such instances, independent biochemical (eg, specific enzyme assay when available) or molecular genetic analyses are required. Recommendations for such testing will be included in the report. In addition,electron transfer flavoprotein (ETF) deficiency and ETF-dehydrogenase deficiency (multiple acyl-CoA dehydrogenase deficiency; glutaric acidemia type II) may be, but are not always, detected by this method. | 1. Ensenauer R, Vockley J, Willard JM, et al. A common mutation is associated with a mild, potentially asymptomatic phenotype in patients with isovaleric acidemia diagnosed by newborn screening. Am J Hum Genet. 2004;75(6):1136-1142. doi:10.1086/426318 2.Rinaldo P, Matern D, Bennet MJ. Fatty acid oxidation disorders. Ann Rev Physiol. 2002;64:477-502 3. Shen JJ, Matern D, Millington DS, et al: Acylcarnitines in fibroblasts of patients with long-chain 3-hydroxyacyl-CoA dehydrogenase deficiency and other fatty acid oxidation disorders. J Inherit Metab Dis. 2000;23:27-44. doi:10.1023/a:1005694712583 4. Matern D, Huey JC, Gregersen N, et al. In vitro diagnosis of short-chain acyl-CoA dehydrogenase (SCAD) deficiency. J Inherit Metab Dis. 2001;24(Suppl.1):66 5.Merritt JL, Norris M, Kanungo S. Fatty acid oxidation disorders. Ann. Transl. Med. 2018;6(24):473. doi:10.21037/atm.2018.10.57 | Skin fibroblasts are incubated with cell medium enriched with palmitic acid (C16:0 fatty acid), L-carnitine, and isotopically labeled L-valine ([13]C-Val) and L-isoleucine ([13]C-Ile). Cell lines deficient of one of the enzymes involved in fatty acid oxidation and branched chain amino acid metabolism fail to metabolize acyl-CoA species, which accumulate in the cell medium as acylcarnitines. The medium is separated from the cells following the incubation. The cell pellet is used for protein determination and the medium will be spotted and dried on filter paper. An acylcarnitine analysis is performed by tandem mass spectrometry using a 1/4" filter paper punch, following the addition of isotopically labeled acylcarnitines as internal standards, extraction and derivatization to methyl esters. The assay is performed in triplicate.(Matern D. Acylcarnitines, including in vitro loading tests. In: Blau N, Duran M, Gibson KM, eds. Laboratory Guide to the Methods in Biochemical Genetics. Springer-Verlag; 2008;Cowan T, Pasquali M. Laboratory investigations of inborn errors of metabolism. In: Sarafoglou K, Hoffman GF, Roth KS, eds. Pediatric Endocrinology and Inborn Errors of Metabolism. 2nd ed. McGraw-Hill; 2017:1139-1158) | 15 to 71 days depending on rapidity of growth | 6 months | This test was developed and its performance characteristics determined by Mayo Clinic in a manner consistent with CLIA requirements. It has not been cleared or approved by the US Food and Drug Administration. | 82017 | Fatty Acid Ox Probe Assay, Fibro | 74533-1 | 23489 | Reviewed By | 18771-6
PFAPC | Fatty Acid Profile, Comprehensive (C8-C26), Plasma | Monitoring patients undergoing diet therapy for mitochondrial or peroxisomal disorders (possibly inducing essential fatty acid deficiency in response to restricted fat intake) using plasma specimens Monitoring treatment of essential fatty acid deficiency Monitoring the response to provocative tests (fasting tests, loading tests) | Gas Chromatography-Mass Spectrometry (GC-MS) Stable Isotope Dilution Analysis | Yes | Fatty Acid Profile, Comprehensive, P | Plasma | Patient Preparation: 1. For nutritional assessment, patient should fast overnight (12-14 hours); for patients with a suspected fatty acid oxidation disorder, collect immediately before next feeding as fasting is contraindicated. 2. Patientmust notconsume any alcohol for 24 hours before the specimen collection. Supplies: Sarstedt Aliquot Tube, 5 mL (T914) Collection Container/Tube: Preferred:Green top (sodium heparin) Acceptable:Lavender top (EDTA) or green top (lithium heparin) Submission Container/Tube:Plastic vial Specimen Volume:0.5 mL Collection Instructions:Centrifuge and aliquot plasma into plastic vial. | 0.15 mL | Fatty Acid Deficiency/Excess: Fats are important sources of energy for tissues and for the function and integrity of cellular membranes. Deficiencies are commonly caused by inadequate dietary intake of lipids due to an unbalanced diet, long-term parenteral nutrition, or by intestinal malabsorption.Linoleic acid, an omega-6 fatty acid, and alpha-linolenic acid, an omega-3 fatty acid, are considered essential fatty acids in that they cannot be made by the body and are essential components of the diet. The major clinical manifestations associated with essential fatty acid deficiency (EFAD) include dermatitis, increased water permeability of the skin, increased susceptibility to infection, and impaired wound healing. Biochemical abnormalities may be detected before the onset of recognizable clinical manifestations. EFAD can be detected by diminished levels of the essential fatty acids, linoleic and alpha-linolenic acid, as well as by increases in the triene:tetraene ratio. Excess dietary fatty acids have been linked to the onset of cardiovascular disease. Elevated levels of linoleic acid can contribute to overproduction of the proinflammatory 2-series local hormones. The Academy of Nutrition and Dietetics recommends that dietary fat for the healthy adult population should provide 20% to 35% of energy, with an increased consumption of n-3 polyunsaturated fatty acids and limited intake of saturated and trans fats.(1) Fatty Acid Oxidation Disorders: Mitochondrial beta-oxidation is the main source of energy to skeletal and heart muscle during periods of fasting. When the body's supply of glucose is depleted, fatty acids are mobilized from adipose tissue and converted to ketone bodies through a series of steps providing an alternate source of energy. Deficient enzymes at any step in this pathway prevent the production of energy during periods of physiologic stress such as fasting or intercurrent illness. The major clinical manifestations associated with fatty acid oxidation (FAO) disorders include hypoketotic hypoglycemia, liver disease and failure, skeletal myopathy, dilated/hypertrophic cardiomyopathy, and sudden unexpected death in early life. Signs and symptoms may vary greatly in severity, combination, and age of presentation. Life-threatening episodes of metabolic decompensation frequently occur after periods of inadequate calorie intake or intercurrent illness. When properly diagnosed, patients with FAO disorders respond favorably to fasting avoidance, diet therapy, and aggressive treatment of intercurrent illnesses, with significant reduction of morbidity and mortality. Disease-specific characteristic patterns of metabolites from FAO disorders are detectable in blood, bile, urine, and cultured fibroblasts of living and many deceased individuals. Quantitative determination of C8-C18 fatty acids is an important element of the workup and differential diagnosis of candidate patients. Fatty acid profiling can detect quantitatively modest, but nevertheless significant, abnormalities even when patients are asymptomatic and under dietary treatment. Confirmatory testing for many of the FAO disorders is also available. For more information see FAO / Fatty Acid Oxidation Probe Assay, Fibroblast Culture and HFAOP / Fatty Acid Oxidation Gene Panel, Varies. Peroxisomal Disorders: Peroxisomes are organelles present in all human cells except mature erythrocytes. They carry out essential metabolic functions including beta-oxidation of very long-chain fatty acids (VLCFA), alpha-oxidation of phytanic acid, and biosynthesis of plasmalogen and bile acids. Peroxisomal disorders include disorders of peroxisomal biogenesis with defective assembly of the entire organelle, and single peroxisomal enzyme/transporter defects where the organelle is intact but a specific function is disrupted. Peroxisomal beta-oxidation of VLCFA is impaired in all disorders of peroxisomal biogenesis and in selected single enzyme deficiencies, particularly X-linked adrenoleukodystrophy, resulting in elevated concentrations of VLCFA in serum or plasma. POXP / Fatty Acid Profile, Peroxisomal (C22-C26), Plasma or POX / Fatty Acid Profile, Peroxisomal (C22-C26), Serum is the preferred screening test for evaluating patients with possible peroxisomal disorders, single-enzyme defects of peroxisomal metabolism such as X-linked adrenoleukodystrophy, or peroxisomal biogenesis disorders (Zellweger syndrome spectrum). Confirmatory testing for X-linked adrenoleukodystrophy via molecular genetic analysis is available; see XALDZ / X-Linked Adrenoleukodystrophy, Full Gene Analysis, Varies. | Octanoic Acid, C8:0 <1 year: 7-63 nmol/mL 1-17 years: 9-41 nmol/mL > or =18 years: 8-47 nmol/mL Decenoic Acid, C10:1 <1 year:0.8-4.8nmol/mL 1-17 years: 1.6-6.6nmol/mL > or =18 years: 1.8-5.0nmol/mL Decanoic Acid, C10:0 <1 year: 2-62 nmol/mL 1-17 years: 3-25 nmol/mL > or =18 years: 2-18 nmol/mL Lauroleic Acid, C12:1 <1 year: 0.6-4.8 nmol/mL 1-17 years: 1.3-5.8 nmol/mL > or =18 years: 1.4-6.6 nmol/mL Lauric Acid, C12:0 <1 year: 6-190 nmol/mL 1-17 years: 5-80 nmol/mL > or =18 years: 6-90 nmol/mL Tetradecadienoic Acid, C14:2 <1 year: 0.3-6.5 nmol/mL 1-17 years: 0.2-5.8 nmol/mL > or =18 years: 0.8-5.0 nmol/mL Myristoleic Acid, C14:1 <1 year: 1-46 nmol/mL 1-17 years: 1-31 nmol/mL > or =18 years: 3-64 nmol/mL Myristic Acid, C14:0 <1 year: 30-320 nmol/mL 1-17 years: 40-290 nmol/mL > or =18 years: 30-450 nmol/mL Hexadecadienoic Acid, C16:2 <1 year: 4-27 nmol/mL 1-17 years: 3-29 nmol/mL > or =18 years: 10-48 nmol/mL Hexadecenoic Acid, C16:1w9 <1 year: 21-69 nmol/mL 1-17 years: 24-82 nmol/mL > or =18 years: 25-105 nmol/mL Palmitoleic Acid, C16:1w7 <1 year: 20-1,020 nmol/mL 1-17 years: 100-670 nmol/mL > or =18 years: 110-1,130 nmol/mL Palmitic Acid, C16:0 <1 year: 720-3,120 nmol/mL 1-17 years: 960-3,460 nmol/mL > or =18 years: 1,480-3,730 nmol/mL Gamma-Linolenic Acid, C18:3w6 <1 year:6-110nmol/mL 1-17 years: 9-130nmol/mL > or =18 years: 16-150nmol/mL Alpha-Linolenic Acid, C18:3w3 <1 year: 10-190 nmol/mL 1-17 years: 20-120 nmol/mL > or =18 years: 50-130 nmol/mL Linoleic Acid, C18:2w6 < or =31 days: 350-2,660 nmol/mL 32 days-11 months: 1,000-3,300 nmol/mL 1-17 years: 1,600-3,500 nmol/mL > or =18 years: 2,270-3,850 nmol/mL Oleic Acid, C18:1w9 <1 year: 250-3,500 nmol/mL 1-17 years: 350-3,500 nmol/mL > or =18 years: 650-3,500 nmol/mL Vaccenic Acid, C18:1w7 <1 year: 140-720 nmol/mL 1-17 years: 320-900 nmol/mL > or =18 years: 280-740 nmol/mL Stearic Acid, C18:0 <1 year: 270-1,140 nmol/mL 1-17 years: 280-1,170 nmol/mL > or =18 years: 590-1,170 nmol/mL EPA, C20:5w3 <1 year: 2-60 nmol/mL 1-17 years: 8-90 nmol/mL > or =18 years: 14-100 nmol/mL Arachidonic Acid, C20:4w6 <1 year: 110-1,110 nmol/mL 1-17 years: 350-1,030 nmol/mL > or =18 years: 520-1,490 nmol/mL Mead Acid, C20:3w9 < or =31 days: 8-60 nmol/mL 32 days-11 months: 3-24 nmol/mL > or =1 year: 7-30 nmol/mL Homo-Gamma-Linolenic Acid, C20:3w6 <1 year:30-170 nmol/mL 1-17 years: 60-220 nmol/mL > or =18 years: 50-250 nmol/mL Arachidic Acid, C20:0 <1 year: 30-120 nmol/mL 1-17 years: 30-90 nmol/mL > or =18 years: 50-90 nmol/mL DHA, C22:6w3 <1 year: 10-220 nmol/mL 1-17 years: 30-160 nmol/mL > or =18 years: 30-250 nmol/mL DPA, C22:5w6 <1 year: 3-70 nmol/mL 1-17 years: 10-50 nmol/mL > or =18 years: 10-70 nmol/mL DPA, C22:5w3 <1 year: 6-110 nmol/mL 1-17 years: 30-270 nmol/mL > or =18 years: 20-210 nmol/mL DTA, C22:4w6 <1 year: 2-50 nmol/mL 1-17 years: 10-40 nmol/mL > or =18 years: 10-80 nmol/mL Docosenoic Acid, C22:1 <1 year: 2-20 nmol/mL > or =1 year: 4-13 nmol/mL Docosanoic Acid, C22:0 0.0-96.3 nmol/mL Nervonic Acid, C24:1 <1 year: 30-150 nmol/mL 1-17 years: 50-130 nmol/mL > or =18 years: 60-100 nmol/mL Tetracosanoic Acid, C24:0 0.0-91.4 nmol/mL Hexacosenoic Acid, C26:1 <1 year: 0.2-2.1 nmol/mL > or =1 year: 0.3-0.7 nmol/mL Hexacosanoic Acid, C26:0 0.00-1.30 nmol/mL Pristanic Acid, C15:0(CH3)4 < or =4 months: 0.00-0.60 nmol/mL 5-8 months: 0.00-0.84 nmol/mL 9-12 months: 0.00-0.77 nmol/mL 13-23 months: 0.00-1.47 nmol/mL > or =2 years: 0.00-2.98 nmol/mL Phytanic Acid, C16:0(CH3)4 < or =4 months: 0.00-5.28 nmol/mL 5-8 months: 0.00-5.70 nmol/mL 9-12 months: 0.00-4.40 nmol/mL 13-23 months: 0.00-8.62 nmol/mL > or =2 years: 0.00-9.88 nmol/mL Triene/Tetraene Ratio < or =31 days: 0.017-0.083 32 days-17 years: 0.013-0.050 > or =18 years: 0.010-0.038 Total Saturated Acid <1 year: 1.2-4.6 mmol/L 1-17 years: 1.4-4.9 mmol/L > or =18 years: 2.5-5.5 mmol/L Total Monounsaturated Acid <1 year: 0.3-4.6 mmol/L 1-17 years: 0.5-4.4 mmol/L > or =18 years: 1.3-5.8 mmol/L Total Polyunsaturated Acid <1 year: 1.1-4.9 mmol/L 1-17 years: 1.7-5.3 mmol/L > or =18 years: 3.2-5.8 mmol/L Total w3 <1 year: 0.0-0.4 mmol/L 1-17 years: 0.1-0.5 mmol/L > or =18 years: 0.2-0.5 mmol/L Total w6 <1 year: 0.9-4.4 mmol/L 1-17 years: 1.6-4.7 mmol/L > or =18 years: 3.0-5.4 mmol/L Total Fatty Acids <1 year: 3.3-14.0 mmol/L 1-17 years: 4.4-14.3 mmol/L > or =18 years: 7.3-16.8 mmol/L | An increased triene:tetraene ratio is consistent with essential fatty acid deficiency. Fatty acid oxidation disorders are recognized on the basis of disease-specific patterns that are correlated to the results of other investigations in plasma (carnitine, acylcarnitines) and urine (organic acids, acylglycines). Increased concentrations of very long-chain fatty acids (VLCFA) C24:0 and C26:0 are seen in peroxisomal disorders, X-linked adrenoleukodystrophy, adrenomyeloneuropathy, and Zellweger syndrome (cerebrohepatorenal syndrome). Increased concentrations of phytanic acid (along with normal pristanic acid concentrations) are seen in Refsum disease (phytanase deficiency). Phytanic acid concentration also may be increased in other peroxisomal disorders and, when combined with the VLCFA, pristanic acid, and pipecolic acid, allows differential diagnosis of peroxisomal disorders. | For nutritional assessment, a 12- to 14-hour fast is required; however, infants or persons suspected of having a fatty acid oxidation disorder should not fast before testing due to the possibility of acute metabolic decompensation. Instead, collect the specimen after the longest fast possible, just before feeding. In the case of a patient on total parenteral nutrition (TPN), specimen can be collected as normal. | 1. Vannice G, Rasmussen H. Position of the Academy of Nutrition and Dietetics: Dietary fatty acids for healthy adults. J Acad Nutr Diet. 2014;114(1):136-153 2. Rinaldo P, Matern D, Bennett MJ. Fatty acid oxidation disorders. Annu Rev Physiol. 2002;64:477-502 3. Jeppesen PB, Christensen MS, Hoy CE, Mortensen PB. Essential fatty acid deficiency in patients with severe fat malabsorption. Am J Clin Nutr. 1997;65(3):837-843 4. VerHoeven NM, Jakobs C. Human metabolism of phytanic acid and pristanic acid. Prog Lipid Res. 2001;40(6):453-466 5. Luszczki E, Boakye F, Zielinska M, et al. Vegan diet: nutritional components, implementation, and effects on adults' health. Front Nutr. 2023 9;10:1294497. doi:10.3389/fnut.2023.1294497 6. Spector AA, Kim HY. Discovery of essential fatty acids. J. Lipid Res. 2015;56(1):11-21 | Quantitation of fatty acids of specific chain lengths is performed as follows: a 2-step, acid-base hydrolysis is followed by hexane extraction and derivatization with pentafluorobenzyl bromide. Separation and detection are accomplished by capillary gas chromatography electron-capture negative ion-mass spectrometry. Quantitation is based on analysis in the selected ion-monitoring mode by using 13 stable isotope-labeled internal standards.(Lagerstedt SA, Hinrichs DR, Batt SM, Magera MJ, Rinaldo P, McConnell JP. Quantitative determination of plasma C8-C26 total fatty acids for the biochemical diagnosis of nutritional and metabolic disorders. Mol Genet Metab. 2001;73[1]:38-45; Gramlich L, Ireton-Jones C, Miles JM, Morrison M, Pontes-Arruda A. Essential fatty acid requirements and intravenous lipid emulsions. JPEN J Parenter Enteral Nutr. 2019;43[6]:697-707) | 3 to 5 days | 2 months | This test was developed and its performance characteristics determined by Mayo Clinic in a manner consistent with CLIA requirements. It has not been cleared or approved by the US Food and Drug Administration. | 82725 | Fatty Acid Profile, Comprehensive, P | 43674-1 | 36637 | Interpretation (PFAPC) | 59462-2
FAPCP | Fatty Acid Profile, Comprehensive (C8-C26), Serum | Monitoring patients undergoing diet therapy for mitochondrial or peroxisomal disorders (possibly inducing essential fatty acid deficiency in response to restricted fat intake) using serum specimens Monitoring treatment of essential fatty acid deficiency Monitoring the response to provocative tests (fasting tests, loading tests) | Gas Chromatography Mass Spectrometry (GC-MS) Stable Isotope Dilution | Yes | Fatty Acid Profile, Comprehensive,S | Serum | Patient Preparation: 1. For nutritional assessment, patient should fast overnight (12-14 hours); for patients with a suspected fatty acid oxidation disorder, collect immediately before to next feeding as fasting is contraindicated. 2. Patientmust notconsume any alcohol for 24 hours before the specimen collection. Supplies: Sarstedt Aliquot Tube, 5 mL (T914) Collection Container/Tube: Preferred:Serum gel Acceptable:Red Top Submission Container/Tube:Plastic vial Specimen Volume:0.5 mL Collection Instructions:Centrifuge and aliquot serum into plastic vial. | 0.15 mL | Fatty Acid Deficiency/Excess: Fats are important sources of energy for tissues and for the function and integrity of cellular membranes. Deficiencies are commonly caused by inadequate dietary intake of lipids due to an unbalanced diet, long-term parenteral nutrition, or by intestinal malabsorption.Linoleic acid, an omega-6 fatty acid, and alpha-linolenic acid, an omega-3 fatty acid, are considered essential fatty acids in that they cannot be made by the body and are essential components of the diet. The major clinical manifestations associated with essential fatty acid deficiency (EFAD) include dermatitis, increased water permeability of the skin, increased susceptibility to infection, and impaired wound healing. Biochemical abnormalities may be detected before the onset of recognizable clinical manifestations. EFAD can be detected by diminished levels of the essential fatty acids, linoleic and alpha-linolenic acid, as well as by increases in the triene:tetraene ratio. Excess dietary fatty acids have been linked to the onset of cardiovascular disease. Elevated levels of linoleic acid can contribute to overproduction of the proinflammatory 2-series local hormones. The Academy of Nutrition and Dietetics recommends that dietary fat for the healthy adult population should provide 20% to 35% of energy, with an increased consumption of n-3 polyunsaturated fatty acids and limited intake of saturated and trans fats.(1) Fatty Acid Oxidation Disorders: Mitochondrial beta-oxidation is the main source of energy to skeletal and heart muscle during periods of fasting. When the body's supply of glucose is depleted, fatty acids are mobilized from adipose tissue and converted to ketone bodies through a series of steps providing an alternate source of energy. Deficient enzymes at any step in this pathway prevent the production of energy during periods of physiologic stress such as fasting or intercurrent illness. The major clinical manifestations associated with fatty acid oxidation (FAO) disorders include hypoketotic hypoglycemia, liver disease and failure, skeletal myopathy, dilated/hypertrophic cardiomyopathy, and sudden unexpected death in early life. Signs and symptoms may vary greatly in severity, combination, and age of presentation. Life-threatening episodes of metabolic decompensation frequently occur after periods of inadequate calorie intake or intercurrent illness. When properly diagnosed, patients with FAO disorders respond favorably to fasting avoidance, diet therapy, and aggressive treatment of intercurrent illnesses, with significant reduction of morbidity and mortality. Disease-specific characteristic patterns of metabolites from FAO disorders are detectable in blood, bile, urine, and cultured fibroblasts of living and many deceased individuals. Quantitative determination of C8-C18 fatty acids is an important element of the work-up and differential diagnosis of candidate patients. Fatty acid profiling can detect quantitatively modest, but nevertheless significant, abnormalities even when patients are asymptomatic and under dietary treatment. Confirmatory testing for many of the FAO disorders is also available. For more information see FAO / Fatty Acid Oxidation Probe Assay, Fibroblast Culture and HFAOP / Fatty Acid Oxidation Gene Panel, Varies. Peroxisomal Disorders: Peroxisomes are organelles present in all human cells except mature erythrocytes. They carry out essential metabolic functions including beta-oxidation of very long-chain fatty acids (VLCFA), alpha-oxidation of phytanic acid, and biosynthesis of plasmalogen and bile acids. Peroxisomal disorders include disorders of peroxisomal biogenesis with defective assembly of the entire organelle, and single peroxisomal enzyme/transporter defects where the organelle is intact but a specific function is disrupted. Peroxisomal beta-oxidation of VLCFA is impaired in all disorders of peroxisomal biogenesis and in selected single enzyme deficiencies, particularly X-linked adrenoleukodystrophy, resulting in elevated concentrations of VLCFA in serum or plasma. POXP / Fatty Acid Profile, Peroxisomal (C22-C26), Plasma or POX / Fatty Acid Profile, Peroxisomal (C22-C26), Serum is the preferred screening test for evaluating patients with possible peroxisomal disorders, single-enzyme defects of peroxisomal metabolism such as X-linked adrenoleukodystrophy, or peroxisomal biogenesis disorders (Zellweger syndrome spectrum). Confirmatory testing for X-linked adrenoleukodystrophy via molecular genetic analysis is available; see XALDZ / X-Linked Adrenoleukodystrophy, Full Gene Analysis, Varies. | Octanoic Acid, C8:0 <1 year: 7-63 nmol/mL 1-17 years: 9-41 nmol/mL > or =18 years: 8-47 nmol/mL Decenoic Acid, C10:1 <1 year:0.8-4.8nmol/mL 1-17 years: 1.6-6.6nmol/mL > or =18 years: 1.8-5.0nmol/mL Decanoic Acid, C10:0 <1 year: 2-62 nmol/mL 1-17 years: 3-25 nmol/mL > or =18 years: 2-18 nmol/mL Lauroleic Acid, C12:1 <1 year: 0.6-4.8 nmol/mL 1-17 years: 1.3-5.8 nmol/mL > or =18 years: 1.4-6.6 nmol/mL Lauric Acid, C12:0 <1 year: 6-190 nmol/mL 1-17 years: 5-80 nmol/mL > or =18 years: 6-90 nmol/mL Tetradecadienoic Acid, C14:2 <1 year: 0.3-6.5 nmol/mL 1-17 years: 0.2-5.8 nmol/mL > or =18 years: 0.8-5.0 nmol/mL Myristoleic Acid, C14:1 <1 year: 1-46 nmol/mL 1-17 years: 1-31 nmol/mL > or =18 years: 3-64 nmol/mL Myristic Acid, C14:0 <1 year: 30-320 nmol/mL 1-17 years: 40-290 nmol/mL > or =18 years: 30-450 nmol/mL Hexadecadienoic Acid, C16:2 <1 year: 4-27 nmol/mL 1-17 years: 3-29 nmol/mL > or =18 years: 10-48 nmol/mL Hexadecenoic Acid, C16:1w9 <1 year: 21-69 nmol/mL 1-17 years: 24-82 nmol/mL > or =18 years: 25-105 nmol/mL Palmitoleic Acid, C16:1w7 <1 year: 20-1,020 nmol/mL 1-17 years: 100-670 nmol/mL > or =18 years: 110-1,130 nmol/mL Palmitic Acid, C16:0 <1 year: 720-3,120 nmol/mL 1-17 years: 960-3,460 nmol/mL > or =18 years: 1,480-3,730 nmol/mL Gamma-Linolenic Acid, C18:3w6 <1 year:6-110nmol/mL 1-17 years: 9-130nmol/mL > or =18 years: 16-150nmol/mL Alpha-Linolenic Acid, C18:3w3 <1 year: 10-190 nmol/mL 1-17 years: 20-120 nmol/mL > or =18 years: 50-130 nmol/mL Linoleic Acid, C18:2w6 < or =31 days: 350-2,660 nmol/mL 32 days-11 months: 1,000-3,300 nmol/mL 1-17 years: 1,600-3,500 nmol/mL > or =18 years: 2,270-3,850 nmol/mL Oleic Acid, C18:1w9 <1 year: 250-3,500 nmol/mL 1-17 years: 350-3,500 nmol/mL > or =18 years: 650-3,500 nmol/mL Vaccenic Acid, C18:1w7 <1 year: 140-720 nmol/mL 1-17 years: 320-900 nmol/mL > or =18 years: 280-740 nmol/mL Stearic Acid, C18:0 <1 year: 270-1,140 nmol/mL 1-17 years: 280-1,170 nmol/mL > or =18 years: 590-1,170 nmol/mL EPA, C20:5w3 <1 year: 2-60 nmol/mL 1-17 years: 8-90 nmol/mL > or =18 years: 14-100 nmol/mL Arachidonic Acid, C20:4w6 <1 year: 110-1,110 nmol/mL 1-17 years: 350-1,030 nmol/mL > or =18 years: 520-1,490 nmol/mL Mead Acid, C20:3w9 < or =31 days: 8-60 nmol/mL 32 days-11 months: 3-24 nmol/mL > or =1 year: 7-30 nmol/mL Homo-Gamma-Linolenic Acid, C20:3w6 <1 year:30-170 nmol/mL 1-17 years: 60-220 nmol/mL > or =18 years: 50-250 nmol/mL Arachidic Acid, C20:0 <1 year: 30-120 nmol/mL 1-17 years: 30-90 nmol/mL > or =18 years: 50-90 nmol/mL DHA, C22:6w3 <1 year: 10-220 nmol/mL 1-17 years: 30-160 nmol/mL > or =18 years: 30-250 nmol/mL DPA, C22:5w6 <1 year: 3-70 nmol/mL 1-17 years: 10-50 nmol/mL > or =18 years: 10-70 nmol/mL DPA, C22:5w3 <1 year: 6-110 nmol/mL 1-17 years: 30-270 nmol/mL > or =18 years: 20-210 nmol/mL DTA, C22:4w6 <1 year: 2-50 nmol/mL 1-17 years: 10-40 nmol/mL > or =18 years: 10-80 nmol/mL Docosenoic Acid, C22:1 <1 year: 2-20 nmol/mL > or =1 year: 4-13 nmol/mL Docosanoic Acid, C22:0 0.0-96.3 nmol/mL Nervonic Acid, C24:1 <1 year: 30-150 nmol/mL 1-17 years: 50-130 nmol/mL > or =18 years: 60-100 nmol/mL Tetracosanoic Acid, C24:0 0.0-91.4 nmol/mL Hexacosenoic Acid, C26:1 <1 year: 0.2-2.1 nmol/mL > or =1 year: 0.3-0.7 nmol/mL Hexacosanoic Acid, C26:0 0.00-1.30 nmol/mL Pristanic Acid, C15:0(CH3)4 < or =4 months: 0.00-0.60 nmol/mL 5-8 months: 0.00-0.84 nmol/mL 9-12 months: 0.00-0.77 nmol/mL 13-23 months: 0.00-1.47 nmol/mL > or =2 years: 0.00-2.98 nmol/mL Phytanic Acid, C16:0(CH3)4 < or =4 months: 0.00-5.28 nmol/mL 5-8 months: 0.00-5.70 nmol/mL 9-12 months: 0.00-4.40 nmol/mL 13-23 months: 0.00-8.62 nmol/mL > or =2 years: 0.00-9.88 nmol/mL Triene/Tetraene Ratio < or =31 days: 0.017-0.083 32 days-17 years: 0.013-0.050 > or =18 years: 0.010-0.038 Total Saturated Acid <1 year: 1.2-4.6 mmol/L 1-17 years: 1.4-4.9 mmol/L > or =18 years: 2.5-5.5 mmol/L Total Monounsaturated Acid <1 year: 0.3-4.6 mmol/L 1-17 years: 0.5-4.4 mmol/L > or =18 years: 1.3-5.8 mmol/L Total Polyunsaturated Acid <1 year: 1.1-4.9 mmol/L 1-17 years: 1.7-5.3 mmol/L > or =18 years: 3.2-5.8 mmol/L Total w3 <1 year: 0.0-0.4 mmol/L 1-17 years: 0.1-0.5 mmol/L > or =18 years: 0.2-0.5 mmol/L Total w6 <1 year: 0.9-4.4 mmol/L 1-17 years: 1.6-4.7 mmol/L > or =18 years: 3.0-5.4 mmol/L Total Fatty Acids <1 year: 3.3-14.0 mmol/L 1-17 years: 4.4-14.3 mmol/L > or =18 years: 7.3-16.8 mmol/L | An increased triene:tetraene ratiois consistent with essential fatty acid deficiency. Fatty acid oxidation disorders are recognized on the basis of disease-specific patterns that are correlated to the results of other investigations in plasma (carnitine, acylcarnitines) and urine (organic acids, acylglycines). Increased concentrations of serum very long-chain fatty acids (VLCFA) C24:0 and C26:0 are seen in peroxisomal disorders, X-linked adrenoleukodystrophy, adrenomyeloneuropathy, and Zellweger syndrome (cerebrohepatorenal syndrome). Increased concentrations of serum phytanic acid (along with normal pristanic acid concentrations) are seen in Refsum disease (phytanase deficiency). Serum phytanic acid concentration also may be increased in other peroxisomal disorders and, when combined with the VLCFA, pristanic acid and pipecolic acid allow differential diagnosis of peroxisomal disorders. | For nutritional assessment, a 12- to 14-hour fast is required; however, infants or persons suspected of having a fatty acid oxidation disorder should not fast before testing due to the possibility of acute metabolic decompensation. Instead, collect the specimen after the longest fast possible, just before feeding. In the case of a patient on total parenteral nutrition, specimen can be collected as normal. | 1. Vannice G, Rasmussen H. Position of the Academy of Nutrition and Dietetics: Dietary fatty acids for healthy adults. J Acad Nutr Diet. 2014;114(1):136-153. doi:10.1016/j.jand.2013.11.001 2. Rinaldo P, Matern D, Bennett MJ. Fatty acid oxidation disorders. Ann Rev Physiol. 2002;64:477-502 3. Jeppesen PB, Christensen MS, Hoy CE, Mortensen PB. Essential fatty acid deficiency in patients with severe fat malabsorption. Am J Clin Nutr. 1997;65(3):837-843 4. Spector AA, Kim HY. Discovery of essential fatty acids. J. Lipid Res. 2015;56(1):11-215. VerHoeven NM, Jakobs C. Human metabolism of phytanic acid and pristanic acid. Prog in Lipid Res. 2001;40(6):453-466 6. Luszczki E, Boakye F, Zielinska M, Deren K, et al. Vegan diet: nutritional components, implementation, and effects on adults' health. Front Nutr. 2023 9;10:1294497. doi:10.3389/fnut.2023.1294497 | Quantitation of fatty acids of specific chain lengths is performed as follows: a 2-step, acid-base hydrolysis is followed by hexane extraction and derivatization with pentafluorobenzyl bromide. Separation and detection are accomplished by capillary gas chromatography electron-capture negative ion-mass spectrometry. Quantitation is based on analysis in the selected ion-monitoring mode by using 13 stable isotope-labeled internal standards.(Lagerstedt SA, Hinrichs DR, Batt SM, Magera MJ, Rinaldo P, McConnell JP. Quantitative determination of plasma C8-C26 total fatty acids for the biochemical diagnosis of nutritional and metabolic disorders. Mol Genet Metab. 2001;73[1]:38-45, Gramlich L, Ireton-Jones C, Miles JM, Morrison M, Pontes-Arruda A. Essential fatty acid requirements and intravenous lipid emulsions. JPEN J Parenter Enteral Nutr. 2019;43[6]:697-707) | 3 to 5 days | 2 months | This test was developed and its performance characteristics determined by Mayo Clinic in a manner consistent with CLIA requirements. It has not been cleared or approved by the US Food and Drug Administration. | 82725 | Fatty Acid Profile, Comprehensive,S | 43674-1 | 17056 | Interpretation | 59462-2
PFAPE | Fatty Acid Profile, Essential, Plasma | Evaluating the nutritional intake and intestinal absorption of essential fatty acidsusing plasma specimens Identifying deficiency of essential and other nutritionally beneficial fatty acids Monitoring treatment of patients with essential fatty acid deficiencies who are receiving linoleic acid (C18:2w6) and alpha-linolenic acid (C18:3w3) | Gas Chromatography Mass Spectrometry (GC-MS) Stable Isotope Dilution | Yes | Fatty Acid Profile, Essential, P | Plasma | Patient Preparation: 1. For nutritional assessment, patient should fast overnight (12-14 hours); for patients with a suspected fatty acid oxidation disorder, collect immediately before next feeding as fasting is contraindicated. 2. Patientmust notconsume any alcohol for 24 hours before the specimen collection. Supplies:Sarstedt Aliquot Tube, 5 mL (T914) Collection Container/Tube: Preferred:Green top (sodium heparin) Acceptable:Lavender top (EDTA) or green top (lithium heparin) Submission Container/Tube:Plastic vial Specimen Volume:0.5 mL Collection Instructions:Centrifuge and aliquot plasma into plastic vial. | 0.15 mL | Fats are important sources of energy for tissues and for the function and integrity of cellular membranes. Deficiencies are commonly caused by inadequate dietary intake of lipids due to an unbalanced diet, long-term parenteral nutrition, or by intestinal malabsorption. Linoleic acid, an omega-6 fatty acid, and alpha-linolenic acid, an omega-3 fatty acid, are considered essential fatty acids in that they cannot be made by the body and are essential components of the diet. The major clinical manifestations associated with essential fatty acid deficiency (EFAD) include dermatitis, increased water permeability of the skin, increased susceptibility to infection, and impaired wound healing. Biochemical abnormalities may be detected before the onset of recognizable clinical manifestations. EFAD can be detected by diminished levels of the essential fatty acids, linoleic and alpha-linolenic acid, as well as by increases in the triene:tetraene ratio. Excess dietary fatty acids have been linked to the onset of cardiovascular disease. Elevated levels of linoleic acid can contribute to overproduction of the proinflammatory 2-series local hormones. The Academy of Nutrition and Dietetics recommends that dietary fat for the healthy adult population should provide 20% to 35% of energy, with an increased consumption of n-3 polyunsaturated fatty acids and limited intake of saturated and trans fats.(1) | Lauric Acid, C12:0 <1 year: 6-190 nmol/mL 1-17 years: 5-80 nmol/mL > or =18 years: 6-90 nmol/mL Myristic Acid, C14:0 <1 year: 30-320 nmol/mL 1-17 years: 40-290 nmol/mL > or =18 years: 30-450 nmol/mL Hexadecenoic Acid, C16:1w9 <1 year: 21-69 nmol/mL 1-17 years: 24-82 nmol/mL > or =18 years: 25-105 nmol/mL Palmitoleic Acid, C16:1w7 <1 year: 20-1,020 nmol/mL 1-17 years: 100-670 nmol/mL > or =18 years: 110-1,130 nmol/mL Palmitic Acid, C16:0 <1 year: 720-3,120 nmol/mL 1-17 years: 960-3,460 nmol/mL > or =18 years: 1,480-3,730 nmol/mL Gamma-Linolenic Acid, C18:3w6 <1 year:6-110 nmol/mL 1-17 years: 9-130 nmol/mL > or =18 years: 16-150 nmol/mL Alpha-Linolenic Acid, C18:3w3 <1 year:10-190 nmol/mL 1-17 years: 20-120 nmol/mL > or =18 years: 50-130 nmol/mL Linoleic Acid, C18:2w6 < or =31 days: 350-2,660 nmol/mL 32 days-11 months: 1,000-3,300 nmol/mL 1-17 years: 1,600-3,500 nmol/mL > or =18 years: 2,270-3,850 nmol/mL Oleic Acid, C18:1w9 <1 year: 250-3,500 nmol/mL 1-17 years: 350-3,500 nmol/mL > or =18 years: 650-3,500 nmol/mL Vaccenic Acid, C18:1w7 <1 year: 140-720 nmol/mL 1-17 years: 320-900 nmol/mL > or =18 years: 280-740 nmol/mL Stearic Acid, C18:0 <1 year: 270-1,140 nmol/mL 1-17 years: 280-1,170 nmol/mL > or =18 years: 590-1,170 nmol/mL EPA, C20:5w3 <1 year: 2-60 nmol/mL 1-17 years: 8-90 nmol/mL > or =18 years: 14-100 nmol/mL Arachidonic Acid, C20:4w6 <1 year: 110-1,110 nmol/mL 1-17 years: 350-1,030 nmol/mL > or =18 years: 520-1,490 nmol/mL Mead Acid, C20:3w9 < or =31 days: 8-60 nmol/mL 32 days-11 months: 3-24 nmol/mL 1-17 years: 7-30 nmol/mL > or =18 years: 7-30 nmol/mL Homo-Gamma-Linolenic C20:3w6 <1 year:30-170 nmol/mL 1-17 years: 60-220 nmol/mL > or =18 years: 50-250 nmol/mL Arachidic Acid, C20:0 <1 year: 30-120 nmol/mL 1-17 years: 30-90 nmol/mL > or =18 years: 50-90 nmol/mL DHA, C22:6w3 <1 year: 10-220 nmol/mL 1-17 years: 30-160 nmol/mL > or =18 years: 30-250 nmol/mL DPA, C22:5w6 <1 year: 3-70 nmol/mL 1-17 years: 10-50 nmol/mL > or =18 years: 10-70 nmol/mL DPA, C22:5w3 <1 year: 6-110 nmol/mL 1-17 years: 30-270 nmol/mL > or =18 years: 20-210 nmol/mL DTA, C22:4w6 <1 year: 2-50 nmol/mL 1-17 years: 10-40 nmol/mL > or =18 years: 10-80 nmol/mL Docosenoic Acid, C22:1 <1 year: 2-20 nmol/mL 1-17 years: 4-13 nmol/mL > or =18 years: 4-13 nmol/mL Nervonic Acid, C24:1w9 <1 year: 30-150 nmol/mL 1-17 years: 50-130 nmol/mL > or =18 years: 60-100 nmol/mL Triene/Tetraene Ratio < or =31 days: 0.017-0.083 32 days-17 years: 0.013-0.050 > or =18 years: 0.010-0.038 Total Saturated Acid <1 year:1.2-4.6 mmol/L 1-17 years: 1.4-4.9 mmol/L > or =18 years: 2.5-5.5 mmol/L Total Monounsaturated Acid <1 year: 0.3-4.6 mmol/L 1-17 years: 0.5-4.4 mmol/L > or =18 years: 1.3-5.8 mmol/L Total Polyunsaturated Acid <1 year: 1.1-4.9 mmol/L 1-17 years: 1.7-5.3 mmol/L > or =18 years: 3.2-5.8 mmol/L Total w3 <1 year: 0.0-0.4 mmol/L 1-17 years: 0.1-0.5 mmol/L > or =18 years: 0.2-0.5 mmol/L Total w6 <1 year: 0.9-4.4 mmol/L 1-17 years: 1.6-4.7 mmol/L > or =18 years: 3.0-5.4 mmol/L Total Fatty Acids <1 year: 3.3-14.0 mmol/L 1-17 years: 4.4-14.3 mmol/L > or =18 years: 7.3-16.8 mmol/L | Concentrations below the stated reference ranges are consistent with fatty acid deficiencies. An increased triene:tetraene ratio is consistent withessential fatty acid deficiency | For nutritional assessment, a 12- to 14-hour fast is required; however, infants or persons suspected of having a fatty acid oxidation disorder should not fast before testing due to the possibility of acute metabolic decompensation. Instead, collect the specimen after the longest fast possible, just before feeding. In the case of a patient on total parenteral nutrition, specimen can be collected as normal. | 1. Vannice G, Rasmussen H. Position of the Academy of Nutrition and Dietetics: Dietary fatty acids for healthy adults. J Acad Nutr Diet. 2014;1(114):136-153 2. Jeppesen PB, Christensen MS, Hoy CE, Mortensen PB. Essential fatty acid deficiency in patients with severe fat malabsorption. Am J Clin Nutr. 1997;65(3):837-843 3. Spector AA, Kim HY: Discovery of essential fatty acids. J. Lipid Res. 2015;56(1):11-21 4. Luszczki E, Boakye F, Zielinska M, Deren K, et al. Vegan diet: nutritional components, implementation, and effects on adults' health. Front Nutr. 2023;10:1294497. doi:10.3389/fnut.2023.1294497 | Quantitation of fatty acids of specific chain lengths is performed as follows: a 2-step, acid-base hydrolysis is followed by hexane extraction and derivatization with pentafluorobenzyl bromide. Separation and detection are accomplished by capillary gas chromatography electron-capture negative ion-mass spectrometry. Quantitation is based on analysis in the selected ion-monitoring mode by using 13 stable isotope-labeled internal standards.(Lagerstedt SA, Hinrichs DR, Batt SM, Magera MJ, Rinaldo P, McConnell JP. Quantitative determination of plasma C8-C26 total fatty acids for the biochemical diagnosis of nutritional and metabolic disorders. Mol Genet Metab. 2001;73[1]:38-45; Gramlich L, Ireton-Jones C, Miles JM, Morrison M, Pontes-Arruda A. Essential fatty acid requirements and intravenous lipid emulsions. JPEN J Parenter Enteral Nutr. 2019;43[6]:697-707) | 3 to 5 days | 2 months | This test was developed and its performance characteristics determined by Mayo Clinic in a manner consistent with CLIA requirements. It has not been cleared or approved by the US Food and Drug Administration. | 82725 | Fatty Acid Profile, Essential, P | 43676-6 | 36577 | Total Fatty Acids | 24461-6
FAPEP | Fatty Acid Profile, Essential, Serum | Evaluating the nutritional intake and intestinal absorption of essential fatty acidsusing serum specimens Identifying deficiency of essential and other nutritionally beneficial fatty acids Monitoring treatment of patients with essential fatty acid deficiencies who are receiving linoleic acid (C18:2w6) and alpha-linolenic acid (C18:3w3) | Gas Chromatography Mass Spectrometry (GC-MS) Stable Isotope Dilution Analysis | Yes | Fatty Acid Profile, Essential, S | Serum | Patient Preparation: 1. For nutritional assessment, patient should fast overnight (12-14 hours); for patients with a suspected fatty acid oxidation disorder, collect immediately before next feeding as fasting is contraindicated. 2. Patientmust notconsume any alcohol for 24 hours before the specimen collection. Supplies: Sarstedt Aliquot Tube, 5 mL (T914) Collection Container/Tube: Preferred:Serum gel Acceptable:Red Top Submission Container/Tube:Plastic vial Specimen Volume:0.5 mL Collection Instructions:Centrifuge and aliquot serum into plastic vial. | 0.15 mL | Fats are important sources of energy for tissues and for the function and integrity of cellular membranes. Deficiencies are commonly caused by inadequate dietary intake of lipids due to an unbalanced diet, long-term parenteral nutrition, or by intestinal malabsorption.Linoleic acid, an omega-6 fatty acid, and alpha-linolenic acid, an omega-3 fatty acid, are considered essential fatty acids in that they cannot be made by the body and are essential components of the diet. The major clinical manifestations associated with essential fatty acid deficiency (EFAD) include dermatitis, increased water permeability of the skin, increased susceptibility to infection, and impaired wound healing. Biochemical abnormalities may be detected before the onset of recognizable clinical manifestations. EFAD can be detected by diminished levels of the essential fatty acids, linoleic and alpha-linolenic acid, as well as by increases in the triene:tetraene ratio. Excess dietary fatty acids have been linked to the onset of cardiovascular disease. Elevated levels of linoleic acid can contribute to overproduction of the proinflammatory 2-series local hormones. The Academy of Nutrition and Dietetics recommends that dietary fat for the healthy adult population should provide 20% to 35% of energy, with an increased consumption of n-3 polyunsaturated fatty acids and limited intake of saturated and trans fats.(1) | Lauric Acid, C12:0 <1 year: 6-190 nmol/mL 1-17 years: 5-80 nmol/mL > or =18 years: 6-90 nmol/mL Myristic Acid, C14:0 <1 year: 30-320 nmol/mL 1-17 years: 40-290 nmol/mL > or =18 years: 30-450 nmol/mL Hexadecenoic Acid, C16:1w9 <1 year: 21-69 nmol/mL 1-17 years: 24-82 nmol/mL > or =18 years: 25-105 nmol/mL Palmitoleic Acid, C16:1w7 <1 year: 20-1,020 nmol/mL 1-17 years: 100-670 nmol/mL > or =18 years: 110-1,130 nmol/mL Palmitic Acid, C16:0 <1 year: 720-3,120 nmol/mL 1-17 years: 960-3,460 nmol/mL > or =18 years: 1,480-3,730 nmol/mL Gamma-Linolenic Acid, C18:3w6 <1 year:6-110 nmol/mL 1-17 years: 9-130 nmol/mL > or =18 years: 16-150 nmol/mL Alpha-Linolenic Acid, C18:3w3 <1 year:10-190 nmol/mL 1-17 years: 20-120 nmol/mL > or =18 years: 50-130 nmol/mL Linoleic Acid, C18:2w6 < or =31 days: 350-2,660 nmol/mL 32 days-11 months: 1,000-3,300 nmol/mL 1-17 years: 1,600-3,500 nmol/mL > or =18 years: 2,270-3,850 nmol/mL Oleic Acid, C18:1w9 <1 year: 250-3,500 nmol/mL 1-17 years: 350-3,500 nmol/mL > or =18 years: 650-3,500 nmol/mL Vaccenic Acid, C18:1w7 <1 year: 140-720 nmol/mL 1-17 years: 320-900 nmol/mL > or =18 years: 280-740 nmol/mL Stearic Acid, C18:0 <1 year: 270-1,140 nmol/mL 1-17 years: 280-1,170 nmol/mL > or =18 years: 590-1,170 nmol/mL EPA, C20:5w3 <1 year: 2-60 nmol/mL 1-17 years: 8-90 nmol/mL > or =18 years: 14-100 nmol/mL Arachidonic Acid, C20:4w6 <1 year: 110-1,110 nmol/mL 1-17 years: 350-1,030 nmol/mL > or =18 years: 520-1,490 nmol/mL Mead Acid, C20:3w9 < or =31 days: 8-60 nmol/mL 32 days-11 months: 3-24 nmol/mL 1-17 years: 7-30 nmol/mL > or =18 years: 7-30 nmol/mL Homo-Gamma-Linolenic C20:3w6 <1 year:30-170 nmol/mL 1-17 years: 60-220 nmol/mL > or =18 years: 50-250 nmol/mL Arachidic Acid, C20:0 <1 year: 30-120 nmol/mL 1-17 years: 30-90 nmol/mL > or =18 years: 50-90 nmol/mL DHA, C22:6w3 <1 year: 10-220 nmol/mL 1-17 years: 30-160 nmol/mL > or =18 years: 30-250 nmol/mL DPA, C22:5w6 <1 year: 3-70 nmol/mL 1-17 years: 10-50 nmol/mL > or =18 years: 10-70 nmol/mL DPA, C22:5w3 <1 year: 6-110 nmol/mL 1-17 years: 30-270 nmol/mL > or =18 years: 20-210 nmol/mL DTA, C22:4w6 <1 year: 2-50 nmol/mL 1-17 years: 10-40 nmol/mL > or =18 years: 10-80 nmol/mL Docosenoic Acid, C22:1 <1 year: 2-20 nmol/mL 1-17 years: 4-13 nmol/mL > or =18 years: 4-13 nmol/mL Nervonic Acid, C24:1w9 <1 year: 30-150 nmol/mL 1-17 years: 50-130 nmol/mL > or =18 years: 60-100 nmol/mL Triene/Tetraene Ratio < or =31 days: 0.017-0.083 32 days-17 years: 0.013-0.050 > or =18 years: 0.010-0.038 Total Saturated Acid <1 year:1.2-4.6 mmol/L 1-17 years: 1.4-4.9 mmol/L > or =18 years: 2.5-5.5 mmol/L Total Monounsaturated Acid <1 year: 0.3-4.6 mmol/L 1-17 years: 0.5-4.4 mmol/L > or =18 years: 1.3-5.8 mmol/L Total Polyunsaturated Acid <1 year: 1.1-4.9 mmol/L 1-17 years: 1.7-5.3 mmol/L > or =18 years: 3.2-5.8 mmol/L Total w3 <1 year: 0.0-0.4 mmol/L 1-17 years: 0.1-0.5 mmol/L > or =18 years: 0.2-0.5 mmol/L Total w6 <1 year: 0.9-4.4 mmol/L 1-17 years: 1.6-4.7 mmol/L > or =18 years: 3.0-5.4 mmol/L Total Fatty Acids <1 year: 3.3-14.0 mmol/L 1-17 years: 4.4-14.3 mmol/L > or =18 years: 7.3-16.8 mmol/L | Concentrations below the stated reference ranges are consistent with fatty acid deficiencies. An increased triene:tetraene ratio is consistent withessential fatty acid deficiency. | For nutritional assessment, a 12- to 14-hour fast is required; however, infants or persons suspected of having a fatty acid oxidation disorder should not fast before testing due to the possibility of acute metabolic decompensation. Instead, collect the specimen after the longest fast possible, just before feeding. In the case of a patient on total parenteral nutrition, specimen can be collected as normal. | 1. Vannice G, Rasmussen H. Position of the Academy of Nutrition and Dietetics: Dietary fatty acids for healthy adults. J Acad Nutr Diet. 2014;1(114):136-153 2. Jeppesen PB, Chistensen MS, Hoy CE, Mortensen PB. Essential fatty acid deficiency in patients with severe fat malabsorption. Am J Clin Nutr. 1997;65(3):837-843 3. Spector AA, Kim HY. Discovery of essential fatty acids. J. Lipid Res. 2015;56(1):11-21 4. Luszczki E, Boakye F, Zielinska M, Deren K, et al. Vegan diet: nutritional components, implementation, and effects on adults' health. Front Nutr. 2023;10:1294497. doi:10.3389/fnut.2023.1294497 | Quantitation of fatty acids of specific chain lengths is performed as follows: a 2-step, acid-base hydrolysis is followed by hexane extraction and derivatization with pentafluorobenzyl bromide. Separation and detection are accomplished by capillary gas chromatography electron-capture negative ion-mass spectrometry. Quantitation is based on analysis in the selected ion-monitoring mode by using 13 stable isotope-labeled internal standards.(Lagerstedt SA, Hinrichs DR, Batt SM, Magera MJ, Rinaldo P, McConnell JP. Quantitative determination of plasma C8-C26 total fatty acids for the biochemical diagnosis of nutritional and metabolic disorders. Mol Genet Metab. 2001;73[1]:38-45; Gramlich L, Ireton-Jones C, Miles JM, Morrison M, Pontes-Arruda A. Essential fatty acid requirements and intravenous lipid emulsions. JPEN J Parenter Enteral Nutr. 2019;43[6]:697-707) | 3 to 5 days | 2 months | This test was developed and its performance characteristics determined by Mayo Clinic in a manner consistent with CLIA requirements. It has not been cleared or approved by the US Food and Drug Administration. | 82725 | Fatty Acid Profile, Essential, S | 43676-6 | 17054 | Interpretation | 59462-2
FAPM | Fatty Acid Profile, Mitochondrial (C8-C18), Serum | Biochemical diagnosis of inborn errors of mitochondrial fatty acid oxidation, including deficiencies of medium-chain acyl-Co-A dehydrogenase, long-chain 3-hydroxyacyl-Co-A dehydrogenase, very long-chain acyl-Co-A dehydrogenase, and glutaric acidemia type 2 | Gas Chromatography Mass Spectrometry (GC-MS) Stable Isotope Dilution | Yes | Fatty Acid Profile, Mitochondrial,S | For more information seeEpilepsy: Unexplained Refractory and/or Familial Testing Algorithm | Patient Preparation: 1. For nutritional assessment, patient should fast overnight (12-14 hours); for patients with a suspected fatty acid oxidation disorder, collect immediately before next feeding as fasting is contraindicated. 2. Patientmust notconsume any alcohol for 24 hours before the specimen collection. Supplies: Sarstedt Aliquot Tube, 5 mL (T914) Collection Container/Tube: Preferred:Serum gel Acceptable:Red Top Submission Container/Tube:Plastic vial Specimen Volume:0.5 mL Collection Instructions:Centrifuge and aliquot serum into plastic vial. | 0.15 mL | Mitochondrial beta-oxidation is the main source of energy to skeletal and heart muscle during periods of fasting. When the body's supply of glucose is depleted, fatty acids are mobilized from adipose tissue and converted to ketone bodies through a series of steps providing an alternate source of energy. Deficient enzymes at any step in this pathway prevent the production of energy during periods of physiologic stress such as fasting or intercurrent illness. The major clinical manifestations associated with fatty acid oxidation (FAO) disorders include hypoketotic hypoglycemia, liver disease and failure, skeletal myopathy, dilated/hypertrophic cardiomyopathy, and sudden unexpected death in early life. Signs and symptoms may vary greatly in severity, combination, and age of presentation. Life-threatening episodes of metabolic decompensation frequently occur after periods of inadequate calorie intake or intercurrent illness. When properly diagnosed, patients with FAO disorders respond favorably to fasting avoidance, diet therapy, and aggressive treatment of intercurrent illnesses, with significant reduction of morbidity and mortality. Disease-specific characteristic patterns of metabolites from FAO disorders are detectable in blood, bile, urine, and cultured fibroblasts of living and many deceased individuals. Quantitative determination of C8-C18 fatty acids is an important element of the workup and differential diagnosis of candidate patients. Fatty acid profiling can detect quantitatively modest, but nevertheless significant, abnormalities even when patients are asymptomatic and under dietary treatment. Confirmatory testing for many of the FAO disorders is also available. For more information see FAO / Fatty Acid Oxidation Probe Assay, Fibroblast Culture and HFAOP / Fatty Acid Oxidation Gene Panel, Varies | Octanoic Acid, C8:0 <1 year: 7-63 nmol/mL 1-17 years: 9-41 nmol/mL > or =18 years: 8-47 nmol/mL Decenoic Acid, C10:1 <1 year: 0.8-4.8 nmol/mL 1-17 years: 1.6-6.6 nmol/mL > or =18 years: 1.8-5.0 nmol/mL Decanoic Acid, C10:0 <1 year: 2-62 nmol/mL 1-17 years: 3-25 nmol/mL > or =18 years: 2-18 nmol/mL Lauroleic Acid, C12:1 <1 year: 0.6-4.8 nmol/mL 1-17 years: 1.3-5.8 nmol/mL > or =18 years: 1.4-6.6 nmol/mL Lauric Acid, C12:0 <1 year: 6-190 nmol/mL 1-17 years: 5-80 nmol/mL > or =18 years: 6-90 nmol/mL Tetradecadienoic Acid, C14:2 <1 year: 0.3-6.5 nmol/mL 1-17 years: 0.2-5.8 nmol/mL > or =18 years: 0.8-5.0 nmol/mL Myristoleic Acid, C14:1 <1 year: 1-46 nmol/mL 1-17 years: 1-31 nmol/mL > or =18 years: 3-64 nmol/mL Myristic Acid, C14:0 <1 year: 30-320 nmol/mL 1-17 years: 40-290 nmol/mL > or =18 years: 30-450 nmol/mL Hexadecadienoic Acid, C16:2 <1 year: 4-27 nmol/mL 1-17 years: 3-29 nmol/mL > or =18 years: 10-48 nmol/mL Palmitoleic Acid, C16:1w7 <1 year: 20-1,020 nmol/mL 1-17 years: 100-670 nmol/mL > or =18 years: 110-1,130 nmol/mL Palmitic Acid, C16:0 <1 year: 720-3,120 nmol/mL 1-17 years: 960-3,460 nmol/mL > or =18 years: 1,480-3,730 nmol/mL Linoleic Acid, C18:2w6 < or =31 days: 350-2,660 nmol/mL 32 days-11 months: 1,000-3,300 nmol/mL 1-17 years: 1,600-3,500 nmol/mL > or =18 years: 2,270-3,850 nmol/mL Oleic Acid, C18:1w9 <1 year: 250-3,500 nmol/mL 1-17 years: 350-3,500 nmol/mL > or =18 years: 650-3,500 nmol/mL Stearic Acid, C18:0 <1 year: 270-1,140 nmol/mL 1-17 years: 280-1,170 nmol/mL > or =18 years: 590-1,170 nmol/mL | Fatty acid oxidation disorders are recognized on the basis of disease-specificmetabolite patterns that are correlated to the results of otherinvestigations in plasma (carnitine, acylcarnitines) and urine(organic acids, acylglycines). | For nutritional assessment, a 12- to 14-hour fast is required; however, patients suspected of having a fatty acid oxidation disorder should notfast before testing due to the possibility of acute metabolicdecompensation. Instead, collect the specimen after the longest fastpossible, just before feeding. In the case of a patient on total parenteral nutrition, specimen can be collected as normal. | 1. Rinaldo P, Matern D, Bennett MJ. Fatty acid oxidation disorders. Ann Rev Physiol. 2002;64:477-502 2. Kang E, Kim YM, Kang, M, et al. Clinical and genetic characteristics of patients with fatty acid oxidation disorders identified by newborn screening. BMC Pediatr. 2018;18(1):103 | Quantitation of fatty acids of specific chain lengths is performed as follows: a 2-step, acid-base hydrolysis is followed by hexane extraction and derivatization with pentafluorobenzyl bromide. Separation and detection are accomplished by capillary gas chromatography electron-capture negative ion-mass spectrometry. Quantitation is based on analysis in the selected ion-monitoring mode by using 13 stable isotope-labeled internal standards.(Lagerstedt SA, Hinrichs DR, Batt SM, Magera MJ, Rinaldo P, McConnell JP. Quantitative determination of plasma C8-C26 total fatty acids for the biochemical diagnosis of nutritional and metabolic disorders. Mol Genet Metab. 2001;73[1]:38-45; Gramlich L, Ireton-Jones C, Miles JM, Morrison M, Pontes-Arruda A. Essential fatty acid requirements and intravenous lipid emulsions. JPEN J Parenter Enteral Nutr. 2019;43[6]:697-707) | 3 to 5 days | 2 months | This test was developed and its performance characteristics determined by Mayo Clinic in a manner consistent with CLIA requirements. It has not been cleared or approved by the US Food and Drug Administration. | 82725 | Fatty Acid Profile, Mitochondrial,S | 43675-8 | 17055 | Interpretation | 59462-2
POXP | Fatty Acid Profile, Peroxisomal (C22-C26), Plasma | Evaluating patients with possible peroxisomal disorders, including peroxisomal biogenesis disorders, X-linked adrenoleukodystrophy, and Refsum diseaseusing plasma specimens Aiding in the assessment of peroxisomal function | Gas Chromatography Mass Spectrometry (GC-MS) | Yes | Fatty Acid Profile, Peroxisomal,P | For more information see: | Patient Preparation: 1. Fasting-overnight (12-14 hours). If fasting not possible for babies or infants, collect specimen prior to next feeding. 2. Patient must not consume any alcohol for 24 hours before the specimen is collected. Supplies:Sarstedt Aliquot Tube, 5 mL (T914) Collection Container/Tube: Preferred:Green top (sodium heparin) Acceptable:Lavender top (EDTA) or green top (lithium heparin) Submission Container/Tube:Plastic vial Specimen Volume:0.5 mL Collection Instructions:Centrifuge and aliquot plasma into plastic vial. | 0.15 mL | Peroxisomes are organelles present in all human cells except mature erythrocytes. They carry out essential metabolic functions, including beta-oxidation of very long-chain fatty acids (VLCFA), alpha-oxidation of phytanic acid, and biosynthesis of plasmalogen and bile acids. Peroxisomal disorders include disorders of peroxisomal biogenesis with defective assembly of the entire organelle, and single peroxisomal enzyme/transporter defects where the organelle is intact but a specific function is disrupted. Peroxisomal beta-oxidation of VLCFA is impaired in all disorders of peroxisomal biogenesis and in selected single enzyme deficiencies, particularly X-linked adrenoleukodystrophy (X-ALD), resulting in elevated concentrations of VLCFA in plasma or serum. Peroxisomal biogenesis disorders (PBD) include Zellweger syndrome spectrum disorders, which are clinically diverse and range in severity from neonatal lethal (Zellweger syndrome) to more variable clinical courses in neonatal adrenoleukodystrophy and infantile Refsum disease. Affected children typically have hypotonia, poor feeding, distinctive facial features, seizures, and liver dysfunction. Other features can include retinal dystrophy, hearing loss, developmental delays, and bleeding episodes. Rhizomelic chondrodysplasia punctata is another PBD. It is characterized by rhizomelic shortening, chondrodysplasia punctata, cataracts, intellectual disability, and seizures, although it can have a milder phenotype with only cataracts and chondrodysplasia. The typical biochemical profile shows normal VLCFA and elevated phytanic acid. X-ALD is a neurologic disorder affecting the white matter and adrenal cortex. It can present between ages 4 and 8 years as a childhood cerebral form with behavioral and cognitive changes, associated with neurologic decline. Other forms include an "Addison disease only" phenotype with adrenocortical insufficiency without initial neurologic abnormality and adrenomyeloneuropathy associated with later-onset progressive paraparesis. X-ALD is an X-linked condition that primarily affects male patients; however, some female patients who are carriers can develop later-onset neurologic manifestations. In 2016, X-ALD was added to the US Recommended Uniform Screening Panel, a list of conditions that are nationally recommended for newborn screening by the Secretary's Advisory Committee on Heritable Disorders in Newborns and Children. Refsum disease is a peroxisomal disorder characterized by anosmia, retinitis pigmentosa, neuropathy, deafness, ataxia, ichthyosis, and cardiac abnormalities. The classic biochemical profile of Refsum disease is an elevated plasma or serum phytanic acid level. Biochemical abnormalities in peroxisomal disorders include accumulations of VLCFA, phytanic acid, and pristanic acid. The differential diagnosis of these disorders is based on recognition of clinical phenotypes combined with a series of biochemical tests to assess peroxisomal function and structure. These include measurements and ratios of VLCFA, pipecolic acid (PIPA / Pipecolic Acid, Serum; PIPU / Pipecolic Acid, Random, Urine), phytanic acid and its metabolite pristanic acid. In addition, confirmatory testing for X-ALD (XALDZ / X-Linked Adrenoleukodystrophy, Full Gene Analysis, Varies) via molecular genetic analysis is available. | C22:0 < or =96.3 nmol/mL C24:0 < or =91.4 nmol/mL C26:0 < or =1.30 nmol/mL C24:0/C22:0 RATIO < or =1.39 C26:0/C22:0 RATIO < or =0.023 PRISTANIC ACID 0-4 months: < or =0.60 nmol/mL 5-8 months: < or =0.84 nmol/mL 9-12 months: < or =0.77 nmol/mL 13-23 months: < or =1.47 nmol/mL > or =24 months: < or =2.98 nmol/mL PHYTANIC ACID 0-4 months: < or =5.28 nmol/mL 5-8 months: < or =5.70 nmol/mL 9-12 months: < or =4.40 nmol/mL 13-23 months: < or =8.62 nmol/mL > or =24 months: < or =9.88 nmol/mL PRISTANIC/PHYTANIC ACID RATIO 0-4 months: < or =0.35 5-8 months: < or =0.28 9-12 months: < or =0.23 13-23 months: < or =0.24 > or =24 months: < or =0.39 | Reports include concentrations of C22:0, C24:0, C26:0 species, phytanic acid and pristanic acid, and calculated C24:0/C22:0, C26:0/C22:0 and phytanic acid:pristanic acid ratios. When no significant abnormalities are detected, a simple descriptive interpretation is provided. A profile of elevated phytanic acid, low-normal pristanic acid, and normal very long-chain fatty acids is suggestive of Refsum disease (phytanic acid oxidase deficiency); however, phytanic acid concentration may also be increased in disorders of peroxisomal biogenesis and should be considered in the differential diagnosis of peroxisomal disorders. If results are suggestive of hemizygosity for X-linked adrenoleukodystrophy, the calculated value of a discriminating function that more accurately segregates hemizygous individuals from normal controls is included in the report. Positive test results could be due to a genetic or nongenetic condition. Additional confirmatory testing would be required to differentiate between these causes. | In rare instances, patients with X-linked adrenoleukodystrophy (X-ALD) may have only minimally elevated values; 15% to 20% of women heterozygous for X-ALD have normal plasma very long-chain fatty acid levels. False-positive results may occur with nonfasting specimens. | 1. Moser AB, Kreiter N, Bezman L, et al. Plasma very long chain fatty acid assay in 3,000 peroxisome disease patients and 29,000 controls. Ann Neurol. 1999;45(1):100-110 2. Turk BR, Theda C, Fatemi A, Moser AB. X-linked adrenoleukodystrophy: Pathology, pathophysiology, diagnostic testing, newborn screening and therapies. Int J Dev Neurosci. 2020;80(1):52-72. doi:10.1002/jdn.10003 3. Waterham HR, Ferdinandusse S, Wanders RJA. Human disorders of peroxisome metabolism and biogenesis. Biochimica et Biophysica Acta. 2016;1863(5):922-933. doi:10.1016/j.bbamcr.2015.11.015 | Acidic hydrolysis is followed by basic hydrolysis and reacidification. Hexane extraction then proceeds to derivatization with pentafluorobenzyl bromide (PFB). Separation and detection of PFB-esters is accomplished by capillary gas chromatography mass spectrometry using electron capture ionization and selected negative ion monitoring. Quantitation is enhanced by the use of stable isotope-labeled internal standards.(Stellard F, ten Brink HJ, Kok RM, et al. Stable isotope dilution analysis of very long chain fatty acids in plasma, urine and amniotic fluid by electron capture negative ion mass fragmentography. Clin Chim Acta. 1990;192:133-144; Rattay TW, Rautenberg M, Sohn AS, et al. Defining diagnostic cutoffs in neurological patients for serum very long chain fatty acids (VLCFA) in genetically confirmed X-adrenoleukodystrophy. Sci Rep. 2020;10[1]:15093) | 3 to 5 days | 1 month | This test was developed and its performance characteristics determined by Mayo Clinic in a manner consistent with CLIA requirements. It has not been cleared or approved by the US Food and Drug Administration. | 82726 | Fatty Acid Profile, Peroxisomal,P | 43677-4 | 36649 | Interpretation (POXP) | 59462-2
POX | Fatty Acid Profile, Peroxisomal (C22-C26), Serum | Evaluating patients with possible peroxisomal disorders,single-enzyme defects of peroxisomal metabolism,such as X-linked adrenoleukodystrophy or peroxisomal biogenesis disorders (Zellweger syndrome spectrum) using serum specimens Aiding in the assessment of peroxisomal function | Gas Chromatography Mass Spectrometry (GC-MS) | Yes | Fatty Acid Profile, Peroxisomal, S | For more information see: | Patient Preparation:Fasting 12 hours or more. (Collect specimens from infants and small children just before next feeding) Supplies:Sarstedt Aliquot Tube, 5 mL (T914) Collection Container/Tube: Preferred:Serum gel Acceptable:Red top Submission Container/Tube:Plastic vial Specimen Volume:1.5 mL Collection Instructions:Centrifuge and aliquot serum into plastic vial. | 0.15 mL | Peroxisomes are organelles present in all human cells except mature erythrocytes. They carry out essential metabolic functions, including beta-oxidation of very long-chain fatty acids (VLCFA), alpha-oxidation of phytanic acid, and biosynthesis of plasmalogen and bile acids. Peroxisomal disorders include disorders of peroxisomal biogenesis with defective assembly of the entire organelle, and single peroxisomal enzyme/transporter defects where the organelle is intact but a specific function is disrupted. Peroxisomal beta-oxidation of VLCFA is impaired in all disorders of peroxisomal biogenesis and in selected single enzyme deficiencies, particularly X-linked adrenoleukodystrophy (X-ALD), resulting in elevated concentrations of VLCFA in plasma or serum. Peroxisomal biogenesis disorders (PBD) include Zellweger syndrome spectrum disorders, which are clinically diverse and range in severity from neonatal lethal (Zellweger syndrome) to more variable clinical courses in neonatal adrenoleukodystrophy and infantile Refsum disease. Affected children typically have hypotonia, poor feeding, distinctive facial features, seizures, and liver dysfunction. Other features can include retinal dystrophy, hearing loss, developmental delays, and bleeding episodes. Rhizomelic chondrodysplasia punctata is another PBD. It is characterized by rhizomelic shortening, chondrodysplasia punctata, cataracts, intellectual disability, and seizures, although it can have a milder phenotype with only cataracts and chondrodysplasia. The typical biochemical profile shows normal VLCFA and elevated phytanic acid. X-ALD is a neurologic disorder affecting the white matter and adrenal cortex. It can present between ages 4 and 8 years as a childhood cerebral form with behavioral and cognitive changes, associated with neurologic decline. Other forms include an "Addison disease only" phenotype with adrenocortical insufficiency without initial neurologic abnormality and adrenomyeloneuropathy associated with later-onset progressive paraparesis. X-ALD is an X-linked condition that primarily affects male patients; however, some female patients who are carriers can develop later-onset neurologic manifestations. In 2016, X-ALD was added to the US Recommended Uniform Screening Panel, a list of conditions that are nationally recommended for newborn screening by the Secretary's Advisory Committee on Heritable Disorders in Newborns and Children. Refsum disease is a peroxisomal disorder characterized by anosmia, retinitis pigmentosa, neuropathy, deafness, ataxia, ichthyosis, and cardiac abnormalities. The classic biochemical profile of Refsum disease is an elevated plasma or serum phytanic acid level. Biochemical abnormalities in peroxisomal disorders include accumulations of VLCFA, phytanic acid, and pristanic acid. The differential diagnosis of these disorders is based on recognition of clinical phenotypes combined with a series of biochemical tests to assess peroxisomal function and structure. These include measurements and ratios of VLCFA, pipecolic acid (PIPA / Pipecolic Acid, Serum; PIPU / Pipecolic Acid, Random, Urine), phytanic acid and its metabolite pristanic acid. In addition, confirmatory testing for X-ALD (XALDZ / X-Linked Adrenoleukodystrophy, Full Gene Analysis, Varies) via molecular genetic analysis is available. | C22:0 < or =96.3 nmol/mL C24:0 < or =91.4 nmol/mL C26:0 < or =1.30 nmol/mL C24:0/C22:0 RATIO < or =1.39 C26:0/C22:0 RATIO < or =0.023 PRISTANIC ACID 0-4 months: < or =0.60 nmol/mL 5-8 months: < or =0.84 nmol/mL 9-12 months: < or =0.77 nmol/mL 13-23 months: < or =1.47 nmol/mL > or =24 months: < or =2.98 nmol/mL PHYTANIC ACID 0-4 months: < or =5.28 nmol/mL 5-8 months: < or =5.70 nmol/mL 9-12 months: < or =4.40 nmol/mL 13-23 months: < or =8.62 nmol/mL > or =24 months: < or =9.88 nmol/mL PRISTANIC/PHYTANIC ACID RATIO 0-4 months: < or =0.35 5-8 months: < or =0.28 9-12 months: < or =0.23 13-23 months: < or =0.24 > or =24 months: < or =0.39 | Reports include concentrations of C22:0, C24:0, C26:0 species, phytanic acid and pristanic acid, and calculated C24:0/C22:0, C26:0/C22:0 and phytanic acid:pristanic acid ratios. When no significant abnormalities are detected, a simple descriptive interpretation is provided. A profile of elevated phytanic acid, low-normal pristanic acid, and normal very long-chain fatty acids is suggestive of Refsum disease (phytanic acid oxidase deficiency); however, serum phytanic acid concentration may also be increased in disorders of peroxisomal biogenesis and should be considered in the differential diagnosis of peroxisomal disorders. If results are suggestive of hemizygosity for X-linked adrenoleukodystrophy, the calculated value of a discriminating function that more accurately segregates hemizygous individuals from normal controls is included in the report. Positive test results could be due to a genetic or nongenetic condition. Additional confirmatory testing would be required to differentiate between these causes. | In rare instances, patients with X-linked adrenoleukodystrophy (X-ALD) may have only minimally elevated values; 15% to 20% of women heterozygous for X-ALD have normal plasma very long-chain fatty acid levels. False-positive results may occur with nonfasting specimens. | 1. Moser AB, Kreiter N, Bezman L, et al. Plasma very long chain fatty acid assay in 3,000 peroxisome disease patients and 29,000 controls. Ann Neurol. 1999;45:100-110 2. Turk BR, Theda C, Fatemi A, Moser AB. X-linked adrenoleukodystrophy: Pathology, pathophysiology, diagnostic testing, newborn screening and therapies. Int J Dev Neurosci. 2020;80(1):52-72. doi:10.1002/jdn.10003 3. Waterham HR, Ferdinandusse S, Wanders RJA. Human disorders of peroxisome metabolism and biogenesis. Biochimica et Biophysica Acta. 2016;1863(5):922-933. doi:10.1016/j.bbamcr.2015.11.015 | Acidic hydrolysis is followed by basic hydrolysis and reacidification. Hexane extraction then proceeds to derivatization with pentafluorobenzyl bromide (PFB). Separation and detection of PFB-esters is accomplished by capillary gas chromatography mass spectrometry using electron capture ionization and selected negative ion monitoring. Quantitation is enhanced by the use of stable isotope-labeled internal standards.(Stellard F, ten Brink HJ, Kok RM, et al. Stable isotope dilution analysis of very long chain fatty acids in plasma, urine and amniotic fluid by electron capture negative ion mass fragmentography. Clin Chim Acta. 1990;192:133-144; Rattay TW, Rautenberg M, Sohn AS, et al Defining diagnostic cutoffs in neurological patients for serum very long chain fatty acids (VLCFA) in genetically confirmed X-adrenoleukodystrophy. Sci Rep. 2020;10[1]:15093) | 3 to 5 days | 1 month | This test was developed and its performance characteristics determined by Mayo Clinic in a manner consistent with CLIA requirements. It has not been cleared or approved by the US Food and Drug Administration. | 82726 | Fatty Acid Profile, Peroxisomal, S | 43677-4 | 7144 | Comment | 48767-8
MFBNG | FBN1 Full Gene Sequencing with Deletion/Duplication, Varies | Providing a genetic evaluation for patients with a personal or family history suggestive of Marfan syndrome and otherFBN1-related conditions Establishing a diagnosis for Marfan syndrome and otherFBN1-related conditions | Sequence Capture and Targeted Next-Generation Sequencing followed by Polymerase Chain Reaction (PCR) and Sanger Sequencing. | Yes | FBN1 Full Gene Analysis | Varies | Patient Preparation:A previous bone marrow transplant from an allogenic donor will interfere with testing. Call 800-533-1710 for instructions for testing patients who have received a bone marrow transplant. Specimen Type:Whole blood Container/Tube: Preferred:Lavender top (EDTA) or yellow top (ACD) Acceptable:Any anticoagulant Specimen Volume:3 mL Collection Instructions: 1. Invert several times to mix blood. 2. Send whole blood specimen in original tube.Do not aliquot. Specimen Stability Information:Ambient (preferred)/Refrigerated | 1 mL | Fibrillin-1 is a 320 kDa, cysteine-rich glycoprotein found in the extracellular matrix. Monomers of fibrillin-1 associate to form microfibrils that provide mechanical stability and elastic properties to connective tissues. Fibrillin-1 is encoded by theFBN1gene, which contains 65 exons and is located at chromosome 15q21. Disease-causingFBN1variants are most commonly associated with Marfan syndrome (MFS), an autosomal dominant connective tissue disease involving the ocular, skeletal, and cardiovascular systems. Ocular MFS manifestations most commonly include myopia and ectopia lentis (lens displacement). Skeletal manifestations can include arachnodactyly (abnormally long and slender fingers and toes), dolichostenomelia (long limbs), pectus (chest wall) deformity, and scoliosis. Cardiovascular manifestations, which are the major cause of early morbidity and mortality in MFS, include aortic aneurysm and dissection, as well as mitral valve and tricuspid valve prolapse.(1) The clinical diagnosis of Marfan syndrome is based on the revised Ghent nosology for the Marfan syndrome.(2) There may be significant inter- and intrafamilial variability in the MFS phenotype. Disease-causingFBN1variants have also been reported in several other rare phenotypes with variable overlap with classic MFS.(3) In some cases, MFS may present in the neonatal period with severe, rapidly progressive disease (previously termed "neonatal Marfan syndrome"). OtherFBN1-associated conditions include autosomal dominant ectopia lentis (displacement of the lens of the eye), isolated skeletal features of MFS, MASS phenotype (mitral valve prolapse, aortic diameter increased, stretch marks, skeletal features of MFS), autosomal dominant Weill-Marchesani syndrome (short stature, short fingers, ectopia lentis), Marfan lipodystrophy syndrome, and stiff skin syndrome. Hundreds of disease-causing variants have been identified inFBN1, many of them unique to individual families. There is a wide range of variability, including intrafamilial variability, in expressivity among disease-causingFBN1variants. Approximately two-thirds of disease-causingFBN1variants are missense changes, with the majority of these being cysteine substitutions. Approximately 25% to 33% of disease-causingFBN1variants arede novo, in which an individual has no family history of disease. Disease-causing FBN1 variants have been shown to occur across the gene. Some genotype-phenotype correlations have been observed, including the association with truncating and splicing variants with risk for aortic dissection, cysteine-based variants associated with ectopia lentis, and severe, early onset MFS associated with variants in exons 24 through 32.(4-6) Marfan syndrome has significant clinical overlap with a condition called Loeys-Dietz syndrome (LDS); however, the vascular phenotype of LDS can be more severe, and LDS has disease-causing variants in different genes (TGFBR1, TGFBR2, SMAD2, SMAD3, TGFB2andTGFB3). When the diagnosis of MFS, LDS, or a related disorder is suspected, the use of genetic testing is important to verify the diagnosis and provide appropriate clinical management. Single gene analysis of theFBN1gene may be appropriate when there is a very high index of suspicion for Marfan syndrome based on clinical presentation and Ghent diagnostic criteria, while multigene panel-based testing can be more appropriate when the differential diagnosis includes Marfan syndrome and additional, overlapping phenotypes. Confirmation of the genetic diagnosis also allows for preconception, prenatal, and family counseling. | An interpretive report will be provided. | All detected variants are evaluated according to American College of Medical Genetics and Genomics recommendations.(7) Variants are classified based on known, predicted, or possible pathogenicity and reported with interpretive comments detailing their potential or known significance. | Clinical Correlations: Test results should be interpreted in the context of clinical findings, family history, and other laboratory data. Misinterpretation of results may occur if the information provided is inaccurate or incomplete. If testing was performed because of a clinically significant family history, it is often useful to first test an affected family member. Detection of a reportable variant in an affected family member would allow for more informative testing of at-risk individuals. To discuss the availability of additional testing options or for assistance in the interpretation of these results, contact the Mayo Clinic Laboratories genetic counselors at 800-533-1710. Technical Limitations: Next-generation sequencing may not detect all types of genomic variants. In rare cases, false-negative or false-positive results may occur. The depth of coverage may be variable for some target regions; assay performance below the minimum acceptable criteria or for failed regions will be noted. Given these limitations, negative results do not rule out the diagnosis of a genetic disorder. If a specific clinical disorder is suspected, evaluation by alternative methods can be considered. There may be regions of genes that cannot be effectively evaluated by sequencing or deletion and duplication analysis as a result of technical limitations of the assay, including regions of homology, high guanine-cytosine content, and repetitive sequences. Confirmation of select reportable variants will be performed by alternate methodologies based on internal laboratory criteria. This test is validated to detect 95% of deletions up to 75 base pairs (bp) and insertions up to 47 bp. Deletions-insertions (delins) of 40 or more bp, including mobile element insertions, may be less reliably detected than smaller delins. Deletion/Duplication Analysis: This analysis targets single and multi-exon deletions/duplications; however, in some instances single exon resolution cannot be achieved due to isolated reduction in sequence coverage or inherent genomic complexity. Balanced structural rearrangements (such as translocations and inversions) may not be detected. This test is not designed to detect low levels of mosaicism or to differentiate between somatic and germline variants. If there is a possibility that any detected variant is somatic, additional testing may be necessary to clarify the significance of results. For detailed information regarding gene specific performance and technical limitations, see Method Description or contact a laboratory genetic counselor. If the patient has had an allogeneic hematopoietic stem cell transplant or a recent blood transfusion, results may be inaccurate due to the presence of donor DNA. Call Mayo Clinic Laboratories for instructions for testing patients who have received a bone marrow transplant. Reclassification of Variants: At this time, it is not standard practice for the laboratory to systematically review previously classified variants on a regular basis. The laboratory encourages healthcare providers to contact the laboratory at any time to learn how the classification of a particular variant may have changed over time. Variant Evaluation: Evaluation and categorization of variants are performed using published American College of Medical Genetics and Genomics and the Association for Molecular Pathology recommendations as a guideline.(7) Other gene-specific guidelines may also be considered. Variants are classified based on known, predicted, or possible pathogenicity and reported with interpretive comments detailing their potential or known significance. Variants classified as benign or likely benign are not reported. Multiple in silico evaluation tools may be used to assist in the interpretation of these results. The accuracy of predictions made by in silico evaluation tools is highly dependent upon the data available for a given gene, and periodic updates to these tools may cause predictions to change over time. Results from in silico evaluation tools should be interpreted with caution and professional clinical judgment. Rarely, incidental or secondary findings may implicate another predisposition or presence of active disease. Incidental findings may include, but are not limited to, results related to the sex chromosomes. These findings will be carefully reviewed to determine whether they will be reported. | 1 Dietz H:FBN1-related Marfan syndrome. In: Adam MP, Ardinger HH, Pagon RA, et al, eds. GeneReviews [Internet]. University of Washington, Seattle; 2001. Updated February 17, 2022. Accessed August 1, 2022. Available at www.ncbi.nlm.nih.gov/books/NBK1335/ 2. Loeys BL, Dietz HC, Braverman AC, et al: The revised Ghent nosology for the Marfan syndrome. J Med Genet. 2010 Jul;47(7):476-485 3. OMIM. 134797 Fibrillin 1; FBN1. Johns Hopkins University; 1991. Updated November 12, 2020. Accessed August 1, 2022. Available at https://omim.org/entry/134797 4. Baudhuin LM, Kotzer KE, Lagerstedt SA: Increased frequency of FBN1 truncating and splicing variants in Marfan syndrome patients with aortic events. Genet Med. 2015 Mar;17(3):177-187. doi: 10.1038/gim.2014.91 5. Baudhuin LM, Kotzer KE, Lagerstedt SA: Decreased frequency of FBN1 missense variants in Ghent criteria-positive Marfan syndrome and characterization of novel FBN1 variants. J Hum Genet. 2015 May;60(5):241-252. doi: 10.1038/jhg.2015.10 6. Faivre L, Collod-Beroud G, Loeys BL, et al: Effect of mutation type and location on clinical outcome of 1,013 probands with Marfan syndrome or related phenotypes and FBN1 mutations: an international study. Am J Hum Genet. 2007;81(3):454-466. doi: 10.1086/520125 7. Richards S, Aziz N, Bale S, et al: Standards and guidelines for the interpretation of sequence variants: a joint consensus recommendation of the American College of Medical Genetics and Genomics and the Association for Molecular Pathology. Genet Med 2015 May;17(5):405-424. | Next-generation sequencing (NGS) and/or Sanger sequencing are performed to test for the presence of variants in coding regions and intron/exon boundaries ofFBN1, as well as some other regions that have known disease-causing variants. The human genome reference GRCh37/hg19 build was used for sequence read alignment. At least 99% of the bases are covered at a read depth over 30X. Sensitivity is estimated at above 99% for single nucleotide variants, above 94% for deletion-insertions (delins) less than 40 base pairs (bp), above 95% for deletions up to 75 bp and insertions up to 47 bp. NGS and/or a polymerase chain reaction-based quantitative method is performed to test for the presence of deletions and duplications inFBN1. There may be regions of genes that cannot be effectively evaluated by sequencing or deletion and duplication analysis as a result of technical limitations of the assay, including regions of homology, high guanine-cytosine content, and repetitive sequences.(Unpublished Mayo method) The reference transcript forFBN1gene is NM_000138.4. Reference transcript numbers may be updated due to transcript re-versioning. Always refer to the final patient report for gene transcript information referenced at the time of testing. Confirmation of select reportable variants may be performed by alternate methodologies based on internal laboratory criteria. | 28 to 42 days | Whole blood: 2 weeks (if available); Extracted DNA: 3 months | This test was developed and its performance characteristics determined by Mayo Clinic in a manner consistent with CLIA requirements. It has not been cleared or approved by the US Food and Drug Administration. | 81408 | FBN1 Full Gene Analysis | 77114-7 | 617378 | Released By | 18771-6
FETH2 | Feather Panel # 2, Serum | Establishing a diagnosis of an allergy tochicken, duck, goose, and turkey Defining the allergen responsible for eliciting signs and symptoms Identifying allergens: -Responsible for allergic response and/or anaphylactic episode -To confirm sensitization prior to beginning immunotherapy -To investigate the specificity of allergic reactions to insect venom allergens, drugs, or chemical allergens Testing for IgE antibodies isnot usefulin patients previously treated with immunotherapy to determine if residual clinical sensitivity exists, or in patients in whom the medical management does not depend upon identification of allergen specificity. | Fluorescence Enzyme Immunoassay (FEIA) | Yes | Feather Panel # 2 | Includes testing for chicken, duck, goose, and turkey allergen. | Collection Container/Tube: Preferred:Serum gel Acceptable:Red top Submission Container/Tube:Plastic vial Specimen Volume:0.5 mL for every 5 allergens requested Collection Instructions:Centrifuge and aliquot serum into a plastic vial. | 0.3 mL | Clinical manifestations of immediate hypersensitivity (allergic) diseases are caused by the release of proinflammatory mediators (histamine, leukotrienes, and prostaglandins) from IgE-sensitized effector cells (mast cells and basophils) when cell-bound IgE antibodies interact with an allergen. In vitro serum testing for IgE antibodies provides an indication of the immune response to allergens that may be associated with allergic disease. The allergens chosen for testing often depend upon the age of the patient, history of allergen exposure, season of the year, and clinical manifestations. In individuals predisposed to develop allergic disease, the sequence of sensitization and clinical manifestations proceed as follows: eczema and respiratory disease (rhinitis and bronchospasm) in infants and children less than 5 years due to food sensitivity (milk, egg, soy, and wheat proteins) followed by respiratory disease (rhinitis and asthma) in older children and adults due to sensitivity to inhalant allergens (dust mite, mold, and pollen inhalants). | Class,IgE kU/L,Interpretation, 0,<0.10,Negative, 0/1,0.10-0.34,Borderline/equivocal, 1,0.35-0.69,Equivocal, 2,0.70-3.49,Positive, 3,3.50-17.4,Positive, 4,17.5-49.9,Strongly positive, 5,50.0-99.9,Strongly positive, 6,> or =100,Strongly positive, | Detection of IgE antibodies in serum (class 1 or greater) indicates an increased likelihood of allergic disease as opposed to other etiologies and defines the allergens that may be responsible for eliciting signs and symptoms. The level of IgE antibodies in serum varies directly with the concentration of IgE antibodies expressed as a class score or kU/L. | Testing for IgE antibodies is not useful in patients previously treated with immunotherapy to determine if residual clinical sensitivity exists or in patients in whom the medical management does not depend upon identification of allergen specificity. Some individuals with clinically insignificant sensitivity to allergens may have measurable levels of IgE antibodies in serum, and test results must be interpreted in the clinical context. False-positive results for IgE antibodies may occur in patients with markedly elevated serum IgE (>2500 kU/L) due to nonspecific binding to allergen solid phases. | Homburger HA, Hamilton RG: Allergic diseases. In: McPherson RA, Pincus MR, eds. Henry's Clinical Diagnosis and Management by Laboratory Methods. 23rd ed.Elsevier; 2017:1057-1070 | Specific IgE from the patient's serum reacts with the allergen of interest, which is covalently coupled to an ImmunoCAP. After washing away nonspecific IgE, enzyme-labeled anti-IgE antibody is added to form a complex. After incubation, unbound anti-IgE is washed away, and the bound complex incubated with a developing agent. After stopping the reaction, the fluorescence of the eluate is measured. Fluorescence is proportional to the amount of specific IgE present in the patient's sample (ie, the higher the fluorescence value, the more IgE antibody is present).(Package insert: ImmunoCAP System Specific IgE FEIA. Phadia; Rev 06/2020) | Same day/1 to 3 days | 14 days | This test has been cleared, approved, or is exempt by the US Food and Drug Administration and is used per manufacturer's instructions. Performance characteristics were verified by Mayo Clinic in a manner consistent with CLIA requirements. | 86003 | Feather Panel # 2 | 72279-3 | FETH2 | Feather Panel # 2 | 72279-3
LEU | Fecal Leukocytes, Feces | Suggesting the presence of pathogens such asSalmonella,Shigella, andamebiasis | Microscopic/Trichrome Stain | Yes | Fecal Leukocytes | Fecal | Supplies:ECOFIX Stool Transport Medium only (T790) Container/Tube: Preferred:ECOFIX preservative Acceptable:Zinc Polyvinyl alcohol (Zn-PVA) preservative Specimen Volume:Representative portion of collection Collection Instructions: 1. Collect a random fecal specimen. 2. Carefully follow instructions on container. a. Place specimen into ECOFIX preservative vial OR Zinc-PVA preservative vial within 30 minutes of passage or collection. Refer to the fill line on the preservative vial.Do not fillabove the line indicated on the container. b. Mix the contents of the tube with the spoon, twist the cap tightly closed, and shake vigorously until the contents are well mixed. | 5 mL | Leukocytes are not normally seen in feces in the absence ofinfection or other inflammatory processes.Fecal leukocytosis is aresponse to infection with microorganismsthat invade tissue or producetoxins, which causes tissue damage. Fecal leukocytes are commonly found in patients with shigellosisand salmonellosis and sometimes in amebiasis.Mononuclear cells are found in typhoid fever. Ulcerative colitis may also be associated with fecal leukocytosis. | An interpretive report will be provided. | When fecal leukocytes are found they are reported in a semi-quantitative manner: "few" indicates = 2/100x oil immersion microscopic field (OIF); "moderate" indicates 3-9/100x OIF; "many" indicates =10/100x OIF. Erythrocytes are reported in the same manner. The greater the number of fecal leukocytes, the greater the likelihood that an invasive pathogen such as Salmonella or Shigella is present. The presence of few or no leukocytes and many erythrocytes suggests possible amebiasis. Fecal leukocytes are rarely seen in diarrhea caused by other parasites or viruses. | Fecal leukocyte examinations cannot be performed on formalin-preserved specimens. Therefore, ECOFIX-preserved or zinc polyvinyl alcohol-preserved feces must be sent to the laboratory. | 1. LaRocque RC and Harris JB: Syndromes of Enteric Infection. In: Bennett JE, Dolin R, and Blaser MJ, eds.Mandell, Douglas, and Bennett’s Principles and Practice of Infectious Diseases. 9th ed. Elsevier; 2020:chap 96 2. Harris JC, Dupont HL, Hornick RB. Fecal leukocytes in diarrheal illness. Ann Intern Med. 1972;76(5):697-703. doi:10.7326/0003-4819-76-5-697 3. Guerrant RL, Shields DS, Thorson SM, Schorling JB, Gröschel DH. Evaluation and diagnosis of acute infectious diarrhea. Am J Med. 1985;78(6B):91-98. doi:10.1016/0002-9343(85)90370-5 4. Pickering LK, DuPont HL, Olarte J, Conklin R, Ericsson C. Fecal leukocytes in enteric infections. Am J Clin Pathol. 1977;68(5):562-565. doi:10.1093/ajcp/68.5.562 | Feces preserved in ECOFIX preservative or polyvinyl alcohol are stained with trichrome.(Garcia LS: Diagnostic Medical Parasitology. 6th ed. ASM Press; 2016) | 4 to 6 days | 7 days | This test has been cleared, approved, or is exempt by the US Food and Drug Administration and is used per manufacturer's instructions. Performance characteristics were verified by Mayo Clinic in a manner consistent with CLIA requirements. | 89055 | Fecal Leukocytes | 13655-6 | LEU | Fecal Leukocytes | 13655-6
FOBT | Fecal Occult Blood, Colorectal Cancer Screen, Qualitative, Immunochemical, Feces | Colorectal cancer screening Screening for gastrointestinal bleeding This test hasnot been validated fortesting of patients with hemoglobinopathies. | Immunochemical | Yes | Occult Blood, QL, Immunochemical, F | Fecal | Supplies:Fecal Occult Blood Test Kit (T682) Container/Tube:Fecal Occult Blood Test Kit Specimen Volume:Specimenmust fill the grooved portion of the sample probe Collection Instructions: 1. Collect a random stool specimen. 2. See Fecal Occult Blood Test Kit package insert for instructions. 3.Specimen must be collected in specific sample vial within 4 hours of defecation. | See Specimen Required | Colorectal cancer (CRC) is one of the most commonly diagnosed cancers in the United States, and the second leading cause of cancer-related deaths. CRC almost always develops from adenomatous polyps, yet patients remain asymptomatic until the cancer progresses to a fairly advanced stage. Screening for colorectal cancer is strongly advocated for by the United States Preventive Services Task Force, the American Cancer Society, the American College of Gastroenterology, and other clinical societies, due to the high incidence of disease and decrease in mortality with medical intervention. Men and women at average risk for colorectal cancer should be screened at regular intervals beginning at age 45 and continuing until age 75. Individuals with certain high-risk factors (age, African-American race, inflammatory intestinal disorders, family history of colon cancer, obesity, diabetes, poor diet) may consider earlier screening strategies. A variety of options are available for colorectal cancer screening including fecal occult blood testing, sigmoidoscopy, colonoscopy, and multimarker Cologuard testing that includes genetic markers of colorectal cancer. Historically occult blood tests utilized guaiac-based tests that were susceptible to dietary interferences, but this test utilizes fecal immunochemical testing (FIT) specific for human hemoglobin, eliminating the need for dietary and medication restrictions. For colorectal cancer screening, only a single collection is required. The specificity of FIT is routinely greater than 95% with reported sensitivities ranging from 40% to 70% based on the patient population. The clinical specificity of FIT is 97% based on internal studies conducted at Mayo Clinic but can be limited by gastrointestinal bleeding from a non-colorectal cancer source. In a recent study of 10,000 average risk participants, Cologuard detected colorectal cancer, precancerous lesions, and polyps with high-grade dysplasia with higher sensitivity than FIT testing.(1) However, Cologuard had slightly lower specificity than FIT testing in that study. Cologuard requires an entire bowel movement for testing versus 1 small sample for FIT. Current societal guidelines endorse the use of FIT and Cologuard interchangeably with 1-year based screening for FIT versus a suggested 3-year DNA based screening for average risk population, recognizing that the testing interval for the latter is uncertain.(2,3) | Negative This test has not been validated in a pediatric population, resultsshould be interpreted in the context of the patient's presentation. | This is a quantitative assay, but results are reported qualitatively as negative or positive for the presence of fecal occult blood; the cutoff for positivity is 100 ng/mL hemoglobin. The following comments will be reported with the qualitative result for patients older than 17 years: -Positive results; further testing is recommended if clinically indicated. This test has 97% specificity for detection of lower gastrointestinal bleeding in colorectal cancer. -Negative results; this test will not detect upper gastrointestinal bleeding; HQ / HemoQuant, Feces test should be ordered if clinically indicated. | Fecal immunochemical tests do not detect upper gastrointestinal (GI) bleeding due to the breakdown of hemoglobin during intestinal transit; HemoQuant is the most sensitive test to detect upper and lower GI bleeding. Patients with hemorrhoids or females who are menstruating should not undergo occult blood testing until the bleeding has ceased. Urine and excessive dilution of specimens with water from the toilet bowl may cause erroneous test results. Because gastrointestinal lesions may bleed intermittently and blood in feces is not distributed uniformly, a negative test result does not assure absence of lesion. Certain medications such as aspirin and non-steroidal anti-inflammatory drugs may cause gastrointestinal irritation and subsequent bleeding in some patients, causing positive results. | 1. Imperiate TF, Ransohoff DF, Itzkowitz SH, et al. Multitarget stool DNA testing for colorectal-cancer screening. N Engl J Med. 2014;370(14):1287-1297 2. Robertson DJ, Lee JK, Boland CR, et al. Recommendations on fecal immunochemical testing to screen for colorectal neoplasia: A consensus statement by the US Multi-Society Task Force on Colorectal Cancer. Gastroenterology. 2017;152(5):1217-1237 3.Rex DK,BolandCR, Dominitz JA, et al. Colorectal cancer screening: Recommendations for physicians and patients from the U.S. Multi-Society Task Force on Colorectal Cancer.Gastroenterology. 2017;153(1):307-323. doi:10.1053/j.gastro.2017.05.013 4. Levin B, Lieberman DA, McFarland B, et al. Screening and surveillance for the early detection of colorectal cancer and adenomatous polyps, 2008: a joint guideline from the American Cancer Society, the US Multi-Society Task Force on Colorectal Cancer, and the American College of Radiology. CA Cancer J Clin. 2008;58(3):130-160. doi:10.3322/CA.2007.0018 5. Whitlock EP, Lin JS, Liles E, Beil TL, Fu R. Screening for colorectal cancer: a targeted, updated systematic review for the U.S. Preventive Services Task Force. Ann Intern Med. 2008;149(9):638-658 6. Hol L, Wilschut JA, van Ballegooijen M, et al. Screening for colorectal cancer: random comparison of guaiac and immunochemical faecal occult blood testing at different cut-off levels. Br J Cancer. 2009;100(7):1103-1110. doi:10.1038/sj.bjc.6604961 7. Levi Z, Rozen P, Hazazi R, et al. A quantitative immunochemical fecal occult blood test for colorectal neoplasia. Ann Intern Med. 2007;146(4):244-255 8. Tannous B, Lee-Lewandrowski E, Sharples C, et al. Comparison of conventional guaiac to four immunochemical methods for fecal occult blood testing: implications for clinical practice in hospital and outpatient settings. Clin Chem Acta. 2009;400(1-2):120-122. doi:10.1016/j.cca.2008.10.023 | The OC-Auto Micro 80 fecal occult blood test is an automated immunoassay utilizing polyclonal anti-human hemoglobin A0 (HbA0) antibodies to specifically detect the presence of human hemoglobin in feces. When the HbA0 antibody infused latex particles are added to a fecal sample and agitated, the antigen-antibody reaction is initiated and the particles begin to agglutinate. This agglutination is measured as an optical change, with the increase in absorbance directly proportional to the concentration of hemoglobin in the sample. The quantitative hemoglobin concentration is translated and reported as a qualitative result.(Package insert: OC-Auto Micro 80 FOB Test. Polymedco, Inc; 06/2016) | 1 to 3 days | 7 days | This test has been cleared, approved, or is exempt by the US Food and Drug Administration and is used per manufacturer's instructions. Performance characteristics were verified by Mayo Clinic in a manner consistent with CLIA requirements. | 82274G0328-Government payers (if appropriate) | Occult Blood, QL, Immunochemical, F | 29771-3 | FOB | Occult Blood, Fecal | 29771-3
FELBA | Felbamate (Felbatol), Serum | Determining whether a poor therapeutic response is attributableto noncompliance or lack of drug effectiveness Monitoring changes in serum concentrations resulting frominteractions with coadministered drugs such as barbiturates andphenytoin | Liquid Chromatography Tandem Mass Spectrometry (LC-MS/MS) | Yes | Felbamate (Felbatol), S | Serum | Supplies:Sarstedt Aliquot Tube 5 mL (T914) Container/Tube: Preferred:Red top Acceptable:Serum gel Submission Container/Tube:Plastic vial Specimen Volume:1 mL Collection Instructions: 1. Draw blood immediately before next scheduled dose. 2. Within 2 hours of collection, centrifuge the specimen. 3. For red-top tubes, immediately aliquot serum into a plastic vial. 4. For serum-gel tubes, aliquot serum into a plastic vial within 24 hours of collection. | 0.5 mL | Felbamate is an anticonvulsant drug approved for treatment of partial seizures with or without secondary generalization in persons 14 years and older. It is also approved for Lennox-Gastout syndrome in children 2 years and older. Felbamate is well absorbed (>90%) and is metabolized by the hepatic cytochrome P450 system. Metabolites lack anticonvulsant activity. The elimination half-life of felbamate ranges from 16 to 22 hours. Optimal response to felbamate is seen with serum concentrations between 30 mcg/mL to 80 mcg/mL. Patients who are older adults or have kidney dysfunction may require reduced dosing; felbamate should not be given to individuals with hepatic disease. Toxicity can be severe, including life-threatening aplastic anemia or liver failure; toxic concentration has been established at concentrations greater than 100 mcg/mL. Coadministration of felbamate increases the concentration of phenytoin and valproic acid, decreases carbamazepine concentration, and increases carbamazepine-10,11-epoxide (its active metabolite). Conversely, coadministration of phenytoin or carbamazepine causes a decrease in felbamate concentration. | 30.0-80.0mcg/mL | Optimal response to felbamate is associated with serum concentrations of 30 mcg/mL to 80 mcg/mL. Toxic serum concentrations for felbamatehave been established at concentrations greater than 100 mcg/mL. | No significant cautionary statements | 1. Johannessen SI, Tomson T. Pharmacokinetic variability of newer antiepileptic drugs: when is monitoring needed? Clin Pharmacokinet. 2006;45(11):1061-1075 2. Schmidt D. Felbamate: successful development of a new compound for the treatment of epilepsy. Epilepsia. 1996;34(Suppl 7):S30-S33 3. Patsalos PN: Antiepileptic drugs-best practice guidelines for therapeutic drug monitoring: a position paper by the subcommission on therapeutic drug monitoring, ILAE Commission on Therapeutic Strategies. Epilepsia. 2008;49(7):1239-1276 4. Rifai N, Horwath AR, Wittwer CT, eds: Tietz Textbook of Clinical Chemistry and Molecular Diagnostics. 6th ed. Elsevier; 2018 5. Hiemke C, Bergemann N, Clement HW, et al. Consensus guidelines for therapeutic drug monitoring in neuropsychopharmacology: Update 2017. Pharmacopsychiatry. 2018;51(1-02):9-62 | Samples are diluted and extracted online by high turbulence liquid chromatography with detection by tandem mass spectrometry.(Unpublished Mayo method) | Same day/1 to 3 days | 14 days | This test was developed and its performance characteristics determined by Mayo Clinic in a manner consistent with CLIA requirements. It has not been cleared or approved by the US Food and Drug Administration. | 80167 | Felbamate (Felbatol), S | 6899-9 | 80782 | Felbamate (Felbatol), S | 6899-9
FENR | Fentanyl Screen with Reflex, Random, Urine | Screening for drug abuse or use involving fentanyl and confirmation of fentanyl if present in the screen | Immunoassay | Yes | Fentanyl Screen w/Reflex, U | Testing begins with a screening assay. If the fentanyl screen is positive, then the liquid chromatography tandem mass spectrometry confirmation with quantification will be performed at an additional charge. | Supplies:SarstedtAliquot Tube,5 mL(T914) Collection Container/Tube:Clean, plastic urine collection container Submission Container/Tube:Plastic,5-mL tube Specimen Volume:5 mL Collection Instructions: 1. Collect a random urine specimen. 2. No preservative. | 2.5 mL | This procedure uses immunoassay reagents that are designed to produce a negative result when no drugs are present in a natural (ie, unadulterated) specimen of urine; the assay is designed to have a high true-negative rate. Like all immunoassays, it can have a false-positive rate due to cross-reactivity with natural chemicals and drugs other than those they were designed to detect. The immunoassay also has a false-negative rate due to the antibody's ability to cross-react with different drugs in the class being screened for. | Negative Screening cutoff concentration: 2 ng/mL | If the screen result is negative, fentanyl concentrations above 0.20 ng/mL were not detected. If the screen result is positive, then confirmation by liquid chromatography tandem mass spectrometry will be performed. The presence of fentanyl above 0.20 ng/mL or norfentanyl above 1.0 ng/mL is a strong indicator that the patient has used fentanyl. | Care should be taken when interpreting results since there are many factors (eg, fluid intake and other biologic factors) that may influence a urine test result. It is possible that substances other than those investigated in the specificity study may interfere with the test and cause either false-positive or false-negative results. | 1.Gutstein HB, Akil H.Opioid analgesics. In: Brunton LL, Lazo JS, Parker KL, eds: Goodman and Gilman's: The Pharmacological Basis of Therapeutics. 11th ed. McGraw-Hill Companies; 2006:chap 21 2. Kerrigan S, Goldberger BA. Opioids. In: Levine ZB, eds. Principles of Forensic Toxicology. 2nd ed. AACC Press; 2003:187-205 3. DURAGESIC (fentanyl transdermal system). Package insert. Janssen Pharmaceutical Products. LP; 2006 4. Baselt RC. Disposition of Toxic Drugs and Chemicals in Man. 8th ed. Biomedical Publications; 2008:616-619 5. Langman LJ, Bechtel LK, Holstege CP. Clinical toxicology. In: Rifai N, Chiu RWK, Young I, Burnham CAD, Wittwer CT, eds Tietz Textbook of Laboratory Medicine. 7th ed. Elsevier; 2023:chap 43 | This assay is a homogeneous enzyme immunoassay technique. The assay will be performed semiquantitatively. The assay is based on competition between free drug in the urine sample, and a drug labeled with the enzyme glucose-6-phosphate dehydrogenase for a fixed amount of specific antibody binding sites. Active enzyme convertsnicotinamide adenine dinucleotide(NAD+) to NADH, which results in an absorbance change that can be measured spectrophotometrically at 340 nm.(Package insert: Fentanyl Enzyme Immunoassay. Immunalysis Corporation; 10/2016) | Same day/1 to 2 days | 14 days | This test was developed and its performance characteristics determined by Mayo Clinic in a manner consistent with CLIA requirements. It has not been cleared or approved by the US Food and Drug Administration. | 80307 | Fentanyl Screen w/Reflex, U | 59673-4 | 63060 | Fentanyl Screen, U | 59673-4
FENS | Fentanyl Screen, Random, Urine | Screening for drug abuse or use involving fentanyl | Immunoassay | Yes | Fentanyl Screen, U | Urine | Supplies:Urine Tubes, 10 mL (T068) Collection Container Tube:Plastic urine container Submission Container/Tube:10 mL tube Specimen Volume:2 mL Collection Instructions: 1. Collect a random urine specimen. 2. No preservative. | 0.5 mL | This procedure uses immunoassay reagents that are designed to produce a negative result when no drugs are present in a natural (ie, unadulterated) specimen of urine; the assay is designed to have a high true-negative rate. Like all immunoassays, it can have a false-positive rate due to cross-reactivity with natural chemicals and drugs other than those they were designed to detect. The immunoassay also has a false-negative rate due to the antibody's ability to cross react with different drugs in the class being screened. | Negative Screening cutoff concentration:2 ng/mL | This assay only provides a preliminary analytical test result. A more specific alternative method (ie, liquid chromatography-tandem mass spectrometry: LC-MS/MS) must be used to obtain a confirmed analytical result. | Care should be taken when interpreting results since there are many factors (eg, fluid intake and other biologic factors) that may influence a urine test result. It is possible that substances other than those investigated in the specificity study may interfere with the test and cause false-positive or negative results. | 1.Gutstein HB, Akil H:Opioid analgesics. In: Brunton LL, Lazo JS, Parker KL, eds: Goodman and Gilman's: The Pharmacological Basis of Therapeutics. 11th ed. McGraw-Hill; 2006:chap 21 2. Kerrigan S, Goldberger BA: Opioids. In: Levine ZB, eds. Principles of Forensic Toxicology. 2nd ed. AACC Press; 2003:187-205 3. Baselt RC: Disposition of Toxic Drugs and Chemicals in Man. 8th ed. Biomedical Publications; 2008:616-619 4. Langman LJ, Bechtel LK, Meier BM, Holstege C: Clinical toxicology. In: Rifai N, Horvath AR, Wittwer CT, eds. Tietz Textbook of Clinical Chemistry and Molecular Diagnostics. 6th ed. Elsevier; 2018:832-887 | This assay is a homogeneous enzyme immunoassay technique. The assay will be performed semi-quantitatively. The assay is based on competition between free drug in the urine sample, and a drug labeled with the enzyme glucose-6-phosphate dehydrogenase for a fixed amount of specific antibody binding sites. Active enzyme convertsnicotinamide adenine dinucleotide(NAD+) to NADH, which results in an absorbance change that can be measured spectrophotometrically at 340 nm.(Package insert: Fentanyl Enzyme Immunoassay. Immunalysis Corporation; 10/2016) | Same day/1 to 2 days | 14 days | This test was developed and its performance characteristics determined by Mayo Clinic in a manner consistent with CLIA requirements. It has not been cleared or approved by the US Food and Drug Administration. | 80307 | Fentanyl Screen, U | 59673-4 | 63060 | Fentanyl Screen, U | 59673-4
FENTX | Fentanyl with Metabolite Confirmation, Chain of Custody, Random, Urine | Detection and confirmation of illicit drug use involving fentanyl Chain of custody is required whenever the results of testing could be used in a court of law. Its purpose is to protect the rights of the individual contributing the specimen by demonstrating that it was under the control of personnel involved with testing the specimen at all times; this control implies that the opportunity for specimen tampering would be limited. | Immunoassay/Liquid Chromatography Tandem Mass Spectrometry (LC-MS/MS) | Yes | Fentanyl w/metabolite Conf, CoC, U | Adulterants testing will be performed on all chain of custody urine samples as per regulatory requirements. | Container/Tube:Chain of Custody Kit (T282) containing the specimen containers, seals, and documentation required. Specimen Volume:5 mL Collection Instructions:Collect random urine specimen in the container provided, seal, and submit with the associated documentation to satisfy the legal requirements for chain-of-custody testing. Additional Information:Submitting less than 5 mL will compromise the ability to perform all necessary testing. | 2.1 mL | Fentanyl is an extremely fast-acting synthetic opioid related to the phenylpiperidines.(1,2) It is available in injectable as well as transdermal formulations.(1) The analgesic effects of fentanyl are similar to those of morphine and other opioids(1): it interacts predominantly with the opioid mu-receptor. These mu-binding sites are discretely distributed in the human brain, spinal cord, and other tissue.(1,3) Fentanyl is approximately 80% to 85% protein bound. In plasma, the protein binding capacity of fentanyl decreases with increasing ionization of the drug. Alterations in pH may affect its distribution between plasma and the central nervous system (CNS). The average volume of distribution for fentanyl is 6 L/kg (range 3-8).(3,4) In humans, the drug appears to be metabolized primarily by oxidative N-dealkylation to norfentanyl and other inactive metabolites that do not contribute materially to the observed activity of the drug. Within 72 hours of intravenous (IV) administration, approximately 75% of the dose is excreted in urine, mostly as metabolites with less than 10% representing unchanged drug.(3,4) The mean elimination half-life is(1-3): -IV: 2 to 4 hours -Iontophoretic transdermal system (Ionsys) terminal half-life: 16 hours -Transdermal patch: 17 hours (13-22 hours; half-life is influenced by absorption rate) -Transmucosal: -Lozenge: 7 hours -Buccal tablet -100 mcg to 200 mcg: 3 to 4 hours -400 mcg to 800 mcg: 11 to 12 hours In clinical settings, fentanyl exerts its principal pharmacologic effects on the CNS. In addition to analgesia, alterations in mood (euphoria, dysphoria) and drowsiness commonly occur.(1,3) Because the biological effects of fentanyl are similar to those of heroin and other opioids, fentanyl has become a popular drug of abuse. Chain of custody is a record of the disposition of a specimen to document each individual who collected, handled, and performed the analysis. When a specimen is submitted in this manner, analysis will be performed in such a way that it will withstand regular court scrutiny. | Negative Cutoff concentrations: Immunoassay screen <2 ng/mL Fentanyl byliquid chromatography-tandem mass spectrometry(LC-MS/MS) 0.2 ng/mL Norfentanyl by LC-MS/MS 1.0 ng/mL | The presence of fentanyl above 0.20 ng/mL or norfentanyl above 1.0 ng/mL is a strong indicator that the patient has used fentanyl. | Urine concentrations do not correlate well to serum drug levels. For therapeutic drug management, monitor serum levels. Very high concentrations of butyl fentanyl (>5 mcg/mL) and acetyl fentanyl (>10 mcg/mL) can potentially interfere and cause a low positive (<0.5 ng/mL) fentanyl concentration, but no interference is noted with norfentanyl. | 1. Gutstein HB, Akil H. Opioid analgesics. In: Hardman JG LL, Gilman AG, eds: Goodman and Gilman's: The Pharmacological Basis of Therapeutics. 11th ed. McGraw-Hill; 2006:chap 21 2. Kerrigan S, Goldberger BA: Opioids. In: Levine ZB, ed. Principles of Forensic Toxicology. 2nd ed. AACC Press; 2003:187-205 3. DURAGESIC (fentanyl transdermal system). Package insert. Janssen Pharmaceutical Products. LP; 2006 4. Baselt RC. Disposition of Toxic Drugs and Chemicals in Man. 8th ed. Biomedical Publications; 2008:616-619 5. Langman LJ, Bechtel LK, Meier BM, Holstege C. Clinical toxicology. In: Rifai N, Horvath AR, Wittwer CT, eds. Tietz Textbook of Clinical Chemistry and Molecular Diagnostics. 7th ed. Elsevier; 2023 | This screen is a homogeneous enzyme immunoassay technique. The immunoassay will be performed semiquantitatively. The immunoassay method is based on competition between free drug in the urine sample, and a drug labeled with the enzyme glucose-6-phosphate dehydrogenase for a fixed amount of specific antibody binding sites. Active enzyme convertsnicotinamide adenine dinucleotide(NAD+) to NADH, which results in an absorbance change that can be measured spectrophotometrically at 340nm.(Package insert: Fentanyl Enzyme Immunoassay. Immunalysis Corporation; 10/2016) The received urine sample is centrifuged, diluted, mixed with internal standard and ammonium hydroxide, and vortexed briefly. It is then extracted using supported liquid extraction, and the extract analyzed by an in-house developed liquid chromatography tandem mass spectrometry method.(Unpublished Mayo method) | 4 to 7 days | 14 days | This test was developed and its performance characteristics determined by Mayo Clinic in a manner consistent with CLIA requirements. It has not been cleared or approved by the US Food and Drug Administration. | 80354G0480 (if appropriate) | Fentanyl w/metabolite Conf, CoC, U | 67822-7 | 36653 | Fentanyl Immunoassay Screen | 59673-4
FENTU | Fentanyl with Metabolite Confirmation, Random, Urine | Detection and confirmation of illicit drug use involving fentanyl | Liquid Chromatography Tandem Mass Spectrometry (LC-MS/MS) | Yes | Fentanyl w/metabolite Conf, U | Urine | Supplies:SarstedtAliquot Tube,5 mL(T914) Collection Container/Tube:Clean, plastic urine collection container Submission Container/Tube:Plastic,5-mL tube Specimen Volume:5 mL Collection Instructions: 1. Collect a random urine specimen. 2. No preservative. Additional Information: 1. No specimen substitutions. 2. STAT requests arenotacceptedfor this procedure. 3. Submitting less than 5 mL will compromise our ability to perform all necessary testing. | 2.1 mL | Fentanyl is an extremely fast acting synthetic opioid related to the phenylpiperidines.(1,2) It is available in injectable as well as transdermal formulations.(1) The analgesic effects of fentanyl is similar to those of morphine and other opioids(1): it interacts predominantly with the opioid mu-receptor. These mu-binding sites are discretely distributed in the human brain, spinal cord, and other tissue.(1,3) Fentanyl is approximately 80% to 85% protein bound. In plasma, the protein binding capacity of fentanyl decreases with increasing ionization of the drug. Alterations in pH may affect its distribution between plasma and the central nervous system (CNS). The average volume of distribution for fentanyl is 6 L/kg (range 3-8).(3,4) In humans, the drug appears to be metabolized primarily by oxidative N-dealkylation to norfentanyl and other inactive metabolites that do not contribute materially to the observed activity of the drug. Within 72 hours of intravenous (IV) administration, approximately 75% of the dose is excreted in urine, mostly as metabolites with less than 10% representing unchanged drug.(3,4) The mean elimination half-life is(1-3): -IV: 2 to 4 hours -Iontophoretic transdermal system (Ionsys) terminal half-life: 16 hours -Transdermal patch: 17 hours (13-22 hours, half-life is influenced by absorption rate) -Transmucosal: -Lozenge: 7 hours -Buccal tablet -100 to 200 mcg: 3 to 4 hours -400 to 800 mcg: 11 to 12 hours In clinical settings, fentanyl exerts its principal pharmacologic effects on the CNS. In addition to analgesia, alterations in mood (euphoria, dysphoria) and drowsiness commonly occur.(1,3) Because the biological effects of fentanyl are similar to those of heroin and other opioids, fentanyl has become a popular drug of abuse. | Negative | The presence of fentanyl above 0.20 ng/mL or norfentanyl above 1.0 ng/mL is a strong indicator that the patient has used fentanyl. | Urine concentrations do not correlate well to serum drug levels. For therapeutic drug management, monitor serum levels. Very high concentrations of butyl fentanyl (> 5 mcg/mL) and acetyl fentanyl (> 10 mcg/mL) can potentially interfere and cause a low positive (<0.5 ng/mL) fentanyl concentration, but no interference is noted with norfentanyl. | 1. Gutstein HB, Akil H. Opioid analgesics. In: Hardman JG LL, Gilman AG, eds. Goodman and Gilman's: The Pharmacological Basis of Therapeutics. 11th ed. McGraw-Hill; 2006:chap 21 2. Kerrigan S, Goldberger BA. Opioids. In: Levine ZB, ed. Principles of Forensic Toxicology. 2nd ed. AACC Press; 2003:187-205 3. DURAGESIC (fentanyl transdermal system). Package insert. Janssen Pharmaceutical Products. LP; 2006 4. Baselt RC. Disposition of Toxic Drugs and Chemicals in Man. 8th ed. Biomedical Publications; 2008:616-619 5. Langman LJ, Bechtel LK, Meier BM, Holstege C. Clinical toxicology. In: Rifai N, Horvath AR, Wittwer CT, eds. Tietz Textbook of Clinical Chemistry and Molecular Diagnostics. 7th ed. Elsevier; 2023 | The received urine sample is centrifuged, diluted, mixed with internal standard and ammonium hydroxide, and vortexed briefly. It is then extracted using supported liquid extraction, and the extract analyzed by an in-house developed liquid chromatography tandem mass spectrometry method.(Unpublished Mayo method) | 4 to 7 days | 14 days | This test was developed and its performance characteristics determined by Mayo Clinic in a manner consistent with CLIA requirements. It has not been cleared or approved by the US Food and Drug Administration. | 80354G0480 (if appropriate) | Fentanyl w/metabolite Conf, U | 67822-7 | 45532 | Fentanyl Interpretation | 69050-3
FENTS | Fentanyl, Serum | Monitoring fentanyl therapy | Liquid Chromatography Tandem Mass Spectrometry (LC-MS/MS) | Yes | Fentanyl and Metabolites, S | Serum Red | Supplies:Sarstedt Aliquot Tube 5 mL (T914) Collection Container/Tube:Red top (Serum gel/SSTarenotacceptable) Submission Container/Tube:Plastic vial Specimen Volume:2.3 mL Collection Instructions:Within 2 hours of collection, centrifuge and aliquot serum into a plastic vial. | 1.25 mL | Fentanyl is an extremely fast-acting synthetic opioid related to the phenylpiperidines.(1,2) It is available in injectable as well as transdermal formulations.(1) The analgesic effects of fentanyl are similar to those of morphine and other opioids(1), as it interacts predominantly with the opioid mu-receptor. These mu-binding sites are discretely distributed in the human brain, spinal cord, and other tissues.(1,3) Fentanyl is approximately 80% to 85% protein bound.(1) Fentanyl plasma protein-binding capacity decreases with increasing ionization of the drug. Alterations in pH may affect its distribution between plasma and the central nervous system (CNS). The average volume of distribution for fentanyl is 6 L/kg (range 3-8).(3,4) In humans, the drug appears to be metabolized primarily by oxidative N-dealkylation to norfentanyl and other inactive metabolites that do not contribute materially to the observed activity of the drug. Within 72 hours of intravenous (IV) administration, approximately 75% of the dose is excreted in urine, mostly as metabolites with less than 10% representing unchanged drug.(3,4) The mean elimination half-life is:(1-3) -IV: 2 to 4 hours -Iontophoretic transdermal system (Ionsys), terminal half-life: 16 hours -Transdermal patch: 17 hours (range 13-22 hours, half-life is influenced by absorption rate) -Transmucosal: -Lozenge: 7 hours -Buccal tablet -100 to 200 mcg: 3 to 4 hours -400 to 800 mcg: 11 to 12 hours In clinical settings, fentanyl exerts its principal pharmacologic effects on the CNS. In addition to analgesia, alterations in mood (euphoria, dysphoria) and drowsiness commonly occur.(1,3) Because the biological effects of fentanyl are similar to those of heroin and other opioids, fentanyl has become a popular drug of abuse. | Not applicable | Both fentanyl and norfentanyl are reported. Tolerant individuals may require many-fold increases in dose to achieve the same level of analgesia, which can greatly complicate interpretation of therapeutic drug monitoring results and establishment of a therapeutic window. Concentration at which toxicity occurs varies and should be interpreted in light of clinical situation. | Specimens collected in serum gel tubes are not acceptable because the drug can absorb on the gel and lead to falsely decreased concentrations. | 1. Gutstein HB, Akil H. Opioid analgesics. In: Brunton LL, Lazo JS, Parker KL, eds. Goodman and Gilman's: The Pharmacological Basis of Therapeutics. 11th ed. McGraw-Hill Companies; 2006:chap 21 2. Kerrigan S, Goldberger BA. Opioids. In: Levine B, eds. Principles of Forensic Toxicology. 2nd ed. AACC Press; 2003:187-205 3. DURAGESIC (fentanyl transdermal system). Package insert: Janssen Pharmaceutica Products, LP; 2006 4. Baselt RC. Disposition of Toxic Drugs and Chemicals in Man. 12th ed. Biomedical Publications; 2020 5. Yaksh T, Wallace M. Opioids, Analgesia, and Pain Management. In: Brunton LL, Hilal-Dandan R, Knollmann BC, eds. Goodman and Gilman's: The Pharmacological Basis of Therapeutics, 13th ed. McGraw-Hill Education; 2017 6. Langman LJ, Bechtel LK, Holstege CP. Clinical toxicology. In: Rifai N, Chiu RWK, Young I, Burnham CAD, Wittwer CT, eds. Tietz Textbook of Laboratory Medicine. 7th ed. Elsevier; 2023:chap 43 7. Fentanyl. In: Merative Micromedex (electronic version). Merative US 2024. Accessed July 15, 2024. Available at www.micromedexsolutions.com | Fentanyl is isolated from serum using a liquid/liquid extraction. The solvent is dried, and the analytes are reconstituted with mobile phase. Analysis is performed by liquid chromatography tandem mass spectrometry using selected ion monitoring.(Unpublished Mayo method) | 2 to 7 days | 14 days | This test was developed and its performance characteristics determined by Mayo Clinic in a manner consistent with CLIA requirements. It has not been cleared or approved by the US Food and Drug Administration. | 80354G0480 (if appropriate) | Fentanyl and Metabolites, S | 81275-0 | 31832 | Chain of Custody | 77202-0
FEEP | Ferret Epithelium, IgE, Serum | Establishing the diagnosis of an allergy to ferret epithelium Defining the allergen responsible for eliciting signs and symptoms Identifying allergens: -Responsible for allergic response and/or anaphylactic episode -To confirm sensitization prior to beginning immunotherapy -To investigate the specificity of allergic reactions to insect venom allergens, drugs, or chemical allergens | Fluorescence Enzyme Immunoassay (FEIA) | Yes | Ferret Epithelium, IgE | Serum | Collection Container/Tube: Preferred:Serum gel Acceptable:Red top Submission Container/Tube:Plastic vial Specimen Volume:0.5 mL for every 5 allergens requested Collection Instructions:Centrifuge and aliquot serum into a plastic vial. | For 1 allergen: 0.3 mL For more than 1 allergen: (0.05 mL x number of allergens) + 0.25 mL dead space | Clinical manifestations of immediate hypersensitivity (allergic) diseases are caused by the release of proinflammatory mediators (histamine, leukotrienes, and prostaglandins) from IgE-sensitized effector cells (mast cells and basophils) when cell-bound IgE antibodies interact with an allergen. In vitro serum testing for IgE antibodies provides an indication of the immune response to allergens that may be associated with allergic disease. The allergens chosen for testing often depend upon the age of the patient, history of allergen exposure, season of the year, and clinical manifestations. In individuals predisposed to develop allergic disease, the sequence of sensitization and clinical manifestations proceed as follows: eczema and respiratory disease (rhinitis and bronchospasm) in infants and children less than 5 years due to food sensitivity (milk, egg, soy, and wheat proteins) followed by respiratory disease (rhinitis and asthma) in older children and adults due to sensitivity to inhalant allergens (dust mite, mold, and pollen inhalants). | Class,IgE kU/L,Interpretation, 0,<0.10,Negative, 0/1,0.10-0.34,Borderline/equivocal, 1,0.35-0.69,Equivocal, 2,0.70-3.49,Positive, 3,3.50-17.4,Positive, 4,17.5-49.9,Strongly positive, 5,50.0-99.9,Strongly positive, 6,> or =100,Strongly positive, | Detection of IgE antibodies in serum (class 1 or greater) indicates an increased likelihood of allergic disease as opposed to other etiologies and defines the allergens that may be responsible for eliciting signs and symptoms. The level of IgE antibodies in serum varies directly with the concentration of IgE antibodies expressed as a class score or kU/L. | Testing for IgE antibodies is not useful in patients previously treated with immunotherapy to determine if residual clinical sensitivity exists or in patients in whom the medical management does not depend upon identification of allergen specificity. Some individuals with clinically insignificant sensitivity to allergens may have measurable levels of IgE antibodies in serum, and test results must be interpreted in the clinical context. False-positive results for IgE antibodies may occur in patients with markedly elevated serum IgE (>2500 kU/L) due to nonspecific binding to allergen solid phases. | Homburger HA, Hamilton RG: Allergic diseases. In: McPherson RA, Pincus MR, eds. Henry's Clinical Diagnosis and Management by Laboratory Methods. 23rd ed.Elsevier; 2017:1057-1070 | Specific IgE from the patient's serum reacts with the allergen of interest, which is covalently coupled to an ImmunoCAP. After washing away nonspecific IgE, enzyme-labeled anti-IgE antibody is added to form a complex. After incubation, unbound anti-IgE is washed away, and the bound complex incubated with a developing agent. After stopping the reaction, the fluorescence of the eluate is measured. Fluorescence is proportional to the amount of specific IgE present in the patient's sample (ie, the higher the fluorescence value, the more IgE antibody is present).(Package insert: ImmunoCAP System Specific IgE FEIA. Phadia; Rev 06/2020) | 1 to 3 days | 14 days | This test was developed and its performance characteristics determined by Mayo Clinic in a manner consistent with CLIA requirements. It has not been cleared or approved by the US Food and Drug Administration. | 86003 | Ferret Epithelium, IgE | 11172-4 | FEEP | Ferret Epithelium, IgE | 11172-4
FERR1 | Ferritin, Serum | Aiding in the diagnosis of iron deficiency and iron overload conditions Differentiating iron deficiency anemia and anemia of chronic disease | Electrochemiluminescence Immunoassay | Yes | Ferritin, S | Serum | Patient Preparation:For 12 hours before specimen collection, patientshould nottake multivitamins or dietary supplements (eg, hair, skin, and nail supplements) containing biotin (vitamin B7). Collection Container/Tube: Preferred:Serum gel Acceptable:Red top Submission Container Tube:Plastic vial Specimen Volume:0.6 mL Collection Instructions:Within 2 hours of collection, centrifuge and aliquot serum into a plastic vial. | 0.5 mL | Ferritin is a large spherical protein consisting of 24 noncovalently linked subunits with a molecular weight of approximately 450,000 Da. The subunits form a shell surrounding a central core containing variable amounts of ferric hydroxyphosphate. One molecule of ferritin is capable of binding between 4000 and 5000 atoms of iron, making ferritin the major iron storage protein for the body. Ferritin is found mainly in the cytoplasm of cells of the reticuloendothelial system and is a constituent of normal human serum. The concentration of ferritin is directly proportional to the total iron stores in the body, resulting in serum ferritin concentrations becoming a common diagnostic tool in the evaluation of iron status. In most normal adults, serum ferritin concentrations vary with age and sex. There is a sharp rise in serum ferritin concentrations in the first month of life, coinciding with the depression of bone marrow erythropoiesis. Within 2 or 3 months, erythropoiesis becomes reactivated and there is a drop in the concentration of serum ferritin. By 6 months, the concentration is reduced to fairly low levels, where they remain throughout childhood. There is no sex difference until the onset of puberty, at which time ferritin concentrations rise, particularly in male patients. There is a significant positive correlation between age and serum ferritin concentrations in female patients but not in male patients. Patients with iron deficiency anemia have serum ferritin concentrations approximately one-tenth of normal subjects, while patients with iron overload conditions (hemochromatosis, hemosiderosis) have serum ferritin concentrations much higher than normal. Studies also suggest that serum ferritin provides a sensitive means of detecting iron deficiency at an early stage. Serum ferritin concentrations may serve as a tool to monitor the effects of iron therapy, but results should be interpreted with caution as these cases may not always reflect the true state of iron stores. Ferritin is a positive acute phase reactant in both adults and children, whereby chronic inflammation results in a disproportionate increase in ferritin in relation to iron reserves. Elevated ferritin is also observed in acute and chronic liver disease, chronic kidney failure, and in some types of neoplastic disease. Evaluating body iron stores may include serum iron determination, total iron binding capacity, and percent saturation of transferrin, however, these are subject to diurnal variations and may be less precise. Additionally, they do not discriminate between depleted iron stores (iron deficiency) and conditions associated with defective iron release (eg, anemia of chronic disease). | Males: 0 days-4 weeks: 150-973 mcg/L 5 weeks-5 months: 9-580 mcg/L 6 months-9 years: 6-111 mcg/L 10-17 years: 15-201 mcg/L > or =18 years: 31-409 mcg/L Females: 0 days-4 weeks: 150-973 mcg/L 5 weeks-5 months: 9-580 mcg/L 6 months-17 years: 8-115 mcg/L 18-50 years: 6-175 mcg/L > or =51 years: 11-328 mcg/L | Hypoferritinemia is associated with increased risk for developing iron deficiency where iron deficiency is sufficient to reduce erythropoiesis causing hemoglobin concentrations to fall. Latent iron deficiency occurs when serum ferritin is low without low hemoglobin. Hyperferritinemia is associated with iron overload conditions including hereditary hemochromatosis where concentrations may exceed 1000 mcg/L. Non-iron overload hyperferritinemia may be caused bycommon liver disorders, neoplasms, acute or chronic inflammation, and hereditary hyperferritinemia-cataract syndrome. For more information about hereditary hemochromatosis testing, seeHereditary Hemochromatosis Algorithm. | Ferritin is an acute phase reactant and may be elevated in patients with inflammation, liver disease, chronic infection, autoimmune disorders, and malignancy. Ferritin may be elevated in excess iron storage disorders besides hemochromatosis including hemolytic anemia, sideroblastic anemia, and in those with multiple blood transfusions. Race and ethnicity factors (especially in Africans, African Americans, and Asians) are also associated with higher mean concentrations of serum ferritin than are typical of the White population, the basis of which is not completely understood. | 1. McPherson RA, Pincus MR:Henry's Clinical Diagnosis and Management by Laboratory Methods. 21st ed. Elsevier Saunders; 2007:506 2. Burtis CA, Ashwood ER, Bruns DE: Tietz Textbook of Clinical Chemistry and Molecular Diagnostics. Elsevier Saunders; 2012:985-1030 3. Cappellinin MD, Lo SF, Swickels DW: Hemoglobin, iron, bilirubin. In: Rifai N, Horvath AR, Wittwer CT, eds. Tietz Textbook of Clinical Chemistry and Molecular Diagnostics. 6th ed. Elsevier Saunders; 2018:719-775 |  | Same day/1 to 2 days | 7 days | This test has been cleared, approved, or is exempt by the US Food and Drug Administration and is used per manufacturer's instructions. Performance characteristics were verified by Mayo Clinic in a manner consistent with CLIA requirements. | 82728 | Ferritin, S | 20567-4 | FERR1 | Ferritin, S | 20567-4
FMB | Fetomaternal Bleed, Flow Cytometry, Blood | Determining the volume of fetal-to-maternal hemorrhage for thepurposes of recommending an increased dose of the Rh immuneglobulin | Flow Cytometry | No | Fetomaternal Bleed,Flow Cytometry,B | Whole Blood EDTA | Container/Tube:Lavender top (EDTA) Specimen Volume:Full tube Collection Instructions: 1. Do not centrifuge. 2. Invert several times to mix blood. 3. Send whole blood specimen in original tube.Do notaliquotas aliquoting into or out of a sample tube can adversely affect test results. | 1 mL | In hemolytic disease of the newborn, fetal red blood cells become coated with IgG alloantibody of maternal origin, which is directed against an antigen on the fetal cells that is of paternal origin and is absent on maternal cells. The IgG-coated cells undergo accelerated destruction, both before and after birth. The clinical severity of the disease can vary from intrauterine death to hematological abnormalities detected only if blood from an apparently healthy infant is subject to serologic testing. Pregnancy causes immunization when fetal red blood cells possessing a paternal antigen foreign to the mother enter the maternal circulation, an event described as fetomaternal hemorrhage (FMH). FMH occurs in up to 75% of pregnancies, usually during the third trimester and immediately after delivery. Delivery is the most common immunizing event, but fetal red blood cells can also enter the mother's circulation after amniocentesis, spontaneous or induced abortion, chorionic villus sampling, cordocentesis, or rupture of an ectopic pregnancy, as well as blunt trauma to the abdomen.(1) Rh immune globulin (RhIG, anti-D antibody) is given to Rh-negative mothers who are pregnant with a Rh-positive fetus. Anti-D antibody binds to fetal D-positive red blood cells, preventing development of the maternal immune response. RhIG can be given either before or after delivery. The volume of FMH determines the dose of RhIG to be administered. | < or =1.5 mL of fetal red blood cells in normal adults | Greater than 15 mL of fetal red blood cells (RBC) (30 mL of fetal whole blood) is consistent with significant fetomaternal hemorrhage (FMH). A recommended dose ofRh immune globulin(RhIG) will be reported for all specimens. One 300 mcg dose of RhIG protects against a FMH of 30 mL of D-positive fetal whole blood or 15 mL of D-positive fetal RBC. Recommended standard of practice is to administer RhIG within 72 hours of the fetomaternal bleed for optimal protective effects. The effectiveness of RhIG decreases beyond 72 hours post exposure but may still be clinically warranted. This assay has been validated out to 5 days post collection. | Clinical conditions exist that may result in an increased level of fetal hemoglobin-containing red blood cells (RBC), including hereditary persistence of fetal hemoglobin and thalassemia. Such RBC (also referred to as F cells) are detected by this assay. Results must be interpreted with caution in these situations. Due to differential RBC densities, aliquoting into or out of a sample tube can adversely affect the results. | 1. Roback J, Combs MR, Grossman B, Hillyer C, eds: In: Technical manual. 16th ed. AABB Press; 2008:625-637, 888 2. Iyer R, McElhinney B, Heasley N, Williams M, Morris K. False positive Kleihauer tests and unnecessary administration of anti-D immunoglobulin. Clin Lab Haematol. 2003;25(6):405-408 3. Cohn CS, Delaney M, Johnson ST, Katz LM, eds: Technical Manual. 20th ed. AABB Press; 2020 | The fetomaternal bleed test identifies cells containing fetal hemoglobin. The cells are fixed and permeabilized and then incubated with monoclonal antibodies directed against fetal hemoglobin (HbF) and subsequently analyzed by flow cytometric methods. This test uses the US Food and Drug Administration-approved Invitrogen Fetal Hemoglobin kit with fluorescein isothiocyanate-conjugated monoclonal antibody directed to HbF (HFH-01).(Package insert: Invitrogen Fetal Hemoglobin Test Kit with FITC-conjugated Monoclonal Antibody Directed to HbF. Life Technologies Corporation; MAN 0003641, Rev 3.02 03/06/2013) Rh immune globulin (RhIG) dose calculation: mL of fetal bleed/15 equals the calculated doses of RhIG, then add a safety margin, ie, when the number to the right of the decimal point is less than 5, round down and add 1 dose (example: 2.2 = 2.0 + 1 = 3); when the number to the right of the decimal point is 5 or greater, round up to the next number and add 1 dose (example: 2.8 = 3.0 + 1 = 4). If fetal bleed is 1.5 mL or less, it will be reported as negative bleed and the RhIG dose will be 1. RhD-Agglutination of red blood cells with an antiserum represents the presence of the corresponding antigen in the red blood cells.(Cohn CS, Delaney M, Johnson ST, Katz LM, eds: Technical Manual. 20th ed. AABB Press; 2020) | Same day/1 day | 7 days | This test has been modified from the manufacturer's instructions. Its performance characteristics were determined by Mayo Clinic in a manner consistent with CLIA requirements. This test has not been cleared or approved by the US Food and Drug Administration. | 88184-Flow cytometry, cell surface, cytoplasmic | Fetomaternal Bleed,Flow Cytometry,B | 75308-7 | 28203 | Rh Immune Globulin | 55731-4
FMBNY | Fetomaternal Bleed, New York, Blood | Determining the volume of fetal-to-maternal hemorrhage for thepurposes of recommending an increased dose of the Rh immuneglobulin This test is used only for specimens collected in New York state. | Flow Cytometry | Yes | Fetomaternal Bleed, New York | Whole Blood EDTA | Container/Tube:Lavender top (EDTA) Specimen Volume:Full tube Collection Instructions: 1. Do not centrifuge. 2. Invert several times to mix blood. 3. Send specimen in original tube.Do not aliquotas aliquoting into or out of a sample tube can adversely affect test results. | 1 mL | In hemolytic disease of the newborn, fetal red blood cells become coated with IgG alloantibody of maternal origin, which is directed against an antigen on the fetal cells that is of paternal origin and is absent on maternal cells. The IgG-coated cells undergo accelerated destruction, both before and after birth. The clinical severity of the disease can vary from intrauterine death to hematological abnormalities detected only if blood from an apparently healthy infant is subject to serologic testing. Pregnancy causes immunization when fetal red blood cells possessing a paternal antigen foreign to the mother enter the maternal circulation, an event described as fetomaternal hemorrhage (FMH). FMH occurs in up to 75% of pregnancies, usually during the third trimester and immediately after delivery. Delivery is the most common immunizing event, but fetal red blood cells can also enter the mother's circulation after amniocentesis, spontaneous or induced abortion, chorionic villus sampling, cordocentesis, or rupture of an ectopic pregnancy, as well as blunt trauma to the abdomen.(1) Rh immune globulin (RhIG, anti-D antibody) is given to Rh-negative mothers who are pregnant with a Rh-positive fetus. Anti-D antibody binds to fetal D-positive red blood cells, preventing development of the maternal immune response. RhIG can be given either before or after delivery. The volume of FMH determines the dose of RhIG to be administered. | < or =1.5 mL of fetal red blood cells in normal adults | Greater than 15 mL of fetal red blood cells (RBC) (30 mL of fetal whole blood) is consistent with significant fetomaternal hemorrhage (FMH). A recommended dose of Rh immune globulin (RhIG) will be reported for all specimens. One 300-mcg dose of RhIG protects against a FMH of 30 mL of D-positive fetal whole blood or 15 mL of D-positive fetal RBC. Recommended standard of practice is to administer RhIG within 72 hours of the fetomaternal bleed for optimal protective effects. The effectiveness of RhIG decreases beyond 72 hours postexposure but may still be clinically warranted. This assay has been validated out to 5 days post collection. | Clinical conditions exist that may result in an increased level of fetal hemoglobin-containing red blood cells (RBC), including hereditary persistence of fetal hemoglobin and thalassemia. Such RBC (also referred to as F cells) are detected by this assay. Results must be interpreted with caution in these situations. Due to differential RBC densities, aliquoting into or out of a sample tube can adversely affect the results. | 1. Roback J, Combs MR, Grossman B, Hillyer C, eds: In: Technical manual. 16th ed. AABB Press; 2008:625-637, 888 2. Iyer R, McElhinney B, Heasley N, Williams M, Morris K. False positive Kleihauer tests and unnecessary administration of anti-D immunoglobulin. Clin Lab Haematol. 2003;25(6):405-408 3. Cohn CS, Delaney M, Johnson ST, Katz LM, eds: Technical Manual. 20th ed. AABB Press; 2020 | The fetomaternal bleed test identifies cells containing fetal hemoglobin. The cells are fixed and permeabilized and then incubated with monoclonal antibodies directed against fetal hemoglobin (HbF) and subsequently analyzed by flow cytometric methods. This test uses the US Food and Drug Administration-approved Invitrogen Fetal Hemoglobin kit with fluorescein isothiocyanate-conjugated monoclonal antibody directed to HbF (HFH-01).(Package insert: Invitrogen Fetal Hemoglobin Test kit with FITC-conjugated Monoclonal Antibody Directed to HbF. Life Technologies Corporation; MAN 0003641, Rev 3.02, 03/06/2013) Rh immune globulin (RhIG) dose calculation: mL of fetal bleed/15 equals calculated doses of RhIG, then add a safety margin, ie, when the number to the right of the decimal point is less than 5, round down and add 1 dose (example: 2.2 = 2.0 + 1 = 3); when the number to the right of the decimal point is 5 or greater, round up to the next number and add 1 dose (example: 2.8 = 3.0 + 1 = 4). If fetal bleed is 1.5 mL or less, it will be reported as negative bleed and the RhIG dose will be 1. RhD-Agglutination of red blood cells with an antiserum represents the presence of the corresponding antigen in the red blood cells.(Cohn CS, Delaney M, Johnson ST, Katz LM, eds: Technical Manual. 20th ed. AABB Press; 2020) | Same day/1 day | 7 days | This test has been modified from the manufacturer's instructions. Its performance characteristics were determined by Mayo Clinic in a manner consistent with CLIA requirements. This test has not been cleared or approved by the US Food and Drug Administration. | 88184-Flow cytometry; cell surface cytoplasmic | Fetomaternal Bleed, New York | 75308-7 | 28246 | Remarks | 48767-8
FGF1F | FGFR1 (8p11.2) Amplification, FISH, Tissue | Providing prognostic information and guiding treatment primarily for patients with squamous cell carcinoma of the lung, breast, esophagus, thymus, and other locations | Fluorescence In Situ Hybridization (FISH) | Yes | FGFR1 (8p11.2) Amp, FISH, Ts | This test includes a charge for the probe application, analysis, and professional interpretation of results for one probe set (2 individual fluorescence in situ hybridization probes). No analysis charges will be incurred if an insufficient number of representative cells are available for analysis. | Submit only 1 of the following specimens: Preferred Specimen Type:Tissue block Collection Instructions:Submit a formalin-fixed, paraffin-embedded tumor tissue block. Blocks prepared with alternative fixation methods may be acceptable; provide fixation method used. Additional Information: 1. Paraffin-embedded specimens can be from any anatomic location (skin, soft tissue, lymph node, etc). 2. Bone specimens that have been decalcified will be attempted for testing, but the success rate is approximately 50%. Acceptable Specimen Type:Tissue slides Slides: 1 Hematoxylin and eosin stained and 4 unstained Collection Instructions: Submit 1 slide stained with hematoxylin and eosin and 4 consecutive unstained, positively charged, unbaked slides with 5-micron thick sections of the tumor tissue. | Two consecutive, unstained, 5 micron-thick sections placed on positively charged slides, and 1 hematoxylin and eosin-stained slide. | Fibroblast growth factor receptor 1 (FGFR1) is a receptor tyrosine kinase.FGFR1overexpression or amplification in squamous cell carcinoma is associated with tumor growth. Studies have shown overexpression oramplificationofFGFR1to be sensitive toFGFR1-tyrosine kinase inhibitors, andFGFR1inhibitors may be a promising therapeutic option. Therefore, patients withFGFR1amplification may be candidates forFGFR1tyrosine kinase inhibitor therapies. | An interpretive report will be provided. | FGFR1will be clinically interpreted as positive or negative. TheFGFR1locus is reported as amplified (positive) when the FGFR1:D8Z2ratio is greater than 2.0 or an average of 6 or more copies of theFGFR1probe are observed per tumor nucleus. A tumor with anFGFR1:D8Z2ratio less than or equal to 2.0 and having an average of less than 6 copies ofFGFR1per tumor nucleus is considered negative foramplification of theFGFR1locus. A negative result does not exclude the presence of a neoplastic disorder.? | This test is not approved by the US Food and Drug Administration and is best used as an adjunct to existing clinical and pathologic information. Fixatives other than formalin (eg, Prefer, Bouin's) may not be successful for fluorescence in situ hybridization (FISH) assays. Non-formalin fixed specimens will not be rejected. Paraffin-embedded tissues that have been decalcified may not be successful for FISH analysis. The success rate of FISH studies on decalcified tissue is approximately 50%. FISH studies will be attempted if sufficient tumor is present for analysis. If insufficient tissue/tumor is available for testing, the pathologist reviewing the hematoxylin and eosin-stained slide may find it necessary to cancel testing. If no FISH signals are observed post-hybridization, the case will be released indicating a lack of FISH results. | 1. Schultheis AM, Bos M, Schmitz K, et al. Fibroblast growth factor receptor 1 (FGFR1) amplification is a potential therapeutic target in small-cell lung cancer.Mod Pathol. 2014;27(2):214-212 2. Heist RS, Mino-Kenudson M, Sequist LV, et al. FGFR1 amplification in squamous cell carcinoma of the lung. J Thorac Oncol. 2012;7(12):1775-1780 3. Weis J, Sos ML, Seidel D, et al. Frequent and focal FGFR1 amplification associates with therapeutically tractable FGFR1 dependency in squamous cell lung cancer. Sci Transl Med. 2010;2(62):62ra93 4. Craddock KJ, Ludkovski O, Sykes J, et al. Prognostic value of fibroblast growth factor receptor 1 gene locus amplification in resected lung squamous cell carcinoma. J Thorac Oncol. 2013;8(11):1371-1377 5. Schildhaus HU, Heukamp LC, Merkelbach-Bruse S, et al. Definition of a fluorescence in-situ hybridization score identifies high- and low-level FGFR1 amplification types in squamous cell lung cancer. Mod Pathol. 2012;25(11):1473-1480 6. Drago JZ, Formisano L, Juric D, et al. FGFR1 amplification mediates endocrine resistance but retains TORC sensitivity in metastatic hormone receptor–positive (HR+) breast cancer. Clinical Cancer Research. 2019;25(21):6443-51 7. Andre F, Bachelot T, Campone M, et al. Targeting FGFR with dovitinib (TKI258): preclinical and clinical data in breast cancer. Clin Cancer Res. 2013;19(13):3693-702 | This test is performed using a commercially availableFGFR1probe set with a FGFR1 probe and a chromosome 8 centromere probe (D8Z2).The selection of tissue and the identification of target areas on the hematoxylin and eosin (H and E)-stained slide are performed by a pathologist. Using the H and E-stained slide as a reference, target areas are etched with a diamond-tipped engraving tool on the back of the unstained slide to be assayed. The probe set is hybridized to the appropriate target areas, and 2 technologists each independently analyze 30 interphase nuclei (60 total) with the results expressed as a ratio of FGFR1:D8Z2 signals.(Unpublished Mayo method) | 7 to 10 days | Slides and H and E used for analysis are retained by the laboratory in accordance with regulatory requirements. Client provided paraffin blocks and extra unstained slides will be returned after testing is complete. | This test was developed and its performance characteristics determined by Mayo Clinic in a manner consistent with CLIA requirements. It has not been cleared or approved by the US Food and Drug Administration. | 88271x2, 88291-DNA probe, each (first probe set), Interpretation and report88271x2-DNA probe, each; each additional probe set (if appropriate)88271x1-DNA probe, each; coverage for sets containing 3 probes (if appropriate)88271x2-DNA probe, each; coverage for sets containing 4 probes (if appropriate)88271x3-DNA probe, each; coverage for sets containing 5 probes (if appropriate)88274 w/modifier 52-Interphase in situ hybridization, <25 cells, each probe set (if appropriate)88274-Interphase in situ hybridization, 25 to 99 cells, each probe set (if appropriate) | FGFR1 (8p11.2) Amp, FISH, Ts | 78915-6 | 55225 | Released By | 18771-6
FGFR2 | FGFR2 (10q26.1) Rearrangement, FISH, Tissue | Providing prognostic information and guiding treatment for patients with cholangiocarcinomas and other tumor types including bladder, thyroid, oral cavity, and brain | Fluorescence In Situ Hybridization (FISH) | Yes | FGFR2 (10q26.1), FISH, Ts | This test includes a charge for the probe application, analysis, and professional interpretation of results for one probe set (2 individual fluorescence in situ hybridization probes). No analysis charges will be incurred if an insufficient number of representative cells are available for analysis. | Submit only 1 of the following specimens: Preferred Specimen Type: Tissue block Collection Instructions: Submit a formalin-fixed, paraffin-embedded tumor tissue block. Blocks prepared with alternative fixation methods may be acceptable; provide fixation method used. Additional Information: 1. Paraffin-embedded specimens can be from any anatomic location (skin, soft tissue, lymph node, etc). 2. Bone specimens that have been decalcified will be attempted for testing, but the success rate is approximately 50%. Acceptable Specimen Type: Tissue slides Slides: 1 Hematoxylin and eosin stained and 4 unstained Collection Instructions: Submit 1 slide stained with hematoxylin and eosin and 4 consecutive unstained, positively charged, unbaked slides with 5 micron thick sections of the tumor tissue | Slides: 1 Hematoxylin and eosin stained and 2 unstained | Cholangiocarcinoma is a malignancy arising from the biliary tract epithelium. These tumors are often clinically advanced at the time of presentation, and the prognosis is very poor with a short overall survival. Treatment is generally limited to surgical resection, which is associated with a high degree of morbidity, and palliative chemotherapy regimens. Therefore, additional treatment options are eagerly sought. Rearrangement of theFGFR2gene region has been identified in a subset of cholangiocarcinomas. These rearrangements result in overexpression ofFGFR2, which offers the possibility of using targetedFGFR2-inhibitor therapy for treatment.FGFR2rearrangements have also been identified in a number of other cancers including bladder, thyroid, oral cavity, and brain. | An interpretive report will be provided. | A neoplastic clone is detected when the percent of cells with an abnormality exceeds the normal cutoff for the FGFR2fluorescence in situ hybridization(FISH) probe set. A positive result is consistent with the presence of anFGFR2rearrangement and likely reflectsFGFR2fusion with a partner gene. The significance of this FISH result is dependent on additional clinical and pathologic features. A negative result does not exclude the presence of a neoplastic disorder. | This test is not approved by the US Food and Drug Administration and is best used as an adjunct to existing clinical and pathologic information. Fixatives other than formalin (eg, Prefer, Bouin's) may not be successful for fluorescence in situ hybridization (FISH) assays. Non-formalin fixed specimens will not be rejected. Paraffin-embedded tissues that have been decalcified may not be successful for FISH analysis. The success rate of FISH studies on decalcified tissue is approximately 50%. FISH studies will be attempted if sufficient tumor is present for analysis. If insufficient tissue/tumor is available for testing, the pathologist reviewing the hematoxylin and eosin-stained slide may find it necessary to cancel testing. If no FISH signals are observed post-hybridization, the case will be released indicating a lack of FISH results. | 1. Mitesh BJ, Champion MD, Egan JB, et al. Integrated Genomic Characterization Reveals Novel, Therapeutically Relevant Drug Targets in FGFR and EGFR Pathways in Sporadic Intrahepatic Cholangiocarcinoma. PLOS Genetics. 2014;10(2):e1004135 2. Graham RP, Barr Fritcher EG, Pestova E, et al. Fibroblast growth factor receptor 2 translocations in intrahepatic cholangiocarcinoma. Hum Pathol. 2014;45(8):1630-1638 3. Arai Y, Totoki Y, Hosoda F, et al. Fibroblast growth factor receptor 2 tyrosine kinase fusions define a unique molecular subtype of cholangiocarcinoma. Hepatology. 2014;59(4):1427-1434 4. Wu YM, Su F, Kalyana-Sundaram S, et al. Identification of targetable FGFR gene fusions in diverse cancers. Cancer Discov. 2013;3(6):636-647 5. Zou Y, Zhu K, Pang Y, et al. Molecular detection of FGFR2 rearrangements in resected intrahepatic cholangiocarcinomas: FISH could be an ideal method in patients with histological small duct subtype. J Clin Transl Hepatol. 2023;11(6):1355-1367 | The test is performed using anFGFR2(10q26.1) dual-color, break-apart strategy probe (BAP). Paraffin-embedded tissue samples are cut at 5 microns and mounted on positively charged glass slides. The selection of tissue and the identification of target areas on the hematoxylin and eosin (H and E)-stained slide are performed by a pathologist. Using the H and E-stained slide as a reference, target areas are etched with a diamond-tipped engraving tool on the back of the unstained slide to be assayed. The probe set is hybridized to the appropriate target areas, and 2 technologists each independently analyze 50 interphase nuclei (100 total) with the results expressed as the percent of abnormal nuclei.(Unpublished Mayo method) | 7 to 10 days | Slides and H and E used for analysis are retained by the laboratory in accordance with regulatory requirements. Client provided paraffin blocks and extra unstained slides will be returned after testing is complete. | This test was developed and its performance characteristics determined by Mayo Clinic in a manner consistent with CLIA requirements. It has not been cleared or approved by the US Food and Drug Administration. | 88271x2, 88291 - DNA probe, each (first probe set), Interpretation and report88271x2 - DNA probe, each; each additional probe set (if appropriate)88271x1 - DNA probe, each; coverage for sets containing 3 probes (if appropriate)88271x2 - DNA probe, each; coverage for sets containing 4 probes (if appropriate)88271x3 - DNA probe, each; coverage for sets containing 5 probes (if appropriate)88274 w/modifier 52 - Interphase in situ hybridization, <25 cells, each probe set (if appropriate)88274 - Interphase in situ hybridization, 25 to 99 cells, each probe set (if appropriate)88275 - Interphase in situ hybridization, 100 to 300 cells, each probe set (if appropriate) | FGFR2 (10q26.1), FISH, Ts | 95784-5 | 38104 | Released By | 18771-6
TFH | FH Mutation Analysis, Next-Generation Sequencing, Tumor | Identifying specific mutations within theFHgene to assist in tumor diagnosis/classification, including renal cell carcinoma, uterine/cutaneous leiomyoma, and pheochromocytoma/paraganglioma | Sequence Capture Next-Generation Sequencing (NGS) | Yes | FH Mutation Analysis, Tumor | When this test is ordered, slide review will always be performed at an additional charge. | This assay requires at least 20% tumor nuclei. -Preferred amount of tumor area with sufficient percent tumor nuclei: tissue 216 mm(2)-Minimum amount of tumor area: tissue 36 mm(2)-These amounts are cumulative over up to 10 unstained slides and must have adequate percent tumor nuclei.-Tissue fixation: 10% neutral buffered formalin, not decalcified-For specimen preparation guidance, seeTissue Requirement for Solid Tumor Next-Generation Sequencing. In this document, the sizes are given as 4 mm x 4 mm x 10 slides as preferred: approximate/equivalent to 144 mm(2) and the minimum as 3 mm x 1 mm x 10 slides: approximate/equivalent to 36 mm(2). Preferred: Specimen Type:Tissue block Collection Instructions: Submit a formalin-fixed, paraffin-embedded tissue block with acceptable amount of tumor tissue. Acceptable: Specimen Type:Tissue slide Slides: 1 Stained and 10 unstained Collection Instructions: Submit 1 slide stained with hematoxylin and eosin and 10 unstained, nonbaked slides with 5-micron thick sections of the tumor tissue. Note:The total amount of required tumor nuclei can be obtained by scraping up to 10 slides from the same block. Additional Information: Unused unstained slides will not be returned. Specimen Type:Cytology slide (direct smears or ThinPrep) Slides:1 to 3 Slides Collection Instructions:Submit 1 to 3 slides stained and coverslipped with a preferred total of 5000 nucleated cells or a minimum of at least 3000 nucleated cells. Note:Glass coverslips are preferred; plastic coverslips are acceptable but will result in longer turnaround times. Additional Information: Cytology slides will not be returned. | See Specimen Required | Disease-causing alterations of the fumarate hydratase (FH) gene have been implicated in renal cell carcinoma, uterine/cutaneous leiomyoma, and pheochromocytoma/paraganglioma. While these tumors can occur in the sporadic setting, germline alterations of theFHgene have been associated with renal cell carcinoma, and uterine/cutaneous leiomyoma in hereditary leiomyomatosis and renal cell carcinoma (HLRCC) syndrome. The 5th edition of the World Health Organization Classification of Tumours recognizes fumarate hydratase-deficient renal cell carcinoma as a molecularly defined entity.(1) This single gene assay, performed using formalin-fixed paraffin-embedded tissue or cytology material, is therefore helpful in documenting an underlying disease-causing alteration of theFHgene and is diagnostically significant. It is important to note that this assay does not distinguish between germline and somatic alterations. | An interpretive report will be provided. | The interpretation of molecular biomarker analysis includes an overview of the results and the associated diagnostic, prognostic, and therapeutic implications. | This test cannot differentiate between somatic and germline alterations. Additional testing may be necessary to clarify the significance of results if there is a potential hereditary risk. DNA variants of uncertain significance may be identified. A negative result does not rule out the presence of a variant that may be present below the limits of detection of this assay. In a specimen with 20% or more tumor content, the analytical sensitivity of this assay for sequence reportable alterations is 5% mutant allele frequency with a minimum coverage of 500X. Point mutations and small deletion-insertion mutations will be detected inFHgene only. This test may detect single exon deletions but does not detect multi-exon deletions, duplications, or genomic copy number variants. Variant allele frequency (VAF) is the percentage of sequencing reads supporting a specific variant divided by the total sequencing reads at that position. In somatic testing, VAF should be interpreted in the context of several factors, including, but not limited to, tumor purity/heterogeneity/copy number status (ploidy, gains/losses, loss of heterozygosity) and sequencing artifact/misalignment.(2,3) Rare alterations (ie, polymorphisms) may be present that could lead to false-negative or false-positive results. Test results should be interpreted in the context of clinical, tumor sampling, histopathological, and other laboratory data. If results obtained do not match other clinical or laboratory findings, contact the laboratory for discussion. Misinterpretation of results may occur if the information provided is inaccurate or incomplete. Reliable results are dependent on adequate specimen collection and processing. This test has been validated on cytology slides and formalin-fixed, paraffin-embedded tissues; other types of fixatives are discouraged. Improper treatment of tissues, such as decalcification, may cause polymerase chain reactionfailure. | 1. WHO Classification of Tumours Editorial Board, eds. Urinary and male genital tumours. 5th ed. World Health Organization; 2022. WHO Classification of Tumours. Vol 8 2. Strom SP. Current practices and guidelines for clinical next-generation sequencing oncology testing. Cancer Biol Med. 2016;13(1):3-11. doi:10.28092/j.issn.2095-3941.2016.0004 3. Spurr L, Li M, Alomran N, et al. Systematic pan-cancer analysis of somatic allele frequency. Sci Rep. 2018;8(1):7735. Published 2018 May 16. doi:10.1038/s41598-018-25462-0 4. Trpkov K, Hes O, Williamson SR, et al: New developments in existing WHO entities and evolving molecular concepts: The Genitourinary Pathology Society (GUPS) update on renal neoplasia. Mod Pathol. 2021;34(7):1392-1424 5. Forde C, Lim DHK, Alwan Y, et al: Hereditary leiomyomatosis and renal cell cancer: Clinical, molecular, and screening features in a cohort of 185 affected individuals. Eur Urol Oncol. 2020;3(6):764-772 6. Gupta S, Swanson AA, Chen YB, et al. Incidence of succinate dehydrogenase and fumarate hydratase-deficient renal cell carcinoma based on immunohistochemical screening with SDHA/SDHB and FH/2SC. Hum Pathol. 2019;91:114-122 7. Carlo MI, Hakimi AA, Stewart GD, et al: Familial kidney cancer: Implications of new syndromes and molecular insights. Eur Urol. 2019;76(6):754-764 8. Nguyen KA, Syed JS, Espenschied CR, et al: Advances in the diagnosis of hereditary kidney cancer: Initial results of a multigene panel test. Cancer. 2017;123(22):4363-4371 | Next-generation sequencing is performed to evaluate the presence of a mutation in all coding regions of theFHgene. See Targeted Genes and Methodology Details for FH Mutation Analysis for details regarding the targeted gene regions identified by this test.(Unpublished Mayo method) A pathology review and macro dissection to enrich for tumor cells is performed prior to slide scraping. | 12 to 20 days | FFPE tissue block: Unused portions of blocks will be returned within 10 to -14 days after testing is complete; FFPE tissue/cytology slides: Unused slides are stored indefinitely; Digital images are obtained and stored for all slides used in testing. | This test was developed and its performance characteristics determined by Mayo Clinic in a manner consistent with CLIA requirements. It has not been cleared or approved by the US Food and Drug Administration. | 88381-Microdissection, manual81405 | FH Mutation Analysis, Tumor | 49872-5 | 619666 | Released By | 18771-6
MSFGN | Fibrillary Glomerulonephritis Confirmation, Mass Spectrometry, Paraffin Tissue | Diagnosing fibrillary glomerulonephritis | Liquid Chromatography Tandem Mass Spectrometry (LC-MS/MS) | Yes | Fibrillary GN Confirm, LC MS/MS | A pathology consultation is typically not required. If the results of this test do not support the clinical findings, PATHC / Pathology Consultation may be added if appropriate, upon client approval. | Supplies:Pathology Packaging Kit (T554) Specimen Type:Formalin-fixed or B5-fixed, paraffin-embedded tissue block Collection Instructions: 1. Do not send fixed tissue slides. Testing can only be done on paraffin-embedded tissue blocks. 2. Attach the green pathology address label included in the kit to the outside of the transport container. |  | Fibrillary glomerulonephritis (FGN) is a rare kidney disease with fibrillary deposits in the glomeruli that contain polyclonal IgG and complement, indicating immune complex deposition. Although usually Congo-red negative, recently cases with weak Congo-red positivity have been observed, making the distinction from amyloid more challenging.Liquid chromatography tandem mass spectrometry(LC-MS/MS) performed on microdissected glomeruli from patients with FGN demonstrates a unique proteomic profile including the protein DNAJB9 (Mayo Clinic unpublished observations). The presence of DNAJB9 was found to be highly sensitive and specific for FGN, distinguishing it from other glomerular diseases, including amyloid, immunotactoid glomerulopathy, and immune complex-mediated proliferative glomerulonephritis. The presence of DNAJB9, in the appropriate clinical and pathological context, can be useful to establish a diagnosis of FGN. |  | An interpretation will be provided. | No significant cautionary statements | 1. Said SM, Sethi S, Valeri AM, et al. Renal amyloidosis: origin and clinicopathologic correlations of 474 recent cases. Clin J Am Soc Nephrol. 2013;8(9):1515-1523 2. Vrana JA, Gamez JD, Madden BJ, Theis JD, Bergen HR 3rd, Dogan A. Classification of amyloidosis by laser microdissection and mass spectrometry-based proteomic analysis in clinical biopsy specimens. Blood. 2009;114(24):4957-4959 3. Rosenstock JL, Markowitz GS, Valeri AM, Sacchi G, Appel GB, D'Agati VD. Fibrillary and immunotactoid glomerulonephritis: Distinct entities with different clinical and pathologic features. Kidney Int. 2003;63(4):1450-1461 4. Casanova S, Donini U, Zucchelli P, Mazzucco G, Monga G, Linke RP. Immunohistochemical distinction between amyloidosis and fibrillar glomerulopathy. Am J Clin Pathol. 1992;97(6):787-795 5. Rosenmann E, Eliakim M. Nephrotic syndrome associated with amyloid-like glomerular deposits. Nephron. 1977;18(5):301-308 6. Nasr SH, Vrana JA, Dasari S, et al. DNAJB9 is a specific immunohistochemical marker for fibrillary glomerulonephritis. Kidney Int Rep. 2017;3(1):56-64 7. Dasari S, Alexander MP, Vrana JA, et al. DnaJ Heat Shock Protein Family B Member 9 is a Novel Biomarker for Fibrillary GN. J Am Soc Nephrol. 2018;29(1):51-56 | Affected areas are removed from paraffin-embedded tissues by laser microdissection. Protein digestion is performed, followed by liquid chromatography tandem mass spectrometry.(Unpublished Mayo method) | 7 to 15 days | Until reported | This test was developed and its performance characteristics determined by Mayo Clinic in a manner consistent with CLIA requirements. It has not been cleared or approved by the US Food and Drug Administration. | 8254288380 | Fibrillary GN Confirm, LC MS/MS | In Process | BA0394 | Case Number | 80398-1
FIBAG | Fibrinogen Antigen, Plasma | Evaluation of fibrinogen deficiency Measuring fibrinogen in patients with elevated plasma levels of fibrin degradation products, patients receiving heparin, and in patients with antibodies to thrombin (following surgical use of topical bovine thrombin) Identifying afibrinogenemia, hypofibrinogenemia, and dysfibrinogenemia when ordered in combination with fibrinogen activity (FIBTP / Fibrinogen, Plasma) | Immunoturbidimetric | Yes | Fibrinogen Antigen, P | Plasma Na Cit | Supplies:Sarstedt Aliquot Tube 5 mL (T914) Collection Container/Tube:Light-blue top (3.2% sodium citrate at 9:1 ratio) Submission Container/Tube:Plastic vial Specimen Volume:1 mL Collection Instructions:Centrifuge and aliquot plasma into plastic vial. Send refrigerated. | 0.5 mL | Fibrinogen (clotting factor I) is an essential protein responsible for blood clot formation. In the final step of the coagulation cascade, thrombin converts soluble fibrinogen into insoluble fibrin strands that crosslink and form a clot. Fibrinogen is synthesized in the liver and has a biological half-life of 3 to 5 days in the circulating plasma. Fibrinogen deficiencies can be congenital or acquired and lead to prolonged coagulation times. Isolated fibrinogen deficiency is an extremely rare inherited coagulation disorder. Acquired fibrinogen deficiency is most commonly caused by, acute or decompensated intravascular coagulation and fibrinolysis. Other causes of fibrinogen deficiency include advanced liver disease, L-asparaginase therapy, or fibrinolytic agents (eg, streptokinase, urokinase, tissue plasminogen activator). | > or =18 years: 196-441 mg/dL Reference values have not been established for patients that are less than 18 years of age. | This method measures the total amount of fibrinogen protein (ie, fibrinogen antigen) present in the plasma. Adequate fibrinogen antigen levels in a context of low fibrinogen activity suggests a dysfibrinogenemia. Fibrinogen antigen levels lower than 100 mg/dL are associated with an increased risk of bleeding. | Differentiation of congenital from acquired defects of fibrinogen requires clinical correlation and the results of standard clotting-based fibrinogen activity (FIBTP / Fibrinogen, Plasma) testing. Fibrinogen is an acute phase reactant; plasma levels can be increased by inflammatory illnesses, nephrotic syndrome, liver disease, pregnancy, estrogen therapy, and/or compensated intravascular coagulation. | 1. de Moerloose P, Casini A, Neerman-Arbez M. Congenital fibrinogen disorders: an update. Semin Thromb Hemost. 2013;39(6):585-595 2. Mackie I, Casini A, Pieters M, Purthi R, Reilly-Stitt C, Suzuki A. International council for standardisation in haematology recommendations on fibrinogen assays, thrombin clotting time and related tests in the investigation of bleeding disorders. Int J Lab Hematol. 2024;46(1): 20-32.doi:10.1111/ijlh.14201 | The K-ASSAY Fibrinogen test analyzes the quantitative determination of fibrinogen in human plasma by immunoturbidimetric analysis. Samples and antibody reagent are automatically pipetted into individual cuvettes. Following an initial incubation and measurement of sample blank, antiserum is added to the cuvettes. The sample (antigen) solution and antiserum are then mixed in the reaction cuvettes. Insoluble antigen-antibody complexes form. The immune complexes cause an increase in light scattering, which correlates with the concentration of plasma fibrinogen. The absorbance of the solution is measured.(Package insert: K-ASSAY Fibrinogen. Kamiya Biomedical Company; 03/2023) | 1 to 3 days | 7 days | This test has been cleared, approved, or is exempt by the US Food and Drug Administration and is used per manufacturer's instructions. Performance characteristics were verified by Mayo Clinic in a manner consistent with CLIA requirements. | 85385 | Fibrinogen Antigen, P | 3256-5 | FIBAG | Fibrinogen Antigen, P | 3256-5
CLFIB | Fibrinogen, Clauss, Plasma | Detecting increased or decreased fibrinogen (factor 1) concentration of acquired or congenital origin Monitoring severity and treatment of disseminated intravascular coagulation and fibrinolysis | Only orderable as part of a profile or reflex. For more information, see: ALBLD / Bleeding Diathesis Profile, Limited, Plasma APROL / Prolonged Clot Time Profile, Plasma AATHR / Thrombophilia Profile, Plasma and Whole Blood ADIC / Disseminated Intravascular Coagulation/Intravascular Coagulation and Fibrinolysis (DIC/ICF) Profile, Plasma ALUPP / Lupus Anticoagulant Profile, Plasma Clauss | Yes | Fibrinogen, Clauss, P | Plasma Na Cit | Only orderable as part of a profile or reflex. For more information, see: ALBLD / Bleeding Diathesis Profile, Limited, Plasma APROL / Prolonged Clot Time Profile, Plasma AATHR / Thrombophilia Profile, Plasmaand Whole Blood ADIC / Disseminated Intravascular Coagulation/Intravascular Coagulation and Fibrinolysis (DIC/ICF)Profile, Plasma ALUPP / Lupus AnticoagulantProfile, Plasma |  | Fibrinogen, also known as factor 1, is a plasma protein that can be transformed by thrombin into a fibrin gel ("the clot"). Fibrinogen is synthesized in the liver and circulates in the plasma as a disulfide-bonded dimer of 3 subunit chains. The biological half-life of plasma fibrinogen is 3 to 5 days. An isolated deficiency of fibrinogen may be inherited as an autosomal recessive trait (afibrinogenemia or hypofibrinogenemia) and is one of the rarest of the inherited coagulation factor deficiencies. Acquired causes of decreased fibrinogen levels include acute or decompensated intravascular coagulation and fibrinolysis (disseminated intravascular coagulation), advanced liver disease, L-asparaginase therapy, and therapy with fibrinolytic agents (eg, streptokinase, urokinase, tissue plasminogen activator). Fibrinogen function abnormalities, dysfibrinogenemias, may be inherited (congenital) or acquired. Patients with dysfibrinogenemia are generally asymptomatic. However, the congenital dysfibrinogenemias are more likely than the acquired to be associated with bleeding or thrombotic disorders. While the dysfibrinogenemias are generally not associated with clinically significant hemostasis problems, they characteristically produce a prolonged thrombin time clotting test. Congenital dysfibrinogenemias usually are inherited as autosomal codominant traits. Acquired dysfibrinogenemias mainly occur in association with liver disease (eg, chronic hepatitis, hepatoma) or kidney diseases associated with elevated fibrinogen levels. Fibrinogen is an acute-phase reactant, so a number of acquired conditions can result in an increase in its plasma level: -Acute or chronic inflammatory illnesses -Nephrotic syndrome -Liver disease and cirrhosis -Pregnancy or estrogen therapy -Compensated intravascular coagulation The finding of an increased level of fibrinogen in a patient with obscure symptoms suggests an organic rather than a functional condition. Chronically increased fibrinogen has been recognized as a risk factor for development of arterial and venous thromboembolism. | Only orderable as part of a profile or reflex. For more information, see: ALBLD / Bleeding Diathesis Profile, Limited, Plasma APROL / Prolonged Clot Time Profile, Plasma AATHR / Thrombophilia Profile, Plasmaand Whole Blood ADIC / Disseminated Intravascular Coagulation/Intravascular Coagulation and Fibrinolysis (DIC/ICF)Profile, Plasma ALUPP / Lupus AnticoagulantProfile, Plasma Males: 200-500 mg/dL Females: 200-500 mg/dL In normal full-term newborns and in healthy premature infants (30-36 weeks gestation) fibrinogen is near adult levels (>150) and reaches adult levels by less than 21 days postnatal. | This test assesses levels of functional (clottable) fibrinogen (see Cautions). Fibrinogen may be decreased in acquired conditions such as liver disease and acute intravascular coagulation and fibrinolysis and disseminated intravascular coagulation. Fibrinogen may be decreased in rare conditions including congenital afibrinogenemia or hypofibrinogenemia. Fibrinogen may be elevated with acute or chronic inflammatory conditions. | In patients with dysfibrinogenemias, this assay may give spuriously low results. In patients with markedly elevated plasma levels of fibrin degradation products (eg, thrombolytic therapy or disseminated intravascular coagulation and fibrinolysis), clottable fibrinogen determined by this method may be lower than when measured by an end point method (eg, nephelometric) assay. Patients with antibodies to bovine thrombin (which can arise in association with surgical application of topical bovine thrombin) may have spuriously decreased fibrinogen when assayed by this assay. The presence of heparin above 1.0 U/mL may cause erroneously low kinetic estimates of fibrinogen, or make it impossible to measure fibrinogen by the nephelometric end point technique. In these cases, end point determinations of clottable fibrinogen by a gravimetric/spectrophotometric (biuret) technique or fibrinogen immunoassay may be helpful. | Favaloro EJ, Lippi G. eds. Hemostasis and Thrombosis: Methods and Protocols. 1st ed. Humana Press; 2017 | The Clauss fibrinogen assay is performed using the HemosIL Fibrinogen-C kit on the Instrumentation Laboratory ACL TOP. Patient plasma, containing fibrinogen, is mixed with reagent containing excess thrombin. The excess thrombin converts the fibrinogen in the patient plasma to fibrin. The amount of time it takes to form a clot is inversely proportional to the amount of fibrinogen present in the patient plasma.(Favaloro EJ, Lippi G. eds. Hemostasis and Thrombosis: Methods and Protocols. 1st ed. Humana Press; 2017) | 1 day | 7 days | This test has been modified from the manufacturer's instructions. Its performance characteristics were determined by Mayo Clinic in a manner consistent with CLIA requirements. This test has not been cleared or approved by the US Food and Drug Administration. | 85384 | Fibrinogen, Clauss, P | 48664-7 | CLFIB | Fibrinogen, Clauss, P | 48664-7
FIBTP | Fibrinogen, Plasma | Detecting increased or decreased fibrinogen (factor I) concentration of acquired or congenital origin Monitoring severity and treatment of disseminated intravascular coagulation and fibrinolysis | Turbidimetric | Yes | Fibrinogen, P | Plasma Na Cit | Specimen Type:Platelet-poor plasma Collection Container/Tube:Light-blue top (3.2% sodium citrate) Submission Container/Tube:Plastic vial Specimen Volume:1 mL Collection Instructions: 1. For complete instructions, seeCoagulation Guidelines for Specimen Handling and Processing. 2. Centrifuge, transfer all plasma into a plastic vial, and centrifuge plasma again. 3. Aliquot plasma into plastic vial leaving 0.25 mL in the bottom of centrifuged vial. 4. Freeze plasma immediately (no longer than 4 hours after collection) at -20 degrees C or, ideally, at -40 degrees C or below. Additional Information:Double-centrifuged specimen is critical for accurate results as platelet contamination may cause spurious results. | 0.5 mL | Fibrinogen, also known as factor I, is a plasma protein that can be transformed by thrombin into a fibrin gel ("the clot"). Fibrinogen is synthesized in the liver and circulates in the plasma as a disulfide-bonded dimer of 3 subunit chains. The biological half-life of plasma fibrinogen is 3 to 5 days. An isolated deficiency of fibrinogen may be inherited as an autosomal recessive trait (afibrinogenemia or hypofibrinogenemia) and is one of the rarest of the inherited coagulation factor deficiencies. Acquired causes of decreased fibrinogen levels include acute or decompensated intravascular coagulation and fibrinolysis (disseminated intravascular coagulation: DIC), advanced liver disease, L-asparaginasetherapy, and therapy with fibrinolytic agents (eg, streptokinase, urokinase, tissue plasminogen activator). Fibrinogen function abnormalities, dysfibrinogenemias, may be inherited (congenital) or acquired. Patients with dysfibrinogenemia are generally asymptomatic. However, the congenital dysfibrinogenemias are more likely to be associated with bleeding or thrombotic disorders than the acquired dysfibrinogenemias are. While the dysfibrinogenemias are generally not associated with clinically significant hemostasis problems, they characteristically produce a prolonged thrombin time clotting test. Acquired dysfibrinogenemias mainly occur in association with liver disease (eg, chronic hepatitis, hepatoma) or kidney diseases (eg, chronic glomerulonephritis, hypernephroma) and usually are associated with elevated fibrinogen levels. Fibrinogen is an acute phase reactant, so a number of acquired conditions can result in an increase in its plasma concentration: -Acute or chronic inflammatory illnesses -Nephrotic syndrome -Liver disease and cirrhosis -Pregnancy or estrogen therapy -Compensated intravascular coagulation -Diabetes -Obesity The finding of an increased level of fibrinogen in a patient with obscure symptoms suggests an organic rather than a functional condition. Chronically increased fibrinogen has been recognized as a risk factor for development of arterial thromboembolism. | 200-393 mg/dL | Fibrinogen may be decreased in acquired conditions such as liver disease and acute intravascular coagulation and fibrinolysis and disseminated intravascular coagulation. Fibrinogen may be decreased in rare conditions, including congenital afibrinogenemia or hypofibrinogenemia. Fibrinogen may be elevated with acute or chronic inflammatory conditions. | In patients with dysfibrinogenemias, fibrinogen concentration is often low and may be further differentiated from hypofibrinogenemia by measuring the fibrinogen antigen concentration. Direct oral anticoagulants and high concentrations of heparin (>2 U/mL) can falsely decrease fibrinogen concentration. | 1. Mackie IJ, Kitchen S, Machin SJ, Lowe GD: Haemostais and Thrombosis Task Force of the British Committee for standards in Haematology. Guidelines for fibrinogen assays. Br J Haemotol. 2003 May;121(3):396-304 2. Boender J, Kruip MJ, Leebeek FW: A diagnostic approach to mild bleeding disorders. J Thromb Haemost. 2016 Aug;14(8):1507-1516 | Coagulometric (turbidimetric) detection is based on the principle that light passing through a medium in which fibrinogen is converted to fibrin is absorbed by the fibrin strands. Light at 671 nm is transmitted through a sample onto a photodetector, which is positioned 180 degrees to the source. Light absorption increases as fibrin clot formation progresses. Consequently, light transmittance through the sample continuously decreases and is measured by the photodetector. The corresponding electrical signal output from the photodetector changes according to the detected light. The signal output is processed via software through a series of algorithms to determine the clot point. In 1957, Clauss developed a quantitative assay using thrombin to measure fibrinogen in plasma. In this procedure, an excess of thrombin is added to diluted plasma, and the resulting clotting time value is measured. The log of the clotting time value is inversely proportional to the log of the fibrinogen concentration. A fibrinogen reference curve is plotted from the clotting time results of the known reference plasma dilutions having different fibrinogen values. The concentration of fibrinogen in patient plasma samples is determined by comparing clotting time values to the reference curve.(Package insert: HemosIL Q.F.A. Thrombin [Bovine]. Instrumentation Laboratory; R10, 06/2017; instruction manual: IL TOP Operators Manual, Instrumentation Laboratory; 2013) | Same day/1 day | Same day/1 day | This test has been cleared, approved, or is exempt by the US Food and Drug Administration and is used per manufacturer's instructions. Performance characteristics were verified by Mayo Clinic in a manner consistent with CLIA requirements. | 85384 | Fibrinogen, P | 3255-7 | FIBTP | Fibrinogen, P | 3255-7
CULFB | Fibroblast Culture for Biochemical or Molecular Testing, Chorionic Villi/Products of Conception/Tissue | Producing cell cultures that can be used for enzymatic or molecular genetic analysis | Cell Culture | Yes | Fibroblast Culture for Genetic Test | This processing test is for culturing chorionic villi, products of conception, skin fibroblasts, or other biopsy specimens for biochemical or molecular genetic studies. No analysis or interpretation of results is performed. | Submit only 1 of the following specimens: Specimen Type:Autopsy Supplies:Hank's Solution (T132) Container/Tube:Sterile container with sterile Hank's balanced salt solution, Ringer's solution, or normal saline Specimen Volume:4-mm diameter Collection Instructions: 1. Wash biopsy site with an antiseptic soap. 2. Thoroughly rinse area with sterile water. 3. Do not use alcohol or iodine preparations. 4. Biopsy specimens are best taken by punch biopsy to include full thickness of dermis. Specimen Type:Chorionic villi Supplies:CVS Media (RPMI) and Small Dish (T095) Container/Tube:15 mL tube containing 15 mL of transport media Specimen Volume:20-30 mg Collection Instructions: 1. Collect specimen by the transabdominal or transcervical method. 2. Transfer the chorionic villi specimen to a Petri dish containing transport medium. 3. Using a stereomicroscope and sterile forceps, assess the quality and quantity of the villi and remove any blood clots and maternal decidua. Specimen Type:Products of conception or stillbirth Supplies:Hank's Solution (T132) Container/Tube:Sterile container with sterile Hank's balanced salt solution, Ringer's solution, or normal saline Specimen Volume:1 cm(3) of placenta (including 20 mg of chorionic villi)anda 1 cm(3) biopsy specimen of muscle/fascia from the thigh Collection Instructions:If a fetus cannot be specifically identified, collect 50 mg villus material or tissue that appears to be of fetal origin. Additional Information:Do notsend entire fetus. Specimen Type:Cultured fibroblasts Container/Tube:T-25 flask Specimen Volume:2 Full T-25 flasks Specimen Stability Information:Ambient (preferred)/Refrigerated Specimen Type:Skin biopsy Supplies:Fibroblast Biopsy Transport Media (T115) Container/Tube:Sterile container with any standard cell culture media (eg, minimal essential media, RPMI 1640). The solution should be supplemented with 1% penicillin and streptomycin. Tubes of culture media can be supplied upon request (Eagle's minimum essential medium with 1% penicillin and streptomycin). Specimen Volume:4-mm punch | See Specimen Required | Cultured cells may be used to perform a wide range of laboratory tests. Prior to testing, the tissue may need to be cultured to obtain adequate numbers of cells. | Not applicable |  | Interfering factors: -Inadequate amount of specimen may not permit adequate analysis -Exposure of the specimen to temperature extremes (freezing or greater than 30 degrees C) may kill cells and interfere with attempts to culture cells -Improper packaging may result in broken, leaky, and contaminated specimens during transport -Transport time should not exceed 2 days -Contamination by maternal cells may interfere with attempts to culture cells and may cause interpretive problems Lack of viable cells: -Bacterial contamination -Failure to transport tissue in an appropriate media -Excessive transport time -Exposure of the specimen to temperature extremes (freezing or >30 degrees C) -Improper packaging may result in broken or leaky specimen containers or contamination of specimens during transport | Arsham MS, Barch MJ, Lawce HJ, eds. The AGT Cytogenetics Laboratory Manual. 4th ed. John Wiley and Sons Inc; 2017 | Products of Conception/Autopsy/Stillbirth/Skin Biopsy: The biopsy specimen is cut into small pieces, treated with collagenase, and placed in a tissue culture flask with Chang and MEM alpha-medium, 20 percent fetal bovine serum, and antibiotics to establish a fibroblast culture. The cultures are trypsinized into 1 to 3 T25 tissue culture flasks or 1 to 2 T75 tissue culture flasks. Chorionic Villi Specimen: The chorionic villi specimen is thoroughly cleaned using sterile forceps to remove the remaining maternal decidua and blood clots. The villi are then treated with trypsin and collagenase. The cells are grown in Chang and MEM-alpha medium for 5 to 10 days.(May KM, Saxe DF, Priest JH. Prenatal chromosome diagnosis. In:Arsham MS, Barch MJ, Lawce HJ, eds. The AGT Cytogenetics Laboratory Manual. 4th ed. John Wiley and Sons Inc;2017:182-184) | 41 to 42 days | Cell cultures: 6 months; Fresh tissue not utilized to establish cultures: 1 month | Not Applicable | 8823388240 | Fibroblast Culture for Genetic Test | 96300-9 | 52333 | Released By | 18771-6
FGFRC | Fibroblast Growth Factor Receptor 1, Immunostain, Technical Component Only | Classification of a subset of lung squamous cell carcinoma | Immunohistochemistry (IHC) | Yes | FGFR1 IHC, Tech Only | For the initial technical component only immunohistochemical (IHC) stain performed, the appropriate bill-only test ID will be reflexed and charged (IHTOI). For each additional technical component only IHC stain performed, an additional bill-only test ID will be reflexed and charged (IHTOA). | Supplies:Immunostain Technical Only Envelope (T693) Specimen Type:Tissue Container/Tube:Immunostain Technical Only Envelope Preferred:2 Unstained positively charged glass slide (25- x 75- x 1-mm) per test ordered; sections 4-microns thick Acceptable:Formalin-fixed, paraffin-embedded tissue block |  | Fibroblast growth factor receptor 1 (FGFR1) is a receptor tyrosine kinase that belongs to the fibroblast growth factor family. FGFR1 amplification is seen in 13% to 22% of lung squamous cell carcinoma and has been associated with a worse prognosis. |  | This test does not include pathologist interpretation, only technical performance of the stain. If interpretation is required, order PATHC / Pathology Consultation for a full diagnostic evaluation or second opinion of the case. The positive and negative controls are verified as showing appropriate immunoreactivity. If a control tissue is not included on the slide, a scanned image of the relevant quality control tissue is available upon request; call 855-516-8404. Interpretation of this test should be performed in the context of the patient's clinical history and other diagnostic tests by a qualified pathologist. | Age of a cut paraffin section can affect immunoreactivity. Stability thresholds vary widely among published literature and are antigen dependent. Best practice is for paraffin sections to be cut within 6 weeks. | 1. Nguyen PT, Tsunematsu T, Yanagisawa S, et al. The FGFR1 inhibitor PD173074 induces mesenchymal-epithelial transition through the transcription factor AP-1. Br J Cancer. 2013;109(8):2248-2258 2. Kohler LH, Mireskandari M, Knosel T, et al. FGFR1 expression and gene copy numbers in human lung cancer. Virchows Arch. 2012;461(1):49-57 3. Kim HR, Kim DJ, Kang DR, et al: Fibroblast growth factor receptor 1 gene amplification is associated with poor survival and cigarette smoking dosage in patients with resected squamous cell lung cancer. J Clin Oncol. 2013;31(6):731-737 4. Magaki S, Hojat SA, Wei B, So A, Yong WH. An introduction to the performance of immunohistochemistry. Methods Mol Biol. 2019;1897:289-298. doi:10.1007/978-1-4939-8935-5_25 | Immunohistochemistry on sections of paraffin-embedded tissue.(Unpublished Mayo method) | 1 to 3 days | Until staining is complete. | This test has been cleared, approved, or is exempt by the US Food and Drug Administration and is used per manufacturer's instructions. Performance characteristics were verified by Mayo Clinic in a manner consistent with CLIA requirements. | 88342-TC, primary88341-TC, if additional IHC | FGFR1 IHC, Tech Only | Order only;no result | 71490 | FGFR1 IHC, Tech Only | Bill only; no result
23FBG | Fibroblast Growth Factor-23 (FGF23), In Situ Hybridization | Assessing fibroblast growth factor-23 (FGF23) expression | In Situ Hybridization (ISH) | Yes | Fibroblast Growth Factor-23, ISH | Special | Supplies:Pathology Packaging Kit (T554) Specimen Type:Formalin-fixed, paraffin-embedded tissue block Specimen Volume:Entire block Specimen Type:Tissue slides Slides:5 Unstained glass, positively charged slides with 5 (+ or -1)-microns formalin-fixed, paraffin-embedded tissue |  | Fibroblast growth factor-23 (FGF23) is a phosphaturic hormone that acts on the proximal renal tubules to block phosphate reuptake. Production of FGF23 by a particular mesenchymal tumor, phosphaturic mesenchymal tumor, is responsible for the great majority of cases of tumor-induced osteomalacia. |  | This test, when not accompanied by a pathology consultation request, will be answered as either positive or negative.If additional interpretation or analysis is needed, request PATHC / Pathology Consultation along with this test. | Age of a cut paraffin section can affect immunoreactivity. Stability thresholds vary widely among published literature and are antigen dependent. Best practice is for paraffin sections to be cut within 6 weeks. | 1. Carter JM, Caron BL, Dogan A, Folpe AL. A novel chromogenic in situ hybridization assay for FGF23 mRNA in phosphaturic mesenchymal tumors. AM J Surg Pathol. 2015;39:(1)75-83 2. Bhattacharyya N, Chong WH, Gafni RI, Collins MT. Fibroblast growth factor 23: State of the field and future directions. Trends Endocrinol Metab. 2012;23(12):610-618 3. Graham RP, Hodge JC, Folpe AL, et al. A cytogenetic analysis of 2 cases of phosphaturic mesenchymal tumor of mixed connective tissue type. Hum Pathol. 2012;43(8):1334-1338 4. Graham R, Krishnamurthy S, Oliveira A, Inwards C, Folpe AL. Frequent expression of fibroblast growth factor-23 (FGF23) mRNA in aneurysmal bone cysts and chondromyxoid fibromas. J Clin Pathol. 2012;65(10):907-909 5. Bahrami A, Weiss SW, Montgomery E, et al. RT-PCR analysis for FGF23 using paraffin sections in the diagnosis of phosphaturic mesenchymal tumors with and without known tumor induced osteomalacia. Am J Surg Pathol. 2009;33(9):1348-1354 6. Folpe AL, Fanburg-Smith JC, Billings SD, et al. Most osteomalacia-associated mesenchymal tumors are a single histopathologic entity-an analysis of 32 cases and a comprehensive review of the literature. Am J Surg Pathol. 2004;28(1):1-30 | In situ hybridization on sections of paraffin-embedded tissue.(Unpublished Mayo method) | 5 to 8 days | Until staining is complete | This test has been cleared, approved, or is exempt by the US Food and Drug Administration and is used per manufacturer's instructions. Performance characteristics were verified by Mayo Clinic in a manner consistent with CLIA requirements. | 88365-Primary | Fibroblast Growth Factor-23, ISH | 104259-7 | 620255 | Case Number | 80398-1
PRKAF | Fibrolamellar Carcinoma, 19p13.1 (PRKACA) Rearrangement, FISH, Tissue | Aid in the diagnosis of identifyingPRKACAgene rearrangements of patients with fibrolamellar carcinoma | Fluorescence In Situ Hybridization (FISH) | Yes | PRKACA, Rearrangement, FISH, Ts | This test does not include a pathology consultation. If a pathology consultation is requested, PATHC / Pathology Consultation should be ordered, and the appropriatefluorescence in situ hybridizationtest will be performed at an additional charge. | Submit only 1 of the following specimens: Specimen Type:Tissue Container/Tube:Formalin-fixed, paraffin-embedded tumor tissue block Specimen Type: Slides Slides/Slide Count:Three consecutive, unstained, 5 micron-thick sections placed on positively charged slides, and 1 hematoxylin and eosin-stained slide | Two consecutive, unstained, 5 micron-thick sections placed on positively charged slides, and 1 hematoxylin and eosin-stained slide. | DNAJB1-PRKACAfusion has been associated with a distinct subtype of hepatocellular carcinoma called fibrolamellar carcinoma. A break-apart strategy FISH probe has been developed to detect the rearrangement event that occurs in theDNAJB1-PRKACAfusion,specifically the loss of the 5' region labeled in red and retention of the 3' region labeled in green. | An interpretive report will be provided. | A positive result with thePRKACAprobe is detected when the percent of cells with an abnormality exceeds the normal cutoff for the probe set. A positive result ofPRKACAsuggests fusion of thePRKACAandDNAJB1genes at 19p13.1. A negative result suggests no fusion of thePRKACAandDNAJB1genes has occurred. | This test is not approved by the US Food and Drug Administration, and it is best used as an adjunct to existing clinical and pathologic information. Fixatives other than formalin (eg, Prefer, Bouin) may not be successful for FISH assays, however non-formalin fixed samples will not be rejected. Paraffin-embedded tissues that have been decalcified are generally unsuccessful for FISH analysis. The pathologist reviewing the hematoxylin and eosin-stained slide may find it necessary to cancel testing. | R Graham, L Jin, D Knutson, S Kloft-Nelson, et al:DNAJB1-PRKACAis specific for fibrolamellar carcinoma. Mod Path 2015;28:822-829 | This test uses a laboratory developedPRKACA(19p13.1) dual-color break-apart probe (BAP) strategy. Formalin-fixed paraffin-embedded tissues are cut at 5 microns and mounted on positively charged glass slides. The selection of tissue and the identification of target areas on the hematoxylin and eosin (H and E)-stained slide are performed by a pathologist. Using the H and E-stained slide as a reference, target areas are etched with a diamond-tipped etcher on the back of the unstained slide to be assayed. The probes are hybridized to the appropriate target areas and 2 technologists analyze each probe set. Using thePRKACAprobe set, each technologist analyzes 50 interphase nuclei (100 total) and the results are expressed as the percent of abnormal nuclei.(Unpublished Mayo method) | 7 to 10 days | Slides and H&E used for analysis are retained by the laboratory in accordance to CAP and NYS requirements. Client provided paraffin blocks and extra unstained slides (if provided) will be returned after testing is complete. | This test was developed and its performance characteristics determined by Mayo Clinic in a manner consistent with CLIA requirements. It has not been cleared or approved by the US Food and Drug Administration. | 88271x2, 88291-DNA probe, each (first probe set), Interpretation and report88271x2-DNA probe, each; each additional probe set (if appropriate)88271x1-DNA probe, each; coverage for sets containing 3 probes (if appropriate)88271x2-DNA probe, each; coverage for sets containing 4 probes (if appropriate)88271x3-DNA probe, each; coverage for sets containing 5 probes (if appropriate)88274-w/modifier 52 -Interphase in situ hybridization, <25 cells, each probe set (if appropriate)88274-Interphase in situ hybridization, 25 to 99 cells, each probe set (if appropriate)88275-Interphase in situ hybridization, 100 to 300 cells, each probe set (if appropriate) | PRKACA, Rearrangement, FISH, Ts | 104670-5 | 40679 | Released By | 18771-6
MSFNG | Fibronectin Glomerulopathy Confirmation, Mass Spectrometry | Aiding in the diagnosis of fibronectin glomerulopathy | Liquid Chromatography Tandem Mass Spectrometry (LC-MS/MS) | Yes | FNG Confirm, LC MS | Special | Supplies:Pathology Packaging Kit (T554) Specimen Type:Formalin-fixed, paraffin-embedded kidney tissue block Collection Instructions: Do not send fixed tissue slides. Testing can only be done on paraffin-embedded tissue blocks. |  | Fibronectin glomerulopathy, also called glomerulopathy with fibronectin deposits 2 (GFND2), is a rare kidney disease characterized by large amounts of fibronectin deposits in the mesangium and subendothelial space of renal glomeruli. Liquid chromatography tandem mass spectrometry performed on microdissected glomeruli from patients with GFND2 demonstrates a unique proteomic profile. The presence of abnormal fibronectin deposits, in the appropriate clinical and pathological context, can be useful to establish a diagnosis of GFND2. |  | An interpretation will be provided. | No significant cautionary statements | 1. Lusco MA, Chen Y, Cheng H, et al. AJKD atlas of renal pathology: Fibronectin glomerulopathy. Am J Kidney Dis. 2017;70(5):e21-e22. doi:10.1053/j.ajkd.2017.09.001 2. Ishimoto I, Sohara E, Ito E, Okado T, Rai T, Uchida S. Fibronectin glomerulopathy. Clin Kidney J. 2013;6(5):513-515. doi:10.1093/ckj/sft097 3. Satoskar AA, Shapiro JP, Bott CN, et al. Characterization of glomerular diseases using proteomic analysis of laser capture microdissected glomeruli. Mod Path. 2012;25(5):709-721. doi:10.1038/modpathol.2011.205 4. Castelletti F, Donadelli R, Banterla F, et al. Mutations in FN1 cause glomerulopathy with fibronectin deposits. Proc Natl Acad Sci U S A. 2008;105(7):2538-2543. doi:10.1073/pnas.0707730105 | Affected areas are removed from paraffin-embedded tissues by laser microdissection. Protein digestion is performed, followed by liquid chromatography tandem mass spectrometry.(Unpublished Mayo method) | 7 to 15 days | Until Reported | This test was developed and its performance characteristics determined by Mayo Clinic in a manner consistent with CLIA requirements. It has not been cleared or approved by the US Food and Drug Administration. | 8254288380 | FNG Confirm, LC MS | 65757-7 | 617018 | Addendum | 35265-8
FIBRO | FibroTest-ActiTest, Serum | Evaluating hepatic fibrosis in chronic hepatitis C patients Diagnosing fibrosis in carriers of chronic hepatitis B virus Evaluating hepatic fibrosis in co-infected HIV carriers Providing access to new-generation non-interferon treatment for hepatitis Evaluating fibrosis in patients suffering from metabolic conditions (nonalcoholic fatty liver disease) and patients who consume excess alcohol | INTF: Algorithm and Interpretation Provided through BioPredictive APOAF: Automated Turbidimetric Immunoassay A2MF, HAPTF: Nephelometry ALTF: Photometric Rate, L-Alanine with Pyridoxal-5-Phosphate GGTF: Photometric Rate TBILF: Photometric, Diazonium Salt | Yes | FibroTest-ActiTest, S | This test is a patented test algorithm developed by BioPredictive.FibroTest combines 5 standard biomarkers(gamma-glutamyltransferase,total bilirubin, alpha-2-macroglobulin, apolipoprotein A1, and haptoglobin). The ActiTest adds a marker for inflammatory activity (alanine aminotransferase: ALT). These markers are weighted depending on the patient's age and gender. | Supplies:Amber Frosted Tube, 5 mL (T915) Collection Container/Tube: Preferred:Serum gel Acceptable:Red top Submission Container/Tube:Amber vial Specimen Volume:3 mL Collection Instructions: 1. Centrifuge and aliquot serum into an amber vial within 2 hours of collection. 2. Centrifuged serum must be light protected within 4 hours of collection. It is acceptable to draw the blood and then protect it from light after centrifugation as long as it is within 4 hours of collection. | 1.5 mL | Fibrosis and inflammatory activity are the 2 main causes of liver disease. FibroTest-ActiTest estimates the levels of fibrosis and cirrhosis in the liver as well as the level of necroinflammatory activity. The estimation is made by measuring 6 standard serum biomarkers (gamma-glutamyl transferase, total bilirubin, alpha-2-macroglobulin, apolipoprotein A1, haptoglobin, and alanine aminotransferase).The activityscore is a measure of liver inflammation caused by disease. Results from these tests are combined with the patient's age and sex to estimate hepatic fibrosis and inflammatory activity scores. Hepatic fibrosis is typically compared to a form of scar tissue that progresses throughout the liver. The most serious stage of fibrosis is known as cirrhosis. | FibroTest Score,Stage,Interpretation, 0.00-0.21*,F0,No fibrosis, 0.21-0.27*,F0-F1,No fibrosis, 0.27-0.31*,F1,Minimal fibrosis, 0.31-0.48*,F1-F2,Minimal fibrosis, 0.48-0.58*,F2,Moderate fibrosis, 0.58-0.72*,F3,Advanced fibrosis, 0.72-0.74*,F3-F4,Advanced fibrosis, 0.74-1.00,F4,Severe fibrosis (Cirrhosis), ActiTest Score,Grade,Interpretation, 0.00-0.17*,A0,No activity, 0.17-0.29*,A0-A1,No activity, 0.29-0.36*,A1,Minimal activity, 0.36-0.52*,A1-A2,Minimal activity, 0.52-0.60*,A2,Significant activity, 0.60-0.62*,A2-A3,Significant activity, 0.62-0.100,A3,Severe activity, | FibroTest-ActiTest provides a score that assesses hepatic fibrosis (F0-F4) and a score that assesses hepatic inflammatory activity (A0-A3). Interpretation of the score is provided in the report. Individual results from the 6 component tests are also provided with institution-specific reference intervals. Fibrosis is reported relative to a scale ranging from F0-F4 (F0=no fibrosis, F1=minimal fibrosis, F2=moderate fibrosis, F3=advanced fibrosis, F4=severe fibrosis). Fibrosis scores may overlap (eg, F0/F1, F1/F2). Activity is reported relative to a scale ranging from A0-A3 (A0=no activity, A1=minimal activity, A2=significant activity, A3=severe activity). Activity scores may overlap (eg, A0/A1, A1/A2). | Defer the test in transient situations that could modify the components of FibroTest-ActiTest, such as: -Acute hemolysis, which could decrease haptoglobin and increase unconjugated bilirubin -Acute hepatitis, whether drug-induced, viral (superinfection by hepatitis A virus: HAV, hepatitis B virus: HBV, Epstein-Barr virus: EBV), or autoimmune. Massive hepatic necrosis leads to a large increase of transaminases and total bilirubin. -Acute inflammation, as with concomitant bacterial or acute viral infection: bronchopulmonary or urinary tract infection. The large increase of haptoglobin can lead to false-negative results. -Extrahepatic cholestasis, such as gallstones The advice of a liver disease specialist should be sought for interpretation in chronic states in which the components of the test could be modified, such as chronic hemolysis, particularly in patients with a cardiac valvular prosthesis; Gilbert disease; protease inhibitors used in HIV treatment, which can increase unconjugated bilirubin (Indinavir, Atazanavir); or gamma glutamyltransferase (GGT) and alanine aminotransferase (Ritonavir). The interpretation of FibroTest has been validated in renal transplant patients. In patients with renal insufficiency or who are on dialysis, FibroTest had an acceptable diagnostic value, though lower than in transplanted patients. As a general rule, isolated extreme values of 1 of the 6 components should signal caution in interpreting the results, particularly in the following cases: -Haptoglobin below 12 mg/dL, in which hemolysis or anhaptoglobinemia (more frequent in western African patients) must be ruled out. -Haptoglobin above 320 mg/dL, in which acute inflammation must be ruled out. -Transaminases above 622 IU/L, in which acute hepatitis must be ruled out. -Bilirubin above 1.75 mg/dL and GGT below 50 IU/L, in which Gilbert syndrome must be suspected. -Alpha2-macroglobulin above 590 mg/dL In case of discordance between a biopsy result and a FibroTest result, it is advisable to seek the advice of a liver disease specialist. Haptoglobin is an acute-phase reactant and increases with inflammation or tissue necrosis. Low haptoglobin is normal for the first 3 to 6 months of life; testing is not performed on patients younger than 2-years old per BioPredictive. GGT activity is inducible by drugs such as phenytoin and phenobarbital and, therefore, elevations should not be considered indicative of liver disease until drug use is ruled out. Elevations are also seen after ingestion of alcoholic beverages. In very rare cases, gammopathy, in particular, type IgM (Waldenstrom macroglobinemia) may cause unreliable results. Bilirubin specimens should be protected from light and analyzed as soon as possible. Grossly hemolyzed specimens should be rejected because hemoglobin inhibits the diazo reaction and falsely decreased results may be seen. Compounds that compete for binding sites on serum albumin contribute to lower serum bilirubin levels (eg, penicillin, sulfisoxazole, acetylsalicylic acid). | 1. BioPredictive. Technical Recommendations for FibroTest and FibroMax assays, Bio Predictive. Accessed September 19, 2023. Available at biopredictive.com/products/fibromax/ 2. Halfon P, Bourliere M, Deydier R, et al. Independent prospective mulitcenter validation of biochemical markers (FibroTest-ActiTest) for the prediction of liver fibrosis and activity in patients with chronic hepatitis C: the fibropaca study. Am J Gastroenterol. 2006;101(3):547-555.doi:10.1111/j.1572-0241.2006.00411.x 3. Houot M, Ngo Y, Munteanu M, Marque S, Poynard T. Systematic review with meta-analysis: direct comparisons of biomarkers for the diagnosis of fibrosis in chronic hepatitis C and B. Aliment Pharmacol Thera. 2016;43:16-29.doi:10.1111/apt.13446 4. Anastasiou J, Alisa A, Virtue S, Portmann B, Murray-Lyon I, Williams R. Noninvasive markers of fibrosis and inflammation in clinical practice: prospective comparison with liver biopsy. Eur J Gastroenterol Hepatol. 2010;22(4):474-480.doi:10.1097/MEG.0b013e328332dd0a 5. Martínez SM, Crespo G, Navasa M, Forns X. Noninvasive assessment of liver fibrosis. Hepatology. 2011;53(1):325-335.doi:10.1002/hep.24013 | FibroTest-ActiTest, Interpretation: Proprietary algorithm owned by BioPredictive. Alpha-2-Macroglobulin and Haptoglobin: In this method, the light scattered onto the antigen-antibody complexes is measured. The intensity of the measured scattered light is proportional to the amount of antigen-antibody complexes in the sample under certain conditions. If the antibody volume is kept constant, the signal behaves proportionally to the antigen volume. A reference curve is generated by a standard with a known antigen content on which the scattered light signals of the samples can be evaluated and calculated as an antigen concentration. Antigen-antibody complexes are formed when a sample containing antigen and the corresponding antiserum are put into a cuvette. A light beam is generated with a light-emitting diode, which is transmitted through the cuvette. The light is scattered onto the immuno-complexes that are present. Antigen and antibody are mixed in the initial measurement, but no complex is formed yet. An antigen-antibody complex is formed in the final measurement. The result is calculated by subtracting value of the final measurement from the initial measurement. The distribution of intensity of the scattered light depends on the ratio of the particle size of the antigen-antibody complexes to the radiated wavelength.(Unpublished Mayo method; Instruction manual: Siemens Nephelometer II, Siemens, Inc; Version 2.3. 2008; Addendum to the Instruction Manual 2.3, 08/2017) Alanine Aminotransferase (ALT): Alanine a minotransferase (ALT) activity is determined by a kinetic method using a coupled enzyme reaction where the rate of NADH consumption is measured at 340 nm. The NADH decrease is directly proportional to the ALT activity.(Package insert: Roche ALT reagent. Roche Diagnostics; 2018) Apolipoprotein A1: Anti-apolipoprotein A-1 antibodies react with the antigen in the sample to form antigen/antibody complexes which, following agglutination, can be measured turbidimetrically.(Package insert: Tina-quant Apolipoprotein A-1. Roche Diagnostics; 2019) Gamma-Glutamyltransferase (GGT): This is an enzyme colorimetric method (rate method) where gamma-glutamyltransferase (GGT) transfers the gamma-glutamyl group of the substrate (L-gamma-glutamyl-3-carboxy-4-nitroanilide) to glycylglycine. The amount of 5-amino-2-nitrobenzoate liberated is proportional to the GGT activity and can be determined photometrically.(Package insert: Boehringer Mannheim GGT reagent. Boehringer Mannheim; 2017) Bilirubin, Total: Total bilirubin, in the presence of a suitable solubilizing agent, is coupled with 3,5-dichlorophenyl diazonium in a strongly acidic medium. The color intensity of the red azo dye formed is directly proportional to the total bilirubin and can be determined photometrically.(Package insert: Bilirubin Total Gen. 3. Roche Diagnostics; 2019) | 2 to 5 days | 7 days | This test was developed and its performance characteristics determined by Mayo Clinic in a manner consistent with CLIA requirements. It has not been cleared or approved by the US Food and Drug Administration. | 81596 | FibroTest-ActiTest, S | 48796-7 | ERROR | BioPredictive Analyte Error | No LOINC Needed
3FBLN | Fibulin 3 Immunostain, Technical Component Only | Identification and classification of amyloid types in tissue | Immunohistochemistry (IHC) | Yes | Fibulin 3 IHC, Tech Only | For the initial technical component only immunohistochemical (IHC) stain performed, the appropriate bill-only test ID will be reflexed and charged (IHTOI). For each additional technical component only IHC stain performed, an additional bill-only test ID will be reflexed and charged (IHTOA). | Supplies:Immunostain Technical Only Envelope (T693) Specimen Type:Tissue Container/Tube:Immunostain Technical Only Envelope Preferred:2 Unstained positively charged glass slide (25- x 75- x 1-mm) per test ordered; sections 4-microns thick Acceptable:Formalin-fixed, paraffin-embedded tissue block |  | Immunohistochemical staining for fibulin 3 (FBLN3), also known as epidermal growth factor-containing fibulin-like extracellular matrix protein 1 (EFEMP1), is useful in confirming amyloid type. Antibodies to FBLN3 stain the amyloid deposits in patients with FBLN3 amyloidosis. FBLN3 amyloidosis typically involves the venous walls in the gastrointestinal tract. |  | This test does not include pathologist interpretation, only technical performance of the stain. If interpretation is required, order PATHC / Pathology Consultation for a full diagnostic evaluation or second opinion of the case. The positive and negative controls are verified as showing appropriate immunoreactivity. If a control tissue is not included on the slide, a scanned image of the relevant quality control tissue is available upon request; call 855-516-8404. Interpretation of this test should be performed in the context of the patient's clinical history and other diagnostic tests by a qualified pathologist. | Age of a cut paraffin section can affect immunoreactivity. Stability thresholds vary widely among published literature and are antigen dependent. Best practice is for paraffin sections to be cut within 6 weeks. | 1. Dao LN, Kurtin PJ, Smyrck TC, et al.The novel form of amyloidosis derived from EGF-containing fibulin-like extracellular matrix protein 1 (EFEMP1) preferentially affects the lower gastrointestinal tract of elderly females. Histopath. 2020Oct 5. doi: 10.1111/his.14276 Epub ahead of print 2. Tasaki M, Ueda M, Hoshii Y, et al. A novel age-related venous amyloidosis derived from EGF-containing fibulin-like extracellular matrix protein 1. J Pathol. 2019;247(4):444-455 3. Magaki S, Hojat SA, Wei B, So A, Yong WH. An introduction to the performance of immunohistochemistry. Methods Mol Biol. 2019;1897:289-298. doi:10.1007/978-1-4939-8935-5_25 | Immunohistochemistry on sections of paraffin-embedded tissue.(Unpublished Mayo method) | 1 to 3 days | Until staining is complete. | This test has been cleared, approved, or is exempt by the US Food and Drug Administration and is used per manufacturer's instructions. Performance characteristics were verified by Mayo Clinic in a manner consistent with CLIA requirements. | 88342-TC, primary88341-TC, if additional IHC | Fibulin 3 IHC, Tech Only | No LOINC Needed | 609272 | Fibulin 3 IHC, Tech Only | No LOINC Needed
FIGE | Fig (Ficus carica) IgE |  | ImmunoCAP FEIA | Yes | Fig IgE | Serum | Draw blood in a plain red-top tube(s), serum gel tube(s) is acceptable. Spin down and send 0.5 mL of serum refrigerated in a plastic vial. | 0.5 mL |  | <0.35 kU/L | ClassIgE (kU/L)Comment 0<0.10Negative 0/10.10 â€“ 0.34Equivocal/Borderline 10.35 â€“ 0.69Low Positive 20.70 â€“ 3.49Moderate Positive 33.50 â€“ 17.49High Positive 417.50 â€“ 49.99Very High Positive 550.00 â€“ 99.99Very High Positive 6>99.99Very High Positive |  |  |  | 1 to 4 days |  | This test was developed and its performance characteristics determined by Viracor Eurofins. It has not been cleared or approved by the U.S. Food and Drug Administration. | 86003 | Fig IgE | 11173-2 | Z3871 | CLASS | 102738-2
FACT | Filamentous-Actin (F-actin) Antibody, IgG, Serum | Evaluation of patients with hepatitis of unknown origin associated with hypergammaglobulinemia and/or abnormal liver enzymes This test may also be useful for confirming positivity for smooth muscle antibodies. | Enzyme-Linked Immunosorbent Assay (ELISA) | Yes | F-Actin Ab, IgG, S | For more information seeFirst-Line Screening for Autoimmune Liver Disease Algorithm. | Supplies:Sarstedt Aliquot Tube, 5 mL (T914) Collection Container/Tube: Preferred:Serum gel Acceptable:Red top Submission Container/Tube:Plastic vial Specimen Volume:0.5 mL Collection Instructions:Centrifuge and aliquot serum into a plastic vial. | 0.4 mL | Autoimmune hepatitis (AIH) is a chronic disease resulting from immune-mediated liver injury with varied clinical manifestations.(1,2) The precise factors leading to disease initiation and perpetuation are unknown, but likely reflect a combination of genetic predisposition relating to defects in immunological control of autoreactivity, as well as environmental triggers, which precipitate a persistent breakdown in self-tolerance.(2) Initially, patients with AIH may be clinically asymptomatic and are usually identified only through an incidental finding of abnormal liver function tests.(1-4) At a more advanced stage, patients may manifest with symptoms such as jaundice, pruritus, or ascites, which are secondary to the more extensive liver damage. As implied by the name, AIH has many characteristics of an autoimmune disease, including female predominance, hypergammaglobulinemia, association with specificHLAalleles, responsiveness to immunosuppression, and the presence of autoantibodies.(1-3) The clinical features of AIH are nonspecific and can be seen in variety of liver diseases (drug/alcohol-associated hepatitis, viral hepatitis, primary sclerosing cholangitis, etc), the diagnosis can be challenging. A set of diagnostic criteria for AIH has been published and includes the presence of various autoantibodies, elevated total IgG, evidence of hepatitis on liver histology, and absence of viral markers.(1,3,4) Based on the specific autoantibodies present, AIH can be placed into one of three categories.(4) The most prevalent is AIH type 1, linked to the presence of smooth muscle autoantibodies (SMA), antinuclear antibodies (ANA) and perinuclear anti-neutrophil cytoplasmic antibodies. SMA are generally identified by indirect immunofluorescence using a smooth muscle substrate. The antigen specificity of SMA in the context of AIH has been identified as filamentous-actin (F-actin).(3) The combination of autoantibody serology, specifically SMA and anti-F-actin antibodies with liver histology and thorough clinical evaluation are useful in the evaluationof patients with suspected autoimmune hepatitis. SMAs are detected in up to 85% of patients with AIH, either alone or in conjunction with ANA.(1,4,5) The SMA titer can also contribute to International Autoimmune Hepatitis Group diagnostic score in patients with a probable or definite diagnosis of AIH.(1,4,5) These antibodies have also been reported in 33% to 65% of cases of primary biliary cholangitis/AIH overlap syndrome,(6) the concomitant presence of SMA and antimitochondrial antibodies being highly suggestive in this setting. For more information seeFirst-Line Screening for Autoimmune Liver Disease Algorithm. | Negative: <20.0 U Weak Positive: 20.0-30.0 U Positive: >30.0 U | Positivity for anti-filamentous-actin (F-actin) antibodies may help support a diagnosis of autoimmune hepatitis (AIH) following exclusion of other causes of hepatitis. A negative result for anti-F-actin antibodies does not exclude a diagnosis of AIH. In a study conducted at Mayo Clinic, the F-actin enzyme-linked immunosorbent assay (ELISA) had a clinical sensitivity of 92.9% when using the manufacturer's recommended cutoff of 20.0 U. In addition, the F-actin ELISA had a clinical specificity of 76.7% when using the aforementioned cutoffs. See Supportive Data. | Serologic tests for autoantibodies, including anti-filamentous-actin (F-actin), should not be relied upon exclusively to determine the etiology or prognosis of patients with liver disease. A negative result for anti-F-actin antibodies does not exclude a diagnosis of autoimmune hepatitis. | 1. European Association for the Study of the Liver. EASL clinical practice guidelines: autoimmune hepatitis. J Hepatol. 2015;63(4):971-1004 2. Mieli-Vergani G, Vergani D, Czaja AJ, et al.Autoimmune hepatitis. Nat Rev Dis Primers. 2018;4:18017 3. Sebode M, Weiler-Normann C, Liwinski T, Schramm C. Autoantibodies in autoimmune liver disease-clinical and diagnostic relevance. Front Immunol. 2018;9:609 4. Terziroli Beretta-Piccoli B, Mieli-Vergani G, Vergani D. Autoimmune hepatitis: serum autoantibodies in clinical practice. Clin Rev Allergy Immunol. 2022;63(2):124-137 5. Bogdanos DP, Invernizzi P, Mackay IR, Vergani D. Autoimmune liver serology: current diagnostic and clinical challenges. World J Gastroenterol. 2008;14(21):3374-3387 6. Muratori P, Granito A, Pappas G, et al. The serological profile of the autoimmune hepatitis/primary biliary cirrhosis overlap syndrome. Am J Gastroenterol. 2009;104(6):1420-1425. | The method used to detect antibodies directed againstfilamentous-actinis enzyme-linked immunosorbent assay. Prediluted controls and diluted patient sera are added to separate wells, allowing any actin antibodies present to bind to the antigen. Unbound sample is washed away, and an enzyme labeled anti-human IgG is added to each well. A second incubation allows the enzyme labeled anti-human IgG to bind to any patient antibodies, which have become attached to the microwells, and any unbound conjugate is removed by another wash step. The bound conjugate is visualized with 3,3',5,5' tetramethylbenzidine (TMB) substrate, which gives a blue reaction product, the intensity of which is proportional to a concentration of autoantibody in the sample. Sulfuric acid is added to each well to stop the reaction. This produces a yellow endpoint color, which is read at 450 nm. Testing is performed on the DS2 instrument by Dynex.(Package insert: QUANTA Lite Actin IgG ELISA 708785. INOVA Diagnostics; Rev. 6, 11/2018) | 2 to 8 days | 14 days | This test has been cleared, approved, or is exempt by the US Food and Drug Administration and is used per manufacturer's instructions. Performance characteristics were verified by Mayo Clinic in a manner consistent with CLIA requirements. | 83516 | F-Actin Ab, IgG, S | 44706-0 | FACT | F-Actin Ab, IgG, S | 44706-0
FFAG4 | Filaria Antibody (IgG4) |  | Immunoassay | Yes | Filaria Antibody (IgG4) | Serum | Specimen Type: Serum Container/Tube: Red or SST Submission Container/Tube:Plastic vial Specimen Volume: 0.5 mL Collection Instructions: 1. Draw blood in a plain red-top tube(s), serum gel tube(s) is acceptable. 2. Centrifuge and send 0.5 mL serum refrigerated in a plastic vial. | 0.5 mL |  | Reference Range: <2.50 index Interpretive Criteria: <2.50Negative >=2.50Positive This assay detects Filaria IgG4 associated with infections caused by the major filarial parasites, including Dirofilaria immitis, Wuchereria brancrofti, Brugia malayi, and Onchocerca volvulus. Chronic filarial infections manifesting as elephantiasis may not show a significant IgG4 response and cannot be ruled out using this test. Samples containing antibodies to other nematodes, particularly Strongyloides, may cross-react in the assay. |  |  |  |  | 6 to 20 days | 6 weeks | This test was developed and its analytical performance characteristics have been determined by Quest Diagnostics. It has not been cleared or approved by the U.S. Food and Drug Administration. This assay has been validated pursuant to the CLIA regulations and is used for clinical purposes. | 86682 | Filaria Antibody (IgG4) | 14208-3 | FFAG4 | Filaria Antibody (IgG4) | 14208-3
FIL | Filaria, Blood | Detecting microfilariae in peripheral blood | Microscopic Examination | Yes | Filaria, B | In the event that microfilaria is discovered in the Knott Concentration; a Giemsa stain for identification will be performed at an additional charge. | Container/Tube:Light-blue top (3.2% sodium citrate) Specimen Volume:2.7 mL Collection Instructions:Certain microfilariae have a nocturnal or diurnal periodicity, therefore theblood collection should be timed to correspond with the release of microfilariae in the peripheral circulation. For the agents of lymphatic filariasis (Wuchereria bancroftiand theBrugiaspecies), blood should be collected between 10 p.m. and 2 a.m., whereas for detection ofLoa loa,blood should be collected between 10 a.m. and 2 p.m. | 2 mL | The filariae are parasitic nematodes (roundworms) that cause significant human morbidity in tropical regions worldwide. The macroscopic adults live in the human host and release microscopic offspring (microfilariae) into the blood or skin. The microfilariae ofWuchereria bancrofti,Brugia malayi,Brugia timori,Loa loa,Mansonella perstans,andMansonella ozzardiare found in the blood, while the microfilariae ofOnchocerca volvulusandMansonella streptocercaare found in the skin. If microfilariae are taken up by a biting insect vector (mosquitos, blackflies, midges, and deer flies), they undergo further development in the insect and can then be transmitted to other humans. W bancroftiand theBrugiaspecies cause a serious condition called lymphatic filariasis. The adults live in the lymphatics and cause inflammation and scarring of the lymph vessels. Over time, the lymphatic channels are obstructed, and fluid cannot drain back to the heart resulting in massive lymphedema (elephantiasis) of the affected limb or groin.W bancroftiis found in the tropics worldwide, whileBrugiaspecies are found in parts of Asia and Southeast Asia. Loa loacauses migratory subcutaneous angioedema referred to as "calabar swellings" as the adult worm migrates throughout the body. The adult occasionally migrates across the surface of the eye, giving it the moniker "the African eye worm."Loa loais only found in Africa. Finally,M perstansandM ozzardicause a relatively mild form of filariasis. Patients are often asymptomatic. When present, symptoms include fever, angioedema, headache, myalgias, arthralgias, pruritus, and neurologic manifestations.M perstansis found in parts of Africa and South America, whileM ozzardiis only found in Mexico and Central and South America. The microfilariae of these filarial worms can be seen on conventional thick and thin blood films, which allows for their definitive identification. However, microfilariae may be in low numbers, and therefore, use of concentration methods, such as the Knott's technique, improves the detection sensitivity. Some microfilariae are released into the blood at certain times of the day;W bancroftiandBrugiaspecies are usually released between 10 p.m. and 2 a.m. (nocturnal periodicity), whileL loais released mostly from 10 a.m. and 2 p.m. (diurnal periodicity). It is therefore important to collect blood during these time periods for optimal detection sensitivity.Mansonellaspecies microfilariae do not exhibit any periodicity and, therefore, a random blood collection is acceptable. Since the levels of parasitemia may fluctuate, multiple smears may be needed to detect the filarial worms. Blood should be obtained and examined every 8 to 12 hours for 2 to 3 days before excluding infection. | Negative If positive, organism is identified. | Positive results are provided with the genus and species of themicrofilariae, if identifiable. | This exam will not detect the microfilariae ofOnchocerca volvulusandMansonella streptocercasince they are found primarily in the skin.The "skin-snip" examination is the preferred method for detecting the microfilariae of these worms. Microfilariae may be seen in peripheral blood on routine thick and thin blood films, but concentration techniques, such as the Knott's concentration and Nucleopore membrane filtration technique, offer increased detection sensitivity. Multiple smears may be needed to detect microfilariae in blood. Repeat specimens can be collected every 8 to 12 hours over a period of 2 to 3 days. | 1. Centers for Disease Control and Prevention (CDC)Global Health,Division of Parasitic Diseases and Malaria.Blood Specimens - Specimen Collection. DPDx - Laboratory Identification of Parasites of Public Health Concern. CDC; Updated October 28, 2020.Accessed October 31, 2022.Available at www.cdc.gov/dpdx/diagnosticProcedures/blood/specimencoll.html 2. Mathison BA, Couturier M, Pritt BS: Diagnostic identification and differentiation of microfilariae. J Clin Microbiol. 2019 Sep 24;57(10):e00706-19 | A portion of the blood specimen is concentrated by centrifugation after adding 2% formalin. The sediment is examined as a wet preparation and, if positive, the slide is air dried, fixed in methyl alcohol, and stained with Giemsa to aid in species identification.(Orihel TC, Ash LR, Ramachandran CP: Bench Aids for the diagnosis of filarial infections. World Health Organization; 1997;Garcia LS: Diagnostic Medical Parasitology. 6th ed.ASM Press; 2016;Centers for Disease Control and Prevention (CDC),Global Health,Division of Parasitic Diseases and Malaria: Diagnosis. Parasites - Lymphatic Filariasis. CDC; Updated March 16, 2018. Accessed November 2, 2022. Available at www.cdc.gov/parasites/lymphaticfilariasis/diagnosis.html) | 1 to 4 days | 7 days | This test has been cleared, approved, or is exempt by the US Food and Drug Administration and is used per manufacturer's instructions. Performance characteristics were verified by Mayo Clinic in a manner consistent with CLIA requirements. | 8701587210 | Filaria, B | 10662-5 | FIL | Filaria, B | 10662-5
FINCH | Finch Feathers, IgE, Serum | Establishing the diagnosis of an allergy to finch feathers Defining the allergen responsible for eliciting signs and symptoms Identifying allergens: -Responsible for allergic response and/or anaphylactic episode -To confirm sensitization prior to beginning immunotherapy -To investigate the specificity of allergic reactions to insect venom allergens, drugs, or chemical allergens | Fluorescence Enzyme Immunoassay (FEIA) | Yes | Finch Feathers, IgE | Serum | Collection Container/Tube: Preferred:Serum gel Acceptable:Red top Submission Container/Tube:Plastic vial Specimen Volume:0.5 mL for every 5 allergens requested Collection Instructions:Centrifuge and aliquot serum into a plastic vial. | For 1 allergen: 0.3 mL More than 1 allergen: (0.05 mL x number of allergens) + 0.25 mL dead space | Clinical manifestations of immediate hypersensitivity (allergic) diseases are caused by the release of proinflammatory mediators (histamine, leukotrienes, and prostaglandins) from IgE-sensitized effector cells (mast cells and basophils) when cell-bound IgE antibodies interact with an allergen. In vitro serum testing for IgE antibodies provides an indication of the immune response to allergens that may be associated with allergic disease. The allergens chosen for testing often depend upon the age of the patient, history of allergen exposure, season of the year, and clinical manifestations. In individuals predisposed to develop allergic disease, the sequence of sensitization and clinical manifestations proceed as follows: eczema and respiratory disease (rhinitis and bronchospasm) in infants and children less than 5 years due to food sensitivity (milk, egg, soy, and wheat proteins) followed by respiratory disease (rhinitis and asthma) in older children and adults due to sensitivity to inhalant allergens (dust mite, mold, and pollen inhalants). | Class,IgE kU/L,Interpretation, 0,<0.10,Negative, 0/1,0.10-0.34,Borderline/equivocal, 1,0.35-0.69,Equivocal, 2,0.70-3.49,Positive, 3,3.50-17.4,Positive, 4,17.5-49.9,Strongly positive, 5,50.0-99.9,Strongly positive, 6,> or =100,Strongly positive, | Detection of IgE antibodies in serum (class 1 or greater) indicates an increased likelihood of allergic disease as opposed to other etiologies and defines the allergens that may be responsible for eliciting signs and symptoms. The level of IgE antibodies in serum varies directly with the concentration of IgE antibodies expressed as a class score or kU/L. |  | Homburger HA, Hamilton RG: Allergic diseases. In: McPherson RA, Pincus MR, eds. Henry's Clinical Diagnosis and Management by Laboratory Methods. 23rd ed.Elsevier; 2017:1057-1070 | Specific IgE from the patient's serum reacts with the allergen of interest, which is covalently coupled to an ImmunoCAP. After washing away nonspecific IgE, enzyme-labeled anti-IgE antibody is added to form a complex. After incubation, unbound anti-IgE is washed away, and the bound complex incubated with a developing agent. After stopping the reaction, the fluorescence of the eluate is measured. Fluorescence is proportional to the amount of specific IgE present in the patient's sample (ie, the higher the fluorescence value, the more IgE antibody is present).(Package insert: ImmunoCAP System Specific IgE FEIA. Phadia; Rev 06/2020) | Same day/1 to 3 days | 14 days | This test was developed and its performance characteristics determined by Mayo Clinic in a manner consistent with CLIA requirements. It has not been cleared or approved by the US Food and Drug Administration. | 86003 | Finch Feathers, IgE | 13833-9 | FINCH | Finch Feathers, IgE | 13833-9
FANT | Fire Ant, IgE, Serum | Establishing a diagnosis of an allergy to fire ant Defining the allergen responsible for eliciting signs and symptoms Identifying allergens: -Responsible for allergic response and/or anaphylactic episode -To confirm sensitization prior to beginning immunotherapy -To investigate the specificity of allergic reactions to insect venom allergens, drugs, or chemical allergens | Fluorescence Enzyme Immunoassay (FEIA) | Yes | Fire Ant, IgE | Serum | Collection Container/Tube: Preferred:Serum gel Acceptable:Red top Submission Container/Tube:Plastic vial Specimen Volume:0.5 mL for every 5 allergens requested Collection Instructions:Centrifuge and aliquot serum into a plastic vial. | For 1 allergen: 0.3 mL For more than 1 allergen: (0.05 mL x number of allergens) + 0.25 mL deadspace | Clinical manifestations of immediate hypersensitivity (allergic) diseases are caused by the release of proinflammatory mediators (histamine, leukotrienes, and prostaglandins) from IgE-sensitized effector cells (mast cells and basophils) when cell-bound IgE antibodies interact with an allergen. In vitro serum testing for IgE antibodies provides an indication of the immune response to allergens that may be associated with allergic disease. The allergens chosen for testing often depend upon the age of the patient, history of allergen exposure, season of the year, and clinical manifestations. In individuals predisposed to develop allergic disease, the sequence of sensitization and clinical manifestations proceed as follows: eczema and respiratory disease (rhinitis and bronchospasm) in infants and children less than 5 years due to food sensitivity (milk, egg, soy, and wheat proteins) followed by respiratory disease (rhinitis and asthma) in older children and adults due to sensitivity to inhalant allergens (dust mite, mold, and pollen inhalants). | Class,IgE kU/L,Interpretation, 0,<0.10,Negative, 0/1,0.10-0.34,Borderline/equivocal, 1,0.35-0.69,Equivocal, 2,0.70-3.49,Positive, 3,3.50-17.4,Positive, 4,17.5-49.9,Strongly positive, 5,50.0-99.9,Strongly positive, 6,> or =100,Strongly positive, | Detection of IgE antibodies in serum (class 1 or greater) indicates an increased likelihood of allergic disease as opposed to other etiologies and defines the allergens that may be responsible for eliciting signs and symptoms. The level of IgE antibodies in serum varies directly with the concentration of IgE antibodies expressed as a class score or kU/L. | Testing for IgE antibodies is not useful in patients previously treated with immunotherapy to determine if residual clinical sensitivity exists or in patients in whom the medical management does not depend upon identification of allergen specificity. Some individuals with clinically insignificant sensitivity to allergens may have measurable levels of IgE antibodies in serum, and test results must be interpreted in the clinical context. False-positive results for IgE antibodies may occur in patients with markedly elevated serum IgE (>2500 kU/L) due to nonspecific binding to allergen solid phases. | Homburger HA, Hamilton RG: Allergic diseases. In: McPherson RA, Pincus MR, eds. Henry's Clinical Diagnosis and Management by Laboratory Methods. 23rd ed.Elsevier; 2017:1057-1070 | Specific IgE from the patient's serum reacts with the allergen of interest, which is covalently coupled to an ImmunoCAP. After washing away nonspecific IgE, enzyme-labeled anti-IgE antibody is added to form a complex. After incubation, unbound anti-IgE is washed away, and the bound complex incubated with a developing agent. After stopping the reaction, the fluorescence of the eluate is measured. Fluorescence is proportional to the amount of specific IgE present in the patient's sample (ie, the higher the fluorescence value, the more IgE antibody is present).(Package insert: ImmunoCAP System Specific IgE FEIA. Phadia; Rev 06/2020) | 1 to 3 days | 14 days | This test has been cleared, approved, or is exempt by the US Food and Drug Administration and is used per manufacturer's instructions. Performance characteristics were verified by Mayo Clinic in a manner consistent with CLIA requirements. | 86003 | Fire Ant, IgE | 6117-6 | FANT | Fire Ant, IgE | 6117-6
FBSH | Firebush (Kochia), IgE, Serum | Establishing a diagnosis of an allergy to firebush (Kochia) Defining the allergen responsible for eliciting signs and symptoms Identifying allergens: -Responsible for allergic response and/or anaphylactic episode -To confirm sensitization prior to beginning immunotherapy -To investigate the specificity of allergic reactions to insect venom allergens, drugs, or chemical allergens | Fluorescence Enzyme Immunoassay (FEIA) | Yes | Firebush (Kochia), IgE | Serum | Collection Container/Tube: Preferred:Serum gel Acceptable:Red top Submission Container/Tube:Plastic vial Specimen Volume:0.5 mL for every 5 allergens requested Collection Instructions:Centrifuge and aliquot serum into a plastic vial. | For 1 allergen: 0.3 mL For more than 1 allergen: (0.05 mL x number of allergens) + 0.25 mL deadspace | Clinical manifestations of immediate hypersensitivity (allergic) diseases are caused by the release of proinflammatory mediators (histamine, leukotrienes, and prostaglandins) from IgE-sensitized effector cells (mast cells and basophils) when cell-bound IgE antibodies interact with an allergen. In vitro serum testing for IgE antibodies provides an indication of the immune response to allergens that may be associated with allergic disease. The allergens chosen for testing often depend upon the age of the patient, history of allergen exposure, season of the year, and clinical manifestations. In individuals predisposed to develop allergic disease, the sequence of sensitization and clinical manifestations proceed as follows: eczema and respiratory disease (rhinitis and bronchospasm) in infants and children less than 5 years due to food sensitivity (milk, egg, soy, and wheat proteins) followed by respiratory disease (rhinitis and asthma) in older children and adults due to sensitivity to inhalant allergens (dust mite, mold, and pollen inhalants). | Class,IgE kU/L,Interpretation, 0,<0.10,Negative, 0/1,0.10-0.34,Borderline/equivocal, 1,0.35-0.69,Equivocal, 2,0.70-3.49,Positive, 3,3.50-17.4,Positive, 4,17.5-49.9,Strongly positive, 5,50.0-99.9,Strongly positive, 6,> or =100,Strongly positive, | Detection of IgE antibodies in serum (class 1 or greater) indicates an increased likelihood of allergic disease as opposed to other etiologies and defines the allergens that may be responsible for eliciting signs and symptoms. The level of IgE antibodies in serum varies directly with the concentration of IgE antibodies expressed as a class score or kU/L. | Testing for IgE antibodies is not useful in patients previously treated with immunotherapy to determine if residual clinical sensitivity exists or in patients in whom the medical management does not depend upon identification of allergen specificity. Some individuals with clinically insignificant sensitivity to allergens may have measurable levels of IgE antibodies in serum, and test results must be interpreted in the clinical context. False-positive results for IgE antibodies may occur in patients with markedly elevated serum IgE (>2500 kU/L) due to nonspecific binding to allergen solid phases. | Homburger HA, Hamilton RG: Allergic diseases. In: McPherson RA, Pincus MR, eds. Henry's Clinical Diagnosis and Management by Laboratory Methods. 23rd ed.Elsevier; 2017:1057-1070 | Specific IgE from the patient's serum reacts with the allergen of interest, which is covalently coupled to an ImmunoCAP. After washing away nonspecific IgE, enzyme-labeled anti-IgE antibody is added to form a complex. After incubation, unbound anti-IgE is washed away, and the bound complex incubated with a developing agent. After stopping the reaction, the fluorescence of the eluate is measured. Fluorescence is proportional to the amount of specific IgE present in the patient's sample (ie, the higher the fluorescence value, the more IgE antibody is present).(Package insert: ImmunoCAP System Specific IgE FEIA. Phadia; Rev 06/2020) | 1 to 3 days | 14 days | This test has been cleared, approved, or is exempt by the US Food and Drug Administration and is used per manufacturer's instructions. Performance characteristics were verified by Mayo Clinic in a manner consistent with CLIA requirements. | 86003 | Firebush (Kochia), IgE | 6118-4 | FBSH | Firebush (Kochia), IgE | 6118-4
1STT1 | First Trimester Maternal Screen, Serum | Prenatal screening for trisomy 21 (Down syndrome) and trisomy 18 | Immunoenzymatic Assay | Yes | First Trimester Maternal Screen | Serum | Collection Container/Tube: Preferred:Serum gel Acceptable:Red top Submission Container/Tube:Plastic vial Specimen Volume:1 mL Collection Instructions:Centrifuge and aliquot serum into plastic vial within 2 hours of collection Additional Information: 1. Blood draw and ultrasound must be completed between 10 weeks, 0 days and 13 weeks, 6 days of gestation, which corresponds to a crown-rump length (CRL) range of 31 to 80 mm. 2. Initial or repeat testing is determined in the laboratory at the time of report and will be reported accordingly. To be considered a repeat test for the patient, the testing must be within the same pregnancy and trimester, with interpretable results for the same test and both tests are performed at Mayo Clinic. | 0.75 mL | Multiple marker serum screening has become a standard tool used in obstetric care to identify pregnancies that may have an increased risk for certain birth defects such as Down syndrome (trisomy 21) and trisomy 18 (Edward syndrome). Since early 2000s, first-trimester screening has beenestablished as an alternative option of equal or better performancewhencompared to second-trimester screening programs. The first-trimester screen is performed by measuring analytes human chorionic gonadotropin (hCG) and pregnancy-associated plasma protein A (PAPP-A) in maternal serum thatare produced by the fetus and the placenta. Additionally, the nuchaltranslucency (NT) measurement, a sonographic marker shown to beeffective in screening fetuses for Down syndrome and trisomy 18, is included in the risk calculation. A mathematicalmodel is used to calculate a risk estimate by combining serum concentrations to hCG and PAPP-A, NT measurement, and maternal demographic information. Thelaboratory establishes a specific cutoff for each condition, whichclassifies each screen as either screen-positive or screen-negative. Ascreen-positive result indicates that the value obtained exceeds theestablished cutoff. A positive screen does not provide a diagnosis butindicates that further evaluation should be considered. hCG: hCG is synthesized by placental cells starting very early in pregnancy and serves to maintain the corpus luteum and, hence, progesterone production during the first trimester. Thereafter, the concentration of hCG begins to fall as the placenta begins to produce steroid hormones and the role of the corpus luteum in maintaining pregnancy diminishes. Increased total hCG levels are associated with an increased risk for Down syndrome. Low levels of hCG are associated with an increased risk for trisomy 18. PAPP-A: PAPP-A is a 187 kDa protein comprised of 4 subunits: 2 PAPP-A subunits and 2 pro-major basic protein subunits. PAPP-A is a metalloproteinase that cleaves insulin-like growth factor-binding protein-4 (IGFBP-4), dramatically reducing IGFBP-4 affinity for IGF1 and IGF2, thereby regulating the availability of these growth factors at the tissue level. PAPP-A is highly expressed in first-trimester trophoblasts, participating in regulation of fetal growth. Levels in maternal serum increase throughout pregnancy. Low PAPP-A levels before the 14th week of gestation are associated with an increased risk for Down syndrome and trisomy 18. NT: The NT measurement, an ultrasound marker, is obtained by measuring the fluid-filled spacewithin the nuchal region (back of the neck) of the fetus. While fetal NTmeasurements obtained by ultrasonography increase in normalpregnancies with advancing gestational age, Down syndrome fetuseshave larger NT measurements than gestational age-matched normalfetuses. Increased fetal NT measurements can therefore serve as an indicator of an increased risk for Down syndrome and trisomy 18. | DOWN SYNDROME Calculated screen risks <1/230are reported as screen negative. Risks > or =1/230 arereported as screen positive. TRISOMY 18 Calculated screen risks <1/100 are reported as screen negative. Risks > or =1/100 are reported as screen positive. A numeric risk for trisomy 18 risk is provided with positive results on non-diabetic, non-twin pregnancies. An interpretive report will be provided. | Screen-Negative: A screen-negative result indicates that the calculatedrisk is below the established cutoffof 1/230 for Down syndrome and 1/100 for trisomy 18. A negative screen does not guarantee the absence of trisomy 18 or Down syndrome.Screen-negative results typically do not warrant further evaluation. Screen-Positive: When a Down syndrome risk cutoff of 1/230 is used for follow-up, the first trimester maternal screen has an overall detection rate of approximately 85% with a false-positive rate of 5%. In practice, both the detection rate and false-positive rate increase with age, thus detection and positive rates will vary depending on the age distribution of the screening population. | Upon receiving maternal serum screening results, all information used inthe risk calculation should be reviewed for accuracy (eg, maternal dateof birth, demographics, sonographic information). If any information isincorrect, the laboratory should be contacted for a recalculation of theestimated risks. A screen-negative result does not guarantee the absence of fetal defects. A screen-positive result does not provide a diagnosis but indicates that further diagnostic testing should be considered (an unaffected fetus may have screen-positive result for unknown reasons). In fact, given the low prevalence of Down syndrome, the majority of women with a positive screen will not have a fetus with Down syndrome. Each center offering maternal serum screening to patients should establish a standard screening protocol that provides pre- and post-screening education and appropriate follow-up for screen-positive results. In rare cases, some individuals can develop antibodies to mouse or other animal antibodies (often referred to as human anti-mouse antibodies [HAMA] or heterophile antibodies), which may cause interference in some immunoassays. Caution should be used in interpretation of results and the laboratory should be alerted if the result does not correlate with the clinical presentation. Variables Affecting Marker Levels: -All serum marker multiple of medians are adjusted for maternal weight (to account for dilution effects). The estimated risk calculations and screen results are dependent on accurate information for gestation, maternal age, and weight. Inaccurate information can lead to significantalterations in the estimated risk. -In twin pregnancies, the risk for Down syndrome is calculated using twin-adjusted medians. Risks for triplets and higher multiples cannot be calculated. -Nuchal translucency (NT) measurements must be obtained from a trained and certified sonographer. NT quality indicators are monitored by the performing laboratory on a regular basis. Institutions will be contacted if there is ongoing deviation in the quality indicators. | 1. Malone FD, Canick JA, Ball RH, et al: First-trimester or second-trimester screening, or both, for Down's syndrome. N Engl J Med. 2005 Nov 10;353(19):2001-2011 2. American College of Obstetricians and Gynecologists:Practice Bulletin No. 163: Screening for Fetal Aneuploidy. Obstet Gyneco,l2016 May;127(5):e123-137 3. Wald NJ, Rodeck C, Hackshaw AK, Rudnicka A: SURUSS in Perspective. Semin Perinatol 2005;29:225-235 4. Yarbrough ML, Stout M, Gronowski AM: Pregnancy and its disorders. In: Rifai N, Horvath AR, Wittwer CT, eds. Tietz Textbook of Clinical Chemistry and Molecular Diagnostics. 6th ed. Elsevier; 2018:1655-1696 | The first-trimester screen for Down syndrome and trisomy 18 includes pregnancy-associated plasma protein A (PAPP-A), total human chorionic gonadotropin (hCG), and nuchal translucency measurement. The Beckman Access HCG5 assay is an automated 2-site, mouse monoclonal antibody-based immunoenzymatic sandwich assay with paramagnetic separation and chemiluminescent detection. Testing is performed using the Beckman Coulter DxI.(Package insert: Access HCG5. Beckman Coulter, Inc; 2018) The Access PAPP-A assay is a 2-site immunoenzymatic sandwich assay. Testing is performed using the Beckman Coulter DxI.(Unpublished Mayo method) | 4 to 6 days | 14 days | This test was developed and its performance characteristics determined by Mayo Clinic in a manner consistent with CLIA requirements. It has not been cleared or approved by the US Food and Drug Administration. | 81508 | First Trimester Maternal Screen | 49086-2 | DRPH1 | Physician Phone Number | 68340-9
FFSPG | Fish and Shellfish Panel IgG |  | Enzyme Immunoassay (FEIA) | No | Fish and Shellfish Panel IgG | Serum | Draw blood in a plain red-top tube(s), serum gel tube(s) is acceptable. Spin down and send 1 mL of serum refrigerated in a plastic vial. | 1 mL |  | Reference ranges have not been established for food-specific IgG tests. The clinical utility of food-specific IgG tests has not been established. These tests can be used in special clinical situations to select foods for evaluation by diet elimination and challenge in patients who have food-related complaints. It should be recognized that the presence of food-specific IgG alone cannot be taken as evidence of food allergy and only indicates immunologic sensitization by the food allergen in question. This test should only be ordered by physicians who recognize the limitations of the test. |  |  |  |  | 3 to 7 days |  | This test was developed and its performance characteristics determined by Viracor Eurofins. It has not been cleared or approved by the U.S. Food and Drug Administration. | 86001 x 12 | Fish and Shellfish Panel IgG | Not Provided | Z3911 | Tuna IgG | 60410-8
FLEC | Flecainide, Serum | Optimizing flecainide dosage Assessingflecainidetoxicity Monitoring compliance | Liquid Chromatography Tandem Mass Spectrometry (LC-MS/MS) | Yes | Flecainide, S | Serum Red | Supplies:Sarstedt Aliquot Tube, 5 mL (T914) Collection Container/Tube:Red top (serum gel/SST arenot acceptable) Submission Container/Tube:Plastic vial Specimen Volume:1.5 mL Collection Instructions: 1. Draw blood immediately before next scheduled dose. 2. Centrifuge and aliquot serum into a plastic vial within 2 hours of collection. | 0.5 mL | Flecainide(Tambocor) is a Class I cardiac antiarrhythmic agent indicated for treatment of paroxysmal supraventricular dysrhythmia, paroxysmal atrial fibrillation/flutter, and life-threatening ventricular dysrhythmias. After oral administration, flecainide is almost completely absorbed and peak concentrations are attained in approximately 3 hours. The half-life averages approximately 20 hours but is widely variable (12 to 27 hours), and steady-state concentrations are typically achieved in approximately 5 days. Flecainide is eliminated from blood by hepatic metabolism, as well as renal clearance; significant changes in either organ system will cause impaired clearance. Common adverse effects include dizziness, visual disturbances, and dyspnea. Mild-to-moderate toxicity is associated with dizziness, visual disturbances, headache, nausea, fatigue, palpitations, and chest pain. Visual hallucinations and dysarthria may occur at toxic serum concentrations. Death can occur from hypotension, respiratory failure, and asystole. | Trough Value 0.2-1.0 mcg/mL: Therapeutic concentration >1.0 mcg/mL: Toxic concentration | Flecainide is most effective in premature ventricular contractions suppression at serum concentrations in the range of 0.2 to 1.0 mcg/mL. Serum concentrations above 1.0 mcg/mL are associated with a high rate of cardiac adverse experiences such as conduction defects or bradycardia. | Specimens that are obtained from gel tubes or anticoagulate collections can cause assay interference. | 1. Milone MC, Shaw LM. Therapeutic drugs and their management. In: Rifai N, Chiu RWK, Young I, Burnham CAD, Wittwer CT, eds. Tietz Textbook of Laboratory Medicine. 7th ed. Elsevier; 2023:420-453 2. Josephson ME, Buxton AE, Marchlinski FE. The tachyarrhythmias: tachycardias. In: Wilson JD, Braunwald E, Isselbacher KJ, et al, eds. Harrison's Principles of Internal Medicine. 12th ed. McGraw-Hill Book Company; 1991:915 3. Valdes R Jr, Jortani SA, Gheorghiade M. Standards of laboratory practice: cardiac drug monitoring. National Academy of Clinical Biochemistry. Clin Chem. 1998;44(5):1096-1099 | Protein is precipitated from serum and following centrifugation the supernatant is diluted and analyzed by liquid chromatography tandem mass spectrometry.(Unpublished Mayo method) | 2 to 5 days | 14 days | This test was developed and its performance characteristics determined by Mayo Clinic in a manner consistent with CLIA requirements. It has not been cleared or approved by the US Food and Drug Administration. | 80181 | Flecainide, S | 3638-4 | 9243 | Flecainide, S | 3638-4
FLI1 | FLI-1 Immunostain, Technical Component Only | Aiding in phenotyping endothelial-derived tumors, Ewing sarcoma, Merkel cell carcinoma, lung adenocarcinoma, melanoma, and erythroleukemia | Immunohistochemistry (IHC) | Yes | FLI-1 IHC, Tech Only | For the initial technical component only immunohistochemical (IHC) stain performed, the appropriate bill-only test ID will be reflexed and charged (IHTOI). For each additional technical component only IHC stain performed, an additional bill-only test ID will be reflexed and charged (IHTOA). | Supplies:Immunostain Technical Only Envelope (T693) Specimen Type:Tissue Container/Tube:Immunostain Technical Only Envelope Preferred:2 Unstained positively charged glass slide (25- x 75- x 1-mm) per test ordered; sections 4-microns thick Acceptable:Formalin-fixed, paraffin-embedded tissue block |  | Friend leukemia integration 1 (FLI1) transcription factor is a member of the erythroblast transformation specific (ETS) family of transcription factors. It has anti-apoptotic activity and interferes with nuclear hormone receptors. A chromosomal translocation between theFLI1gene andEWSgene is found in most Ewing sarcomas. In normal tissues, nuclear staining is seen in endothelial cells, a subset of T cells, megakaryocytes, and normal breast epithelium. FLI1 expression occurs in endothelial-derived tumors, Ewing sarcoma, Merkel cell carcinoma, lung adenocarcinoma, melanoma, and erythroleukemia. |  | This test does not include pathologist interpretation, only technical performance of the stain. If interpretation is required, order PATHC / Pathology Consultation for a full diagnostic evaluation or second opinion of the case. The positive and negative controls are verified as showing appropriate immunoreactivity. If a control tissue is not included on the slide, a scanned image of the relevant quality control tissue is available upon request; call 855-516-8404. Interpretation of this test should be performed in the context of the patient's clinical history and other diagnostic tests by a qualified pathologist. | Age of a cut paraffin section can affect immunoreactivity. Stability thresholds vary widely among published literature and are antigen dependent. Best practice is for paraffin sections to be cut within 6 weeks. | 1. Lee AF, Hayes MM, Lebrun D, et al. FLI-1 distinguishes Ewing sarcoma from small cell osteosarcoma and mesenchymal chondrosarcoma. Appl Immunohistochem Mol Morphol. 2011;19(3):233-238 2. Stockman DL, Hornick JL, Deavers MT, Lev DC, Lazar AJ, Wang WL. ERG and FLI1 protein expression in epithelioid sarcoma. Mod Pathol. 2014;27(4):496-501 3. Nunes Rosado FG, Itani DM, Coffin CM, Cates JM. Utility of immunohistochemical staining with FLI1, D2-40, CD31, and CD34 in the diagnosis of acquired immunodeficiency syndrome-related and non-acquired immunodeficiency syndrome-related Kaposi sarcoma. Arch Pathol Lab Med. 2012;136(3):301-304 4. Magaki S, Hojat SA, Wei B, So A, Yong WH. An introduction to the performance of immunohistochemistry. Methods Mol Biol. 2019;1897:289-298. doi:10.1007/978-1-4939-8935-5_25 | Immunohistochemistry on sections of paraffin-embedded tissue.(Unpublished Mayo method) | 1 to 3 days | Until staining is complete. | This test has been cleared, approved, or is exempt by the US Food and Drug Administration and is used per manufacturer's instructions. Performance characteristics were verified by Mayo Clinic in a manner consistent with CLIA requirements. | 88342-TC, primary88341-TC, if additional IHC | FLI-1 IHC, Tech Only | Order only;no result | 70745 | FLI-1 IHC, Tech Only | Bill only; no result
FLNDR | Flounder (Bothidae/Pleuronectidae Fam) IgE |  | ImmunoCAP FEIA | Yes | Flounder IgE | Serum | Draw blood in a plain red-top tube(s), serum gel tube(s) is acceptable. Spin down and send 0.5 mL of serum refrigerated in a plastic vial. | 0.5 mL |  | <0.35 kU/L | ClassIgE (kU/L)Comment 0<0.10Negative 0/10.10 â€“ 0.34Equivocal/Borderline 10.35 â€“ 0.69Low Positive 20.70 â€“ 3.49Moderate Positive 33.50 â€“ 17.49High Positive 417.50 â€“ 49.99Very High Positive 550.00 â€“ 99.99Very High Positive 6>99.99Very High Positive |  |  |  | 1 to 6 days |  | This test was developed and its performance characteristics determined by Viracor Eurofins. It has not been cleared or approved by the U.S. Food and Drug Administration. | 86003 | Flounder IgE | 7316-3 | Z3816 | CLASS | 102311-8
FLT | FLT3 Mutation Analysis, Varies | Prognostic indication for some patients with acute myeloid leukemia This testshould not be usedto monitor residual disease following treatment. | Polymerase Chain Reaction (PCR)/Capillary Electrophoresis | Yes | FLT3 Mutation Analysis, V | For more information see: | Submit only 1 of the following specimens: Specimen Type:Whole blood Container/Tube:Lavender top (EDTA) or yellow top (ACD) Specimen Volume:3 mL Collections Instructions: 1. Invert several times to mix blood. 2. Send specimen in original tube.Do not aliquot. 3. Label specimen as blood. Specimen Stability Information:Ambient (preferred)/Refrigerate Specimen Type: Bone marrow Container/Tube:Lavender top (EDTA) or yellow top (ACD) Specimen Volume:2 mL Collections Instructions: 1. Invert several times to mix bone marrow. 2. Send specimens in original tube.Do not aliquot. 3. Label specimen as bone marrow. Specimen Stability Information:Ambient (preferred)/Refrigerate Specimen Type:Extracted DNA from blood or bone marrow Container/Tube:1.5- to 2-mL tube Specimen Volume:Entire specimen Collection Instructions: 1. Label specimen as extracted DNA from blood or bone marrow 2. Indicate volume and concentration of DNA on the label. Specimen Stability Information:Frozen (preferred)/Refrigerate/Ambient | Blood, Bone Marrow: 1 mL Extracted DNA: 50 mcL at 20 ng/mcL concentration | The FMS-like tyrosine gene (FLT3) codes for a transmembrane receptor/signaling protein (FLT3) of the tyrosine kinase group. Binding of FLT3 ligand to the FLT3 receptor ultimately leads to production of proteins that cause cell growth and inhibit cell death through apoptosis. Recently, variants inFLT3have been found in some hematopoietic neoplasms and are particularly common in adult acute myeloid leukemia (AML) with an overall incidence of approximately 20% to 30%. The highest genetic variant rates are seen in adult patients with AML and normal- or intermediate-risk cytogenetics and in patients with acute promyelocytic leukemia. The most commonFLT3variant consists of internal tandem duplication (ITD) of DNA sequences found in exons 14 or 15. In some subgroups of adults with AML, the presence of anFLT3ITD variant has been found to be an adverse prognostic indicator. The second most common variant is a point alteration in the codon for an aspartate residue (D835) that resides in the activation loop of the FLT3 protein.D835 alterations have been identified in approximately 7% of AML cases but, at this time, it is not clear if the presence of this alterationhas any prognostic significance. It is thought that both types ofFLT3variants lead to constitutive (always present, independent of internal or external stimuli)FLT3activation. Identification of anFLT3variantin AML is clinically useful, not only because of the prognostic information it provides,but also because FLT3-inhibitory drugs have shown promise as useful therapeutic agents. | An interpretive report will be provided. | An interpretive report will be issued indicating whether theFLT3internal tandem duplication (ITD),D835 alteration, or both were detected. Variant status will be indicated as positive or negative. If ITD positive, an allelic ratio will be reported. | This test is not designed for monitoring residual disease following treatment and the following should be noted: the sensitivity of the test is less than other methods designed for residual disease testing, and there have been several reports ofFLT3variants being lost or gained in neoplastic cells following treatment. | 1. Levis M, Small D.FLT3: ITDoes matter in leukemia. Leukemia. 2003;17:1738-1752 2. Gilliland DG, Griffin JD. The roles ofFLT3in hematopoiesis and leukemia. Blood. 2002;100(5):1532-1542 3. He R, Devine DJ, Tu ZJ, et al. Hybridization capture-based next generation sequencing reliably detects FLT3 mutations and classifies FLT3-internal tandem duplication allelic ratio in acute myeloid leukemia: a comparative study to standard fragment analysis. Mod Pathol. 2019;33:334-34 | This polymerase chain reaction (PCR)-based assay is designed to detect the presence of 2 separate variants inFLT3: internal tandem duplication (ITD) of coding sequence for the intracellular juxtamembrane domain and point alterations in the codon for Asp835 (D835). Genomic DNA is extracted from nucleated cells in the sample. Amultiplex PCR is then performed using 2 sets of primers. One primer in each set is labeled with a fluorescent dye to aid in PCR-fragment analysis. The PCR products are then analyzed using capillary electrophoresis.(Unpublished Mayo method) | 3 to 6 days | Whole blood, bone marrow: 2 weeks; Extracted DNA: 3 months | This test was developed and its performance characteristics determined by Mayo Clinic in a manner consistent with CLIA requirements. It has not been cleared or approved by the US Food and Drug Administration. | 81245-FLT3 (fms-related tyrosine kinase) (eg, acute myeloid leukemia), gene analysis, internal tandem duplication (ITD) variants (ie, exons 14, 15)81246-FLT3 (fms-related tyrosine kinase 3) (eg, acute myeloid leukemia), gene analysis; tyrosine kinase domain (TKD) variants (eg, D835, I836) | FLT3 Mutation Analysis, V | 79210-1 | 41935 | FLT3 Result | 79210-1
FLUCS | Fluconazole (Diflucan) Susceptibility Testing |  | CLSI Broth dilution | Yes | Fluconazole (FLU) Susceptibility | Varies | Container/Tube:Agar slant or other appropriate media Specimen Volume:Organism in pure culture Complete and submit with specimen:Fungus Testing Lab request form Collection Instructions: 1. Organism must be in pure culture, actively growing. 2. Place specimen in a large infectious container (T146) and label as an etiologicagent/infectious substance. | [7 empty] | 6 to 17 days |  |  | 87999 - Unlisted Microbiology Procedure (Refer to patient report to apply the appropriate CPT code in place of this unlisted CPT code based on specimen source.)87188 - mould - MIC microdilution or agar dilution (if appropriate)87186 - yeast - MIC microdilution or agar dilution (if appropriate) | Fluconazole (FLU) Susceptibility | Not Provided | FLUCS | Fluconazole (FLU) Susceptibility | Not Provided
FFLRO | Flunitrazepam Confirmation, Serum |  | Gas Chromatography-Mass Spectrometry (GC/MS) | Yes | Flunitrazepam (Rohypnol) | Varies | Submit only 1 of the following specimens: Plasma Draw blood in a green-top (sodium heparin) tube(s),plasma gel tube is not acceptable. Spin down and send 5 mL sodium heparin plasma refrigerated in a plastic vial. Serum Draw blood in a plain red-top tube(s),serum gel tube is not acceptable. Spin down and send 5 mL of serum refrigerated in a plastic vial. | 2 mL |  | Units: Flunitrazepam ng/mL 7-Aminoflunitrazepam ng/mL Peak plasma Flunitrazepam concentrations in patients receiving chronic, recommended dosages: 10-20 ng/mL. Note: Flunitrazepam is not legally marketed in the United States. |  |  |  |  | 5 to 9 days |  |  | 80346 | Flunitrazepam (Rohypnol) | Not Provided | Z1074 | 7-Aminoflunitrazepam | 73829-4
FL | Fluoride, Plasma | Assessing accidental fluoride ingestion Monitoring patients receiving sodium fluoride for bone disease or patients receiving voriconazole therapy | Ion-Selective Electrode (ISE) | Yes | Fluoride, P | Plasma Heparin | Supplies:Sarstedt Aliquot Tube, 5 mL (T914) Collection Container/Tube:Green top (sodium heparin) Submission Container/Tube:Plastic vial Specimen Volume:3 mL Collection Instructions:Centrifuge and aliquot plasmainto a plastic vial. Glass tubesare notacceptable. | 1.2 mL | Fluoride induces bone formation by stimulating osteoblasts. Because fluorides increase bone density, they are used in dental preparations and as an antiosteoporotic agent. However, prolonged high exposure to fluoride produces changes in bone morphology consistent with osteomalacia, including prolonged mineralization lag time and increased osteoid thickness. The adverse skeletal effects of fluoride are associated with plasma fluoride greater than 4 mcmol/L. Chronic fluorosis may produce osteosclerosis, periostitis, calcification of ligaments and tendons, and crippling deformities. Prolonged exposure to the fluoride-containing antifungal agent voriconazole can produce high plasma fluoride concentrations and bone changes (periostitis).Several other medicines also contain fluoride are used for treating skin diseases (eg, flucytosine, an antifungal) and some cancers (eg, fluorouracil, an antimetabolite). | <4.1 mcmol/L | Humans exposed to fluoride-treated water typically have plasma fluoride in the range of 1 to 4 mcmol/L. Those who are not drinking fluoride-treated water have plasma fluoride less than 1 mcmol/L. Plasma fluoride values greater than 4 mcmol/L indicate excessive exposure and are associated with periostitis. | In solutions below pH 5, hydrogen ion (H[+]) complexes with the fluoride ion, thus reducing the free fluoride ion concentration and giving a falsely low reading. At higher pH (>9), the hydroxyl ion (OH[-]) will interfere with electrodes, giving a falsely elevated reading. | 1. Cardos VES, Whitford GH, Aoyama H, et al. Daily variations in human plasma fluoride concentrations. J Fluorine Chem. 2008:129;1193-1198 2. Wermers RA, Cooper K, Razonable RR, et al. Fluoride excess and periostitis in transplant patients receiving long-term voriconazole therapy. Clin Infect Dis.2011 1;52(5):604-611 3. Agency for Toxic Substances and Disease Registry: Toxicological profile for fluorides, hydrogen fluoride, and fluorine. US Department of Health and Human Services 2003. Accessed February 09, 2024. Available atwww.atsdr.cdc.gov/ToxProfiles/tp11.pdf 4.Sodi R: Vitamins and trace elements. In: Rifai N, Chiu RWK, Young I, Burnham CD, Wittwer CT, eds. Tietz Textbook of Laboratory Medicine. 7th ed. Elsevier; 2023:chap 39 | The fluoride electrode consists of a single-crystal lanthanum fluoride membrane and an internal reference bonded into an epoxy body. The crystal is an ionic conductor in which only fluoride ions are mobile. When the membrane is in contact with a fluoride solution, potential develops across the membrane. This potential depends on the level of free fluoride ions in solution and is measured against an external constant reference potential with a digital pH/mV meter.(Instruction manual:Fluoride Ion Selective Electrode User Guide. Thermo Scientific; 09/2016) | 2 to 8 days | 14 days | This test was developed and its performance characteristics determined by Mayo Clinic in a manner consistent with CLIA requirements. It has not been cleared or approved by the US Food and Drug Administration. | 82735 | Fluoride, P | 14726-4 | 8641 | Fluoride, P | 14726-4
FLUOX | Fluoxetine, Serum | Monitoring serum concentration of fluoxetine during therapy Evaluating potential toxicity Evaluating patient compliance | Liquid Chromatography Tandem Mass Spectrometry (LC-MS/MS) | Yes | Fluoxetine, S | Serum Red | Collection Container/Tube:Red top (serum gel/SST arenot acceptable) Submission Container/Tube:Plastic vial Specimen Volume:1 mL Collection Instructions: 1. Draw blood immediately before the next scheduled dose (trough). 2. Centrifuge and aliquot serum into plastic vial within 2 hours of collection. | 0.5 mL | Fluoxetine is a selective serotonin reuptake inhibitor approved for treatment of bulimia, obsessive-compulsive behavior, panic disorders, premenstrual dysphoria, and major depressive disorder, with a variety of off-label uses. Both fluoxetine and its major metabolite, norfluoxetine, are pharmacologically active and are reported together in this assay. Most individuals respond optimally when combined serum concentrations for both parent and metabolite are in the therapeutic range (120-500 ng/mL) at steady state. Due to the long half-life of the parent and metabolite (1-6 days), it may take several weeks for patients to reach steady-state concentrations. Fluoxetine is a potent inhibitor of the metabolic enzyme cytochrome P450 (CYP) 2D6, with lesser inhibitory effects on CYP2C19 and CYP3A. Therapy with fluoxetine is, therefore, subject to numerous drug interactions, which are compounded by wide interindividual variability in fluoxetine pharmacokinetics. Measurement of the drug is useful for managing comedications, dose or formulation changes, and in assessing compliance. Side effects are milder for fluoxetine than for older antidepressants, such as tricyclic antidepressants. The most common side effects of fluoxetine therapy include nausea, nervousness, anxiety, insomnia, and drowsiness. Anticholinergic and cardiovascular side effects are markedly reduced compared to tricyclic antidepressants. Fatalities from fluoxetine overdose are extremely rare. | Fluoxetine + Norfluoxetine: 120-500 ng/mL | Most individuals display optimal response to fluoxetine when combined serum levels of fluoxetine and norfluoxetine are between 120 and 500 ng/mL. Some individuals may respond well outside of this range or may display toxicity within the therapeutic range; therefore, interpretation should include clinical evaluation. A toxic range has not been well established. | Specimens obtained from gel tube or anticoagulant collections can cause assay interference. | 1. Hiemke C, Bergemann N, Clement HW, et al. Consensus Guidelines for Therapeutic Drug Monitoring in Neuropsychopharmacology: Update 2017. Pharmacopsychiatry. 2018;51(1-02):9-62 2. Westanmo AD, Gayken J, Haight R: Duloxetine. A balanced and selective norepinephrine- and serotonin-reuptake inhibitor. Am J Health-Syst Pharm. 2005;62(23):2481-2490 3. Waldschmitt C, Vogel F, Pfuhlmann B, Hiemke C. Duloxetine serum concentrations and clinical effects. Data from a therapeutic drug monitoring (TDM) survey. Pharmacopsychiatry. 2009;42(5):189-193 4. Feighner JP, Cohn JB. Double-blind comparative trials of fluoxetine and doxepin in geriatric patients with major depressive disorder. J Clin Psychiatry. 1985;46(3 Pt 2):20-25 5. Kelly MW, Perry PJ, Holstad SG, Garvey MJ. Serum fluoxetine and norfluoxetine concentrations and antidepressant response. Ther Drug Monit. 1989;11:165-170 6. Benfield P, Heel RC, Lewis SP. Fluoxetine: A review of its pharmacodynamic and pharmacokinetic properties, and therapeutic efficacy in depressive illness. Drugs. 1986;32(6):481-508 7. Wille SM, Cooreman SG, Neels, et al. Relevant issues in the monitoring and toxicology of antidepressants. Crit Rev Clin Lab Sci. 2008;45(1):25-89 | Serum samples containing fluoxetine and norfluoxetine are diluted in an aqueous solution containing deuterated internal standards and then injected onto a high-turbulence liquid chromatography system for online extraction. Detection is by tandem mass spectrometry.(Unpublished Mayo method) | 1 to 8 days | 14 days | This test was developed and its performance characteristics determined by Mayo Clinic in a manner consistent with CLIA requirements. It has not been cleared or approved by the US Food and Drug Administration. | 80299 | Fluoxetine, S | 78437-1 | 252 | Fluoxetine+Norfluoxetine | 74948-1
PROLX | Fluphenazine (Prolixin), Serum |  | Liquid Chromatography/Tandem Mass Spectrometry (LC/MS/MS) | Yes | Fluphenazine (Prolixin) | Serum Red | Collection Container/Tube:Red top Submission Container/Tube:Plastic vial Specimen Volume:3 mL Collection Instructions:Draw blood in a plain, red-top tube(s),serum-gel tube is not acceptable. Centrifuge and send 3 mL of serum refrigerate in a plastic vial. | 0.5 mL |  | ReferenceRange: 1.0 - 10 ng/mL |  |  |  |  | 5 to 9 days | 2 weeks |  | 80342 | Fluphenazine (Prolixin) | 3650-9 | Z1122 | Fluphenazine | 3650-9
FFLUR | Flurazepam (Dalmane) and Desalkylflurazepam |  | Liquid Chromatography/Tandem Mass Spectrometry (LC/MS/MS) | Yes | Flurazepam (Dalmane) | Varies | Submit only 1 of the following specimens: Plasma Draw blood in a green-top (sodium heparin) tube(s),plasma gel tube is not acceptable. Spin down and send 2 mL sodium heparin plasma frozen in plastic vial. Serum Draw blood in a plain, red-top tube(s),serum gel tube is not acceptable. Spin down and send 2 mL of serum frozen in plastic vial. | 0.3 mL |  | Flurazepam: ReferenceRange:0 - 30 ng/mL Desalkylflurazepam: ReferenceRange: 30 - 150 ng/mL Flurazepam + Desalkyflurazepam: ReferenceRange:30 - 180 ng/mL |  |  |  |  | 5 to 9 days | 2 weeks |  | 80346 | Flurazepam (Dalmane) | 73826-0 | Z1161 | Flurazepam + Desalkylflurazepam | 73826-0
FFVOX | Fluvoxamine (Luvox) |  | High Performance Liquid Chromatography with Ultraviolet Detection; (HPLC-UV) | Yes | Fluvoxamine (Luvox) | Varies | Submit only 1 of the following specimens: Plasma Draw blood in a green-top sodium heparin tube(s), plasma gel tube is not acceptable. Spin down and send 3mL of plasma refrigerated in a plastic vial. Serum Draw blood in a plain, red-top tube(s), serum gel tube is not acceptable. Spin down and send 3 mL of serum refrigerated in a plastic vial. | 0.6 mL |  | Units: ng/mL Expected fluvoxamine concentrations on recommended daily dosage regimens: 50-900 ng/mL |  |  |  |  | 3 to 7 days |  |  | 80332 | Fluvoxamine (Luvox) | 10988-4 | FFVOX | Fluvoxamine (Luvox) | 10988-4
0836T | FNA Immed Adequacy Addl Digitize (Bill Only) |  | This test is for tracking purposes only. This is not an orderable test. | Yes | FNA Immed Adequacy Addl Digitize | This test is for tracking purposes only. | This test is for tracking purposes only. This is not an orderable test. |  |  | This test is for tracking purposes only. This is not an orderable test. | [6 empty] | Not Applicable | 0836T
IAPC | FNA Immediate Adequacy (Bill Only) |  | This test is for billing purposes only. This is not an orderable test. | Yes | FNA Immediate Adequacy | Varies | This test is for billing purposes only. This is not an orderable test. |  |  | This test is for billing purposes only. This is not an orderable test. | [6 empty] | Not Applicable | 88172
IAAPC | FNA Immediate Adequacy Add'l (Bill Only) |  | This test is for billing purposes only. This is not an orderable test. | Yes | FNA Immediate Adequacy Add'l | Varies | This test is for billing purposes only. This is not an orderable test. |  |  | This test is for billing purposes only. This is not an orderable test. | [6 empty] | Not Applicable | 88177
0835T | FNA Immediate Adequacy Digitize (Bill Only) |  | This test is for tracking purposes only. This is not an orderable test. | Yes | FNA Immediate Adequacy Digitize | This test is for tracking purposes only. | This test is for tracking purposes only. This is not an orderable test. |  |  | This test is for tracking purposes only. This is not an orderable test. | [6 empty] | Not Applicable | 0835T
RFSGS | Focal Segmental Glomerulosclerosis (FSGS) and Nephrotic Syndrome Gene Panel, Varies | Providing a genetic evaluation for patients with a personal or family history of steroid resistant nephrotic syndrome (SRNS) Establishing a diagnosis of hereditary SRNS Guiding treatment decisions in individuals with nephrotic syndrome | Sequence Capture and Amplicon-Based Next-Generation Sequencing (NGS) | Yes | FSGS/Nephrotic Syndrome Gene Panel | Varies | Specimen Type:Whole blood Patient Preparation:A previous bone marrow transplant from an allogenic donor will interfere with testing. Call 800-533-1710 for instructions for testing patients who have received a bone marrow transplant. Container/Tube: Preferred:Lavender top (EDTA) or yellow top (ACD) Acceptable:Any anticoagulant Specimen Volume:3 mL Collection Instructions: 1. Invert several times to mix blood. 2. Send whole blood specimen in original tube.Do notaliquot. Specimen Stability Information:Ambient (preferred)/Refrigerated | 1 mL | Nephrotic syndrome (NS) is a kidney disorder characterized by proteinuria, hypoalbuminemia, and edema. Many conditions can cause NS, including diseases that only affect the kidney and other more systemic disorders such as diabetes or lupus. Focal segmental glomerulosclerosis (FSGS), a histologic finding characterized by sclerosis involving part of the kidney glomeruli, is commonly found in patients with NS.(1) Approximately 85% of nephrotic syndrome is steroid sensitive, while the remaining 15% is steroid resistant (SRNS). SRNS may be genetic or nongenetic. Nongenetic causes of NS/FSGS may be due to a circulating factor causing generalized injury to podocytes, structural renal abnormalities, viral or drug-induced causes, or other stress on the kidney such as obesity, congenital heart disease, malignancy, or hypertension.(2) Genetic SRNS may result from disease-causing variants in genes encoding renal-specific proteins (renal-limited) or syndromic conditions with extrarenal features.(2) Autosomal recessive forms of nonsyndromic SRNS typically present in childhood and are caused by disease-causing variants in nephrin (NPHS1), podocin (NPHS2),CD2AP,PLCE1,MYO1E,and multiple other genes. Autosomal dominant SRNS is typically adult onset and may be caused by disease-causing variants inTRPC6,ACTN4,INF2, and other genes. Variants in type IV collagen genes, known to cause Alport syndrome, may also be identified in patients with familial or sporadic SNRS and present later in adolescence or adulthood. In syndromic forms of SRNS, extrarenal manifestations may be prominent and diagnostic, but in some cases, extrarenal features may be subtle or develop later in the disease course, such as in Denys-Drash syndrome (DDS) and Frasier syndrome caused by disease-causing variants inWT1. Other genes included on this panel cover a broad spectrum of conditions that may display proteinuria, NS, or FSGS, either as an isolated feature or as part of a more systemic presentation, including genes associated with congenital disorders of glycosylation, Alport syndrome, coenzyme Q10 deficiency, and others. This test also includes assessment of the G1 and G2 alleles of theAPOL1gene. The G1 and G2 alleles have been associated with increased risk for development or progression of nondiabetic chronic kidney diseases, including nonsyndromic SRNS.(3) Despite some clinical and histologic overlap among the various categories of NS, management and prognosis may differ based on the underlying etiology. In particular, steroid sensitive NS may respond to treatment with corticosteroids, while SRNS, including those due to genetic causes, typically does not.(2) Therefore, identification of a genetic form of SRNS may impact evaluation for extra-renal manifestations, treatment decisions including transplantation, and genetic counselling.(4) | An interpretive report will be provided. | All detected variants are evaluated according to American College of Medical Genetics and Genomics recommendations.(5) Variants are classified based on known, predicted, or possible pathogenicity and reported with interpretive comments detailing their potential or known significance. | Clinical Correlations: Test results should be interpreted in the context of clinical findings, family history, and other laboratory data. Misinterpretation of results may occur if the information provided is inaccurate or incomplete. If testing was performed because of a clinically significant family history, it is often useful to first test an affected family member. Detection of a reportable variant in an affected family member would allow for more informative testing of at-risk individuals. To discuss the availability of additional testing options or for assistance in the interpretation of these results, contact the Mayo Clinic Laboratories genetic counselors at 800-533-1710. Technical Limitations: Next-generation sequencing may not detect all types of genomic variants. In rare cases, false-negative or false-positive results may occur. The depth of coverage may be variable for some target regions; assay performance below the minimum acceptable criteria or for failed regions will be noted. Given these limitations, negative results do not rule out the diagnosis of a genetic disorder. If a specific clinical disorder is suspected, evaluation by alternative methods can be considered. There may be regions of genes that cannot be effectively evaluated by sequencing or deletion and duplication analysis as a result of technical limitations of the assay, including regions of homology, high guanine-cytosine (GC) content, and repetitive sequences. Confirmation of select reportable variants will be performed by alternate methodologies based on internal laboratory criteria. This test is validated to detect 95% of deletions up to 75 base pairs (bp) and insertions up to 47 bp. Deletions-insertions (delins) of 40 or more bp, including mobile element insertions, may be less reliably detected than smaller delins. Deletion/Duplication Analysis: This analysis targets single and multi-exon deletions/duplications; however, in some instances single exon resolution cannot be achieved due to isolated reduction in sequence coverage or inherent genomic complexity. Balanced structural rearrangements (such as translocations and inversions) may not be detected. This test is not designed to detect low levels of mosaicism or to differentiate between somatic and germline variants. If there is a possibility that any detected variant is somatic, additional testing may be necessary to clarify the significance of results. Genes may be added or removed based on updated clinical relevance. Refer to theTargeted Genes and Methodology Details for Focal Segmental Glomerulosclerosis and Nephrotic Syndrome Gene Panelfor the most up to date list of genes included in this test. For detailed information regarding gene specific performance and technical limitations, see Method Description or contact a laboratory genetic counselor. If the patient has had an allogeneic hematopoietic stem cell transplant or a recent blood transfusion, results may be inaccurate due to the presence of donor DNA. Call Mayo Clinic Laboratories for instructions for testing patients who have received a bone marrow transplant. Reclassification of Variants: At this time, it is not standard practice for the laboratory to systematically review previously classified variants on a regular basis. The laboratory encourages healthcare providers to contact the laboratory at any time to learn how the classification of a particular variant may have changed over time. Variant Evaluation: Evaluation and categorization of variants are performed using published American College of Medical Genetics and Genomics and the Association for Molecular Pathology recommendations as a guideline.(5) Other gene-specific guidelines may also be considered. Variants are classified based on known, predicted, or possible pathogenicity and reported with interpretive comments detailing their potential or known significance. Variants classified as benign or likely benign are not reported. Multiple in silico evaluation tools may be used to assist in the interpretation of these results. The accuracy of predictions made by in silico evaluation tools is highly dependent upon the data available for a given gene, and periodic updates to these tools may cause predictions to change over time. Results from in silico evaluation tools are interpreted with caution and professional clinical judgement. Rarely, incidental findings or secondary findings may implicate another predisposition or presence of active disease. Incidental findings may include, but are not limited to, results related to the sex chromosomes. These findings will be carefully reviewed to determine whether they will be reported. | 1. Chen YM, Liapis H: Focal segmental glomerulosclerosis: molecular genetics and targeted therapies. BMC Nephrol. 2015 Jul 9;16:101 2. De Vriese AS, Sethi S, Nath KA, et al: Differentiating primary, genetic, and secondary FSGS in adults: A clinicopathologic approach. J Am Soc Nephrol. 2018 Mar;29(3):759-774 3. Parsa A, Kao WH, Xie D, et al: APOL1 risk variants, race, and progression of chronic kidney disease. N Engl J Med. 2013;369(23):2183-2196. doi: 10.1056/NEJMoa13103454 4. Rood IM, Deegens JKJ, Wetzels JFM: Genetic causes of focal segmental glomerulosclerosis: implications for clinical practice. Nephrol Dial Transplant. 2012 Mar;27(3):882-890 5. Richards S, Aziz N, Bale S, et al: Standards and guidelines for the interpretation of sequence variants: a joint consensus recommendation of the American College of Medical Genetics and Genomics and the Association for Molecular Pathology. Genet Med. 2015 May;17(5):405-424 | Capture-based and amplicon-based next-generation sequencing (NGS) is performed to test for the presence of variants in coding regions and intron/exon boundaries of the genes analyzed, as well as some other regions that have known disease-causing variants. The human genome reference GRCh37/hg19 build was used for sequence read alignment. At least 99% of the bases are covered at a read depth over 30X. Sensitivity is estimated at above 99% for single nucleotide variants, above 94% for deletions-insertions (delins) less than 40 base pairs (bp), above 95% for deletions up to 75 bp and insertions up to 47 bp. NGS and/or a polymerase chain reaction (PCR)-based quantitative method is performed to test for the presence of deletions and duplications in the genes analyzed. There may be regions of genes that cannot be effectively evaluated by sequencing or deletion and duplication analysis as a result of technical limitations of the assay, including regions of homology, high guanine-cytosine (GC) content, and repetitive sequences. SeeTargeted Genes and Methodology Details for Focal Segmental Glomerulosclerosis and Nephrotic Syndrome Gene Panelfor details regarding the targeted genes analyzed for each test and specific gene regions.(Unpublished Mayo method) Confirmation of select reportable variants may be performed by alternate methodologies based on internal laboratory criteria. Genes analyzed:ACTN4, ALG1, ANLN, APOL1[Chr22(GRCh37):g.36661895-36661916 and g.36662023-36662062 only], ARHGAP24, ARHGDIA, CD2AP, CLCN5, COL4A3, COL4A4, COL4A5, COQ2, COQ6, COQ8B, CRB2, CUBN, DGKE, EMP2, FAN1, FAT1, FN1, INF2, ITGA3, ITGB4, KANK2, LAMA5, LAMB2, LMX1B, MAGI2, MYH9, MYO1E, NPHS1, NPHS2, NUP107, NUP133, NUP160, NUP205, NUP85, NUP93, OCRL, PAX2, PDSS2, PLCE1, PLCG2, PMM2, PODXL, PTPRO, SCARB2, SGPL1, SMARCAL1, TBC1D8B, TRPC6, TTC21B, WDR73, WT1, ZMPSTE24. | 28 to 42 days | Whole blood: 2 weeks (if available); Extracted DNA: 3 months | This test was developed and its performance characteristics determined by Mayo Clinic in a manner consistent with CLIA requirements. It has not been cleared or approved by the US Food and Drug Administration. | 81408 x 281405 x 281406 x 481407 x 48147981479 (if appropriate for government payers) | FSGS/Nephrotic Syndrome Gene Panel | 51966-0 | 618127 | Released By | 18771-6
ADPKP | Focused Autosomal Dominant Polycystic Kidney Disease Gene Panel, Varies | Providing a genetic evaluation for patients with a personal or family history suggestive of autosomal dominant polycystic kidney disease Establishing a diagnosis of autosomal dominant polycystic kidney disease | Sequence Capture and Amplicon-Based Next-Generation Sequencing (NGS) | Yes | Focused ADPKD Gene Panel | Varies | Patient Preparation:A previous bone marrow transplant from an allogenic donor will interfere with testing. Call 800-533-1710 for instructions for testing patients who have received a bone marrow transplant. Container/Tube: Preferred:Lavender top (EDTA) or yellow top (ACD) Acceptable:Any anticoagulant Specimen Volume:3 mL Collection Instructions: 1. Invert several times to mix blood. 2. Send whole blood specimen in original tube.Do not aliquot. Specimen Stability Information:Ambient (preferred)/Refrigerated | 1 mL | Autosomal dominant polycystic kidney disease (ADPKD) typically manifests in adulthood and is primarily characterized by bilateral kidney cysts, liver cysts, and an increased risk for intracranial aneurysm.(1) Less commonly, symptoms of ADPKD can manifest in childhood or adolescence.(2) Two genes,PKD1andPKD2, account for the majority of cases of ADPKD, with approximately 78% of cases being attributed to disease-causing variants in thePKD1gene and approximately 15% of cases being attributed to disease-causing variants in thePKD2gene.(1) Disease-causing variants in 2 other genes,DNAJB11andGANAB, are estimated to account for less than 1% of ADPKD cases. The lifetime penetrance of bilateral cysts is close to 100% in individuals with ADPKD, but disease manifestation is typically age-dependent and gene-dependent.(3) ADPKD can have significant clinical overlap with other autosomal dominant conditions in which bilateral kidney cysts are a common feature, including autosomal dominant tubulointerstitial kidney diseases due to disease-causing variants in theHNF1BorUMODgenes.(1) Rarer causes of autosomal dominant conditions with overlapping ADPKD features are emerging. TheALG8gene is most commonly associated with polycystic liver disease, however case reports have identified isolated, bilateral kidney cysts in a small number of individuals.(4) TheALG9gene is primarily associated with autosomal recessive congenital disorder of glycosylation, type I, but recent studies have identified isolated, bilateral kidney cysts in heterozygous carriers.(5) | An interpretive report will be provided. | All detected variants are evaluated according to American College of Medical Genetics and Genomics recommendations.(6) Variants are classified based on known, predicted, or possible pathogenicity and reported with interpretive comments detailing their potential or known significance. | Clinical Correlations:Test results should be interpreted in the context of clinical findings, family history, and other laboratory data. Misinterpretation of results may occur if the information provided is inaccurate or incomplete. If testing was performed because of a clinically significant family history, it is often useful to first test an affected family member. Detection of a reportable variant in an affected family member would allow for more informative testing of at-risk individuals. To discuss the availability of additional testing options or for assistance in the interpretation of these results, contact the Mayo Clinic Laboratories genetic counselors at 800-533-1710. Technical Limitations:Next-generation sequencing may not detect all types of genomic variants. In rare cases, false-negative or false-positive results may occur. The depth of coverage may be variable for some target regions; assay performance below the minimum acceptable criteria or for failed regions will be noted. Given these limitations, negative results do not rule out the diagnosis of a genetic disorder. If a specific clinical disorder is suspected, evaluation by alternative methods can be considered. There may be regions of genes that cannot be effectively evaluated by sequencing or deletion and duplication analysis as a result of technical limitations of the assay, including regions of homology, high guanine-cytosine (GC) content, and repetitive sequences. Confirmation of select reportable variants will be performed by alternate methodologies based on internal laboratory criteria. This test is validated to detect 95% of deletions up to 75 base pairs (bp) and insertions up to 47 bp. Deletions-insertions (delins) of 40 or more bp, including mobile element insertions, may be less reliably detected than smaller delins. Deletion/Duplication Analysis: This analysis targets single and multi-exon deletions/duplications; however, in some instances single exon resolution cannot be achieved due to isolated reduction in sequence coverage or inherent genomic complexity. Balanced structural rearrangements (such as translocations and inversions) may not be detected. This test is not designed to detect low levels of mosaicism or to differentiate between somatic and germline variants. If there is a possibility that any detected variant is somatic, additional testing may be necessary to clarify the significance of results. Genes may be added or removed based on updated clinical relevance. Refer to theTargeted Genes and Methodology Details for Focused Autosomal Dominant Polycystic Kidney Disease Panelfor the most up to date list of genes included in this test. For detailed information regarding gene specific performance and technical limitations, see Method Description or contact a laboratory genetic counselor. If the patient has had an allogeneic hematopoietic stem cell transplant or a recent blood transfusion, results may be inaccurate due to the presence of donor DNA. Call Mayo Clinic Laboratories for instructions for testing patients who have received a bone marrow transplant. Reclassification of Variants:At this time, it is not standard practice for the laboratory to systematically review previously classified variants on a regular basis. The laboratory encourages healthcare providers to contact the laboratory at any time to learn how the classification of a particular variant may have changed over time. Variant Evaluation:Evaluation and categorization of variants are performed using published American College of Medical Genetics and Genomics and the Association for Molecular Pathology recommendations as a guideline.(6) Other gene-specific guidelines may also be considered. Variants are classified based on known, predicted, or possible pathogenicity and reported with interpretive comments detailing their potential or known significance. Variants classified as benign or likely benign are not reported. Multiple in silico evaluation tools may be used to assist in the interpretation of these results. The accuracy of predictions made by in silico evaluation tools is highly dependent upon the data available for a given gene, and periodic updates to these tools may cause predictions to change over time. Results from in silico evaluation tools are interpreted with caution and professional clinical judgement. Rarely, incidental findings or secondary findings may implicate another predisposition or presence of active disease. Incidental findings may include, but are not limited to, results related to the sex chromosomes. These findings will be carefully reviewed to determine whether they will be reported. | 1. Harris PC, Torres VE: Polycystic kidney disease, autosomal dominant. In: Adam MP, Ardinger HH, Pagon RA, et al, eds. GeneReviews [Internet]. University of Washington, Seattle; 2002. Updated July 19, 2018. Accessed June 7, 2022. Available atwww.ncbi.nlm.nih.gov/books/NBK1246/ 2.Gimpel C, Bergmann C, Bockenhauer D, et al: International consensus statement on the diagnosis and management of autosomal dominant polycystic kidney disease in children and young people. Nat Rev Nephrol. 2019 Nov;15(11):713-726 3. Lanktree MB, Haghighi A, Guiard E, et al. Prevalence estimates of polycystic kidney and liver disease by population sequencing. J Am Soc Nephrol. 2018;29(10):2593-2600 4.Besse W, Dong K, Choi J, et al: Isolated polycystic liver disease genes define effectors of polycystin-1 function. J Clin Invest. 2017 May 1;127(5):1772-1785. doi: 10.1172/JCI90129. Erratum in: J Clin Invest. 2017 Sep 1;127(9):3558 5. Besse W, Chang AR, Luo JZ, et al: ALG9 mutation carriers develop kidney and liver cysts. J Am Soc Nephrol. 2019 Nov;30(11):2091-2102. doi: 10.1681/ASN.2019030298 6. Richards S, Aziz N, Bale S, et al: Standards and guidelines for the interpretation of sequence variants: a joint consensus recommendation of the American College of Medical Genetics and Genomics and the Association for Molecular Pathology. Genet Med. 2015 May;17(5):405-424 | Capture-based and amplicon-based next-generation sequencing (NGS) are performed to test for the presence of variants in coding regions and intron/exon boundaries of the genes analyzed, as well as select other regions that have known disease-causing variants. The human genome reference GRCh37/hg19 build was used for sequence read alignment. At least 99% of the bases are covered at a read depth over 30X. Sensitivity is estimated at above 99% for single nucleotide variants, above 94% for deletions-insertions (delins) less than 40 base pairs (bp), above 95% for deletions up to 75 bp and insertions up to 47 bp. NGS based quantitative method is performed to test for the presence of deletions and duplications in the genes analyzed. There may be regions of genes that cannot be effectively evaluated by sequencing or deletion and duplication analysis as a result of technical limitations of the assay, including regions of homology, high guanine-cytosine (GC) content, and repetitive sequences. SeeTargeted Genes and Methodology Details for Focused Autosomal Dominant Polycystic Kidney Disease Panelfor details regarding the targeted genes analyzed for each test and specific gene regions not routinely covered.(Unpublished Mayo method) Confirmation of select reportable variants may be performed by alternate methodologies based on internal laboratory criteria. Genes analyzed:ALG8, ALG9, DNAJB11, GANAB, HNF1B, PKD1, PKD2, UMOD | 28 to 42 days | Whole blood: 2 weeks (if available); Extracted DNA: 3 months | This test was developed and its performance characteristics determined by Mayo Clinic in a manner consistent with CLIA requirements. It has not been cleared or approved by the US Food and Drug Administration. | 8140581406 x 28140781479 (if appropriate for government payers) | Focused ADPKD Gene Panel | 51966-0 | 618015 | Released By | 18771-6
PGXQP | Focused Pharmacogenomics Panel, Varies | Preemptive or reactive genotyping of patients for pharmacogenomic purposes Providing an assessment for genes with strong drug-gene associations | Real Time Polymerase Chain Reaction (RT-PCR) with Allelic Discrimination Analysis/PCR followed by DNA Sequencing, when appropriate | Yes | Focused Pharmacogenomics Panel, V | If a specimen requires follow-up forCYP2D6, then reflex testing will be performed as appropriate at an additional charge. | Submit only 1 of the following specimens: Specimen Type:Whole blood Container/Tube:Lavender top (EDTA) Specimen Volume:3 mL Collection Instructions: 1. Invert several times to mix blood. 2. Send whole blood specimen in original tube.Do notaliquot. Specimen Stability Information:Ambient (preferred) 9 days/Refrigerated 30 days Specimen Type:Saliva Patient Preparation:Patient should not eat, drink, smoke, or chew gum 30 minutes prior to collection. Supplies:Saliva Swab Collection Kit (T786) Specimen Volume:1 Swab Collection Instructions:Collect and send specimen per kit instructions. Additional Information:Due to lower concentration of DNA yielded from saliva, testing cannot proceed to reflex testing for 2D6 sequencing and will stop after initial testing is complete. Specimen Stability Information:Ambient 30 days Specimen Type:Extracted DNA Container/Tube:2-mL screw top tube SpecimenVolume:100 mcL (microliters) Collection Instructions: 1. The preferred volume is 100 mcL at a concentration of 50 ng/mcL. 2. Provide concentration of DNA and volume on tube. Specimen Stability Information: Frozen (preferred) 1 year/Ambient/Refrigerated | Whole Blood: 1 mL Saliva, extracted DNA: see Specimen Required | This panel provides a comprehensive analysis for multiple genes with strong drug phenotype associations. Each sample is tested for specific variations with known functional impact. Pharmacogenomic data for the following specific variants are reviewed and reported (if present): -CYP1A2 *1F,*1K,*6, and*7 -CYP2C9*2,*3,*4,*5,*6,*8,*9,*11,*12,*13,*14,*15,*16,*17,*18,*25,*26,*28,*30,*33, and*35 -CYP2C19*2,*3,*4,*5,*6,*7,*8,*9,*10,*17, and*35 -CYP2D6*2,*3,*4,*4N,*5,*6,*7,*8,*9,*10,*11,*12,*13,*14A(now known as*114),*14B(now known as*14),*15,*17,*29,*35,*36,*41, *59,*68, andCYP2D6gene duplication; additionalCYP2D6variants may be detected through the reflex testing process -CYP3A4*8,*11,*12,*13,*16,*17,*18,*22, and*26 -CYP3A5*3,*6,*7,*8, and*9 -CYP4F2 *3 -rs12777823G>A -SLCO1B1rs4149056 (*5) -VKORC1c. -1639G>A, c.85G>T, c.106G>T, c.121G>T, c.134T>C, c.172A>G, c.196G>A, c.358C>T, and c.383T>G Based on the results of each assay, a genotype is assigned, and a phenotype is predicted for each gene. Assessment of multiple genes may assist the ordering clinician with personalized drug recommendations, avoidance of adverse drug reactions, and optimization of drug treatment. | An interpretive report will be provided. | An interpretive report will be provided, which focuses on only drugs and genes with published pharmacogenomic practice guidance by the Clinical Pharmacogenetics Implementation Consortium, other professional organizations or where strong FDA guidance has been issued in drug labels. For additional information regarding pharmacogenomic genes and their associated drugs, seePharmacogenomic Associations Tables. This resource also includes information regarding enzyme inhibitors and inducers, as well as potential alternate drug choices. | Specimens may contain donor DNA if obtained from patients who received non-leukoreduced blood transfusions or allogeneic hematopoietic stem cell transplantation. Results from specimens obtained under these circumstances may not accurately reflect the recipient's genotype. For individuals who have received blood transfusions, the genotype usually reverts to that of the recipient within 6 weeks. For individuals who have received allogeneic hematopoietic stem cell transplantation, a pretransplant DNA specimen is recommended for testing.Genetic test results in patients who have undergone liver transplantation may not accurately reflect the patient's genetic status for the genes on this panel. This test is not designed to provide specific dosing recommendations and is to be used as an aid to clinical decision making only. Results should be used along with other clinical and laboratory data. Drug-label guidance should be used when dosing patients with medications regardless of the predicted phenotype. For additional information, see the following tests: -1A2Q / Cytochrome P4501A2Genotype, Varies -2C9QT / Cytochrome P4502C9Genotype, Varies -2C19R / Cytochrome P4502C19Genotype, Varies -2D6Q / Cytochrome P4502D6Comprehensive Cascade, Varies -3A4Q / Cytochrome P4503A4Genotype, Varies -3A5Q / Cytochrome P4503A5Genotype, Varies -SLC1Q / Solute Carrier Organic Anion Transporter Family Member 1B1 (SLCO1B1) Genotype, Statin, Varies -WARSQ / Warfarin Response Genotype, Varies | 1. Ji Y, Skierka JM, Blommel JH, et al. Preemptive pharmacogenomic testing for precision medicine: A comprehensive analysis of five actionable pharmacogenomic genes using next-generation DNA sequencing and a customized CYP2D6 genotyping cascade. J Mol Diagn. 2016;18(3):438-445. doi:10.1016/j.jmoldx.2016.01.003 2. Samwald M, Xu H, Blagec K, et al. Incidence of exposure of patients in the United States to multiple drugs for which pharmacogenomic guidelines are available. PLoS One. 2016;11(10):e0164972. doi:10.1371/journal.pone.0164972 3. Clinical Pharmacogenetic Implementation Committee (CPIC): Genes-Drugs. CPIC; Accessed October 25, 2023. Available at https://cpicpgx.org/genes-drugs/ 4. Pharmacogenomics Knowledgebase (PharmGKB). Accessed October 25, 2023. Available at www.pharmgkb.org/ 5. Crews KR, Monte AA, Huddart R, et al. Clinical Pharmacogenetics Implementation Consortium Guideline for CYP2D6, OPRM1, and COMT Genotypes and Select Opioid Therapy. Clin Pharmacol Ther. 2021;110(4):888-896. doi: 10.1002/cpt.2149 | Genomic DNA is extracted from whole blood or saliva. Genotyping for each allele is performed using a polymerase chain reaction (PCR)-based 5'-nuclease assay. Fluorescently labeled detection probes anneal to the target DNA. PCR is used to amplify the section of DNA that contains the variant. If the detection probe is an exact match to the target DNA, the 5'-nuclease polymerase degrades the probe, the reporter dye is released from the effects of the quencher dye, and a fluorescent signal is detected. Genotypes are assigned based on the allele-specific fluorescent signals that are detected.(Unpublished Mayo method) CYP2D6Copy Number Assay: This assay utilizes a duplex real-time PCR, which includes 1 copy number probe and a reference assay per reaction. Each copy number probe detects the genomic sequence of interest and the reference assay detects a sequence that is known to be present in 2 copies in a diploid genome. Relative quantitation is used to determine the relative copy number of the target of interest in a genomic DNA (gDNA) sample normalized to10 ng/mcL for each probe. Each probe is normalized to the known copy number of the reference sequence, and compared to a calibrator sample with known copies of the target sequence included with each run.(Package insert: Taqman Copy Number Assays. Applied Biosystems; Revision D, 02/2019) 2D6Sequencing Assays (Tier 2, as needed): TheCYP2D6allele of interest is amplified by PCR. The PCR product is then purified and sequenced in both directions using fluorescent dye-terminator chemistry. Sequencing products are separated on an automated sequencer and trace files analyzed for variations in the exons and intron/exon boundaries of all 9 exons using mutation detection software and visual inspection.(Unpublished Mayo method) | 3 to 14 days | Whole blood/Saliva: 2 weeks; Extracted DNA: 2 months | This test was developed and its performance characteristics determined by Mayo Clinic in a manner consistent with CLIA requirements. It has not been cleared or approved by the US Food and Drug Administration. | 0029U0071U (if appropriate)0072U (if appropriate)0073U (if appropriate)0074U (if appropriate)0075U (if appropriate)0076U (if appropriate) | Focused Pharmacogenomics Panel, V | 82118-1 | 610206 | Method | 85069-3
AFOLR | Folate Receptor Alpha (FOLR1), Semi-Quantitative Immunohistochemistry, Manual | Diagnosis of epithelial ovarian cancer that may be eligible for treatment with an anti-folate receptor 1 protein antibody | Immunohistochemistry (IHC) | Yes | FOLR1, SemiQuant IHC, Manual | Special | Specimen Type:Tissue Source: Ovarian tumor Supplies:Pathology Packaging Kit (T554) Collection Instructions:Formalin-fixed, paraffin-embedded tissue block; or 3 unstained glass, "positively charged" slides with 4-microns formalin-fixed, paraffin-embedded tissue Additional Information:One slide will be stained with hematoxylin and eosin and returned. |  | Folate receptor 1 protein (FOLR1), also known as folate receptor alpha (FRa), is expressed in approximately 90% of ovarian carcinomas and serves as a predictive biomarker for FOLR1-targeted therapy for epithelial ovarian cancer. FOLR1 is a member of the folate receptor family that is reported to be highly expressed in various tumors of epithelial origin but has restricted expression in normal epithelial cells. Positivity for FOLR1 is expressed on greater or equal to 75% of viable tumor cells with moderate and/or strong membrane staining, while less than 75% of viable tumor cells with moderate and/or strong membrane staining is considered negative for FOLR1. | An interpretive report will be provided. | Folate receptor 1 protein (FOLR1) is a biomarker that, when positive (at least moderate membranous staining) in greater than or equal to 75% of tumor cells, predicts response to treatment with Elahere (mirvetuximab soravtansine) and has been approved for epithelial ovarian, fallopian tube, or primary peritoneal cancer.(1) This result should be interpreted in the appropriate clinical context. | This test has been validated for nondecalcified paraffin-embedded tissue specimens fixed in 10% neutral-buffered formalin. Recommended fixation time is between 6 hours and 48 hours. This assay has not been validated on tissues subjected to the decalcification process or use of alternative fixatives for bone and bone marrow specimens or cell blocks. Age of a cut paraffin section can affect immunoreactivity. Stability thresholds vary widely among published literature and are antigen dependent. Best practice is for paraffin sections to be cut within 6 weeks. | 1. VENTANA FOLR1 (FOR-2.1) RxDx Assay. US Package Insert. Roche Diagnostics; 2022 2. Scaranti M, Cojocaru E, Banerjee S, et al. Exploiting the folate receptor alpha in oncology. Nat Rev Clin Oncol. 2020;17(6):349-359 3. Necela B, Crozier J, Andorfer C, et al. Folate receptor-alpha (FOLR1) expression and function in triple negative tumors. PLoS One. 2015;10(3):e0122209 4. Kobel M, Madore J, Ramus S, et al. Evidence for a time-dependent association between FOLR1 expression and survival from ovarian carcinoma: implications for clinical testing. An Ovarian Tumour Tissue Analysis consortium study. Br J Cancer. 2014;111:2297-2307 | Immunohistochemistry on sections of paraffin-embedded tissue.(Unpublished Mayo method) | 5 to 7 days | Until reported | This test has been modified from the manufacturer's instructions. Its performance characteristics were determined by Mayo Clinic in a manner consistent with CLIA requirements. This test has not been cleared or approved by the US Food and Drug Administration. | 88360 | FOLR1, SemiQuant IHC, Manual | 105010-3 | 621019 | Case Number | 80398-1
FOL | Folate, Serum | Investigation of suspected folate deficiency | Competitive-Binding Receptor Assay | Yes | Folate, S | Serum | Patient preparation: 1. Patient should be fasting for 8 hours. 2.Do not orderon patients who have recently received methotrexate or other folic acid antagonists. Collection Container/Tube: Preferred:Serum gel Acceptable:Red top Submission Container/Tube:Plastic vial Specimen Volume:0.6 mL Collection Instructions: 1. Serum gel tubes should be centrifuged within 2 hours of collection. 2. Red-top tubes should be centrifuged, and the serum aliquoted into a plastic vial within 2 hours of collection. | 0.5 mL | The term folate refers to all derivatives of folic acid. For practical purposes, serum folate is almost entirely in the form ofN-(5)-methyl tetrahydrofolate.(1) Approximately 20% of the folate absorbed daily is derived from dietary sources; the remainder is synthesized by intestinal microorganisms. Serum folate levels typically fall within a few days after dietary folate intake is reduced and may be low in the presence of normal tissue stores. Red blood cell folate levels are less subject to short-term dietary changes. Significant folate deficiency is characteristically associated with macrocytosis and megaloblastic anemia. Lower than normal serum folate has also been reported in patients with neuropsychiatric disorders, in pregnant women whose fetuses have neural tube defects, and in women who have recently had spontaneous abortions.(2) Folate deficiency is most commonly due to insufficient dietary intakeand is most frequently encountered in pregnant women or in alcoholics. Other causes of low serum folate concentration include: -Excessive utilization (eg, liver disease, hemolytic disorders, and malignancies) -Rare inborn errors of metabolism (eg, dihydrofolate reductase deficiency, formiminotransferase deficiency, 5,10-methylenetetrahydrofolate reductase deficiency, and tetrahydrofolate methyltransferase deficiency) | > or =4.0 mcg/L <4.0 mcg/L suggests folate deficiency | Serum folate is a relatively nonspecific test.(3) Low serum folate levels may be seen in the absence of deficiency, and normal levels may be seen in patients with macrocytic anemia, dementia, neuropsychiatric disorders, and pregnancy disorders. Results below 4 mcg/L are suggestive of folate deficiency. The cutoff is based on consensus and was derived from the US NHANES III data.(4) Evaluation of macrocytic anemias commonly requires measurement of the serum concentration of both vitamin B12 and folate; ideally, they should be measured simultaneously. Serum folate measurement is preferred over red blood cell (RBC) folate measurement due to considerable analytic variability (coefficient of variation) of assays. Both results give the same interpretation (internal Mayo study), therefore, RBC folate quantitation is not recommended. Additional serum testing for homocysteine and methylmalonic acid (MMA) determinations may help distinguish between vitamin B12 and folate deficiency states. In folate deficiency, homocysteine levels are elevated and MMA levels are normal. In vitamin B12 deficiency, the analytic variability of both serum and RBC folate assays is considerable. Homocysteine and MMA levels are alternate determinates of folate deficiency. For more information seeVitamin B12 Deficiency Evaluation. | Patients with combined folate and iron deficiencies may not demonstrate the erythrocyte macrocytosis typical of folate deficiency anemia. In these patients, however, the red cell distribution width will typically be elevated. Nonfasting specimens yield falsely elevated results. Recent folic acid administration or dietary folate intake could result in normal or elevated values and possibly mask an underlying folate deficiency. Folates other thanN-(5)-methyltetrahydrofolate and folic acid antagonists (such as methotrexate) may, under some circumstances, be present in serum and will also be measured by this method. Some patients who have been exposed to animal antigens, either in the environment or as part of treatment or imaging procedures, may have circulating anti-animal antibodies present. These antibodies may interfere with the assay reagents to produce unreliable results. | 1. Fairbanks VF, Klee GG. Biochemical aspects of hematology. In: Burtis CA, Ashwood ER, eds: Tietz Textbook of Clinical Chemistry. Saunders Company; 1999:1690-1698 2. George L, Mills JL, Johansson AL, et al. Plasma folate levels and risk of spontaneous abortion. JAMA. 2002;288(15):1867-1873 3. Klee GG. Cobalamin and folate evaluation: measurement of methylmalonic acid and homocysteine vs vitamin B12 and folate. Clin Chem. 2000;46(8 Pt 2):1277-1283 4. de Benoist B. Conclusions of a WHO Technical Consultation on folate and vitamin B12 deficiencies. Food Nutr Bull. 2008;29(2 Suppl):S238-S244 5.Roberts NB, Taylor A, Sodi R: Vitamins and trace elements. In: Rifai N, Horvath AR, Wittwer CT, eds. Tietz Textbook of Clinical Chemistry and Molecular Diagnostics. 6th ed. Elsevier; 2018:chap 37 | The instrument used is a Beckman Coulter DXI 800. The Access Folate assay is a competitive-binding receptor assay. A serum specimen is treated to release folate from endogenous binding proteins. After neutralization of the reaction mixture, folate-binding protein, mouse antifolate-binding protein, folic acid-alkaline phosphatase conjugate, and goat antimouse capture antibody coupled to paramagnetic particles are added to the reaction vessel. Folate in the sample competes with the folic acid-alkaline phosphatase conjugate for binding sites on a limited amount of folate-binding protein. Resulting complexes bind to the solid phase via mouse antifolate binding protein. After incubation in a reaction vessel, materials bound to the solid phase are held in a magnetic field, while unbound materials are washed away. The chemiluminescent substrate Lumi-Phos 530 is added to the vessel and light generated by the reaction is measured with a luminometer. The light production is inversely proportional to the concentration of folate in the sample. The amount of analyte in the sample is determined from a stored, multipoint calibration curve. The assay is standardized to the World Health Organization International Standard 03/178.(Package insert: Access Folate. Beckman Coulter Inc.; 04/2020) | 1 to 3 days | 14 days | This test has been cleared, approved, or is exempt by the US Food and Drug Administration and is used per manufacturer's instructions. Performance characteristics were verified by Mayo Clinic in a manner consistent with CLIA requirements. | 82746 | Folate, S | 2284-8 | FOL | Folate, S | 2284-8
FSHB | Follicle Stimulating Hormone, Beta Subunit (Beta FSH) Immunostain, Technical Component Only | Classification of pituitary adenomas | Immunohistochemistry (IHC) | Yes | Beta FSH IHC, Tech Only | For the initial technical component only immunohistochemical (IHC) stain performed, the appropriate bill-only test ID will be reflexed and charged (IHTOI). For each additional technical component only IHC stain performed, an additional bill-only test ID will be reflexed and charged (IHTOA). | Supplies:Immunostain Technical Only Envelope (T693) Specimen Type:Tissue Container/Tube:Immunostain Technical Only Envelope Preferred:2 Unstained positively charged glass slide (25- x 75- x 1-mm) per test ordered; sections 4-microns thick Acceptable:Formalin-fixed, paraffin-embedded (FFPE) tissue block | See Specimen Required | Follicle stimulating hormone (FSH) stimulates maturation of ovarian follicles and estrogen secretion in female individuals. Sparse population of cells stain positively in normal pituitary gland (approximately 10% of cells). This population of gonadotrophs also produces luteinizing hormone. Immunohistochemical detection of beta FSH may be useful in the classification of pituitary adenomas. |  | This test does not include pathologist interpretation, only technical performance of the stain. If interpretation is required, order PATHC / Pathology Consultation for a full diagnostic evaluation or second opinion of the case. The positive and negative controls are verified as showing appropriate immunoreactivity and documentation is retained at Mayo Clinic Rochester. If a control tissue is not included on the slide, a scanned image of the relevant quality control tissue is available upon request; call 855-516-8404. Interpretation of this test should be performed in the context of the patient's clinical history and other diagnostic tests by a qualified pathologist. | Age of a cut paraffin section can affect immunoreactivity. Stability thresholds vary widely among published literature and are antigen dependent. Best practice is for paraffin sections to be cut within 6 weeks. | 1. Hamid Z, Mrak RE, Ijaz MT, Faas FH. Sensitivity and specificity of immunohistochemistry in pituitary adenomas. The Endocrinologist. 2009;19(1):38-43 2. Osamura RY, Kajiya H, Takei M, et al. Pathology of the human pituitary adenomas. Histochem Cell Biol. 2008;130(3):495-507 3. Osamura RY, Watanabe K. Immunohistochemical studies of human FSH producing pituitary adenomas. Virchows Archiv A Pathol Anat Histopathol. 1988;413(1):61-68 4. Pawlikowski M, Pisarek H, Kubiak R, et al. Immunohistochemical detection of FSH receptors in pituitary adenomas and adrenal tumors. Folia Histochem Cytobiol. 2012;50(3):325-330 5. Magaki S, Hojat SA, Wei B, So A, Yong WH. An introduction to the performance of immunohistochemistry. Methods Mol Biol. 2019;1897:289-298. doi:10.1007/978-1-4939-8935-5_25 | Immunohistochemistry on sections of paraffin-embedded tissue.(Unpublished Mayo method) | 1 to 3 days | Until staining is complete. | This test has been cleared, approved, or is exempt by the US Food and Drug Administration and is used per manufacturer's instructions. Performance characteristics were verified by Mayo Clinic in a manner consistent with CLIA requirements. | 88342-TC, primary88341-TC, if additional IHC | Beta FSH IHC, Tech Only | Order only;no result | 70746 | Beta FSH IHC, Tech Only | Bill only; no result
FSH | Follicle-Stimulating Hormone (FSH), Serum | An adjunct in the evaluation of menstrual irregularities Evaluating patients with suspected hypogonadism Predicting ovulation Evaluating infertility Diagnosing pituitary disorders | Electrochemiluminescence Immunoassay | Yes | Follicle-Stim Hormone (FSH), S | Serum | Collection Container/Tube: Preferred:Serum gel Acceptable:Red top Submission Container/Tube:Plastic vial Specimen Volume:0.6 mL Collection Instructions:Centrifuge and aliquot serum into a plastic vial within 2 hours of collection. | 0.5 mL | Luteinizing hormone (LH) is a glycoprotein hormone consisting of 2 noncovalently bound subunits (alpha and beta). Gonadotropin-releasing hormone from the hypothalamus controls the secretion of the gonadotropins, follicle-stimulating hormone (FSH) and LH, from the anterior pituitary. The menstrual cycle is divided by a midcycle surge of both FSH and LH into a follicular phase and a luteal phase. FSH appears to control gametogenesis in both male and female individuals. | Males <12 months: < or =3.3 IU/L 12 months-5 years: < or =1.9 IU/L >5 years-10 years: < or =2.3 IU/L >10 years-15 years: 0.6-6.9 IU/L >15 years-18 years: 0.7-9.6 IU/L >18 years: 1.2-15.8 IU/L TANNER STAGES* Stage l: <1.5 IU/L Stage ll: <3.0 IU/L Stage lll: 0.4-6.2 IU/L Stage lV: 0.6-5.1 IU/L Stage V: 0.8-7.2 IU/L *Puberty onset occurs for boys at a median age of 11.5 (+/- 2) years. For boys, there is no proven relationship between puberty onset and body weight or ethnic origin. Progression through Tanner stages is variable. Tanner stage V (adult) should be reached by age 18. Females <12 months: 1.2-12.5 IU/L 12 months-10 years: 0.5-6.0 IU/L >10 years-15 years: 0.9-8.9 IU/L >15 years-18 years: 0.7-9.6 IU/L Premenopausal: Follicular: 2.9-14.6 IU/L Midcycle: 4.7-23.2 IU/L Luteal: 1.4-8.9 IU/L Postmenopausal: 16.0-157.0 IU/L TANNER STAGES* Stage l: 0.6-4.1 IU/L Stage ll: 0.3-5.8 IU/L Stage lll: 0.1-7.2 IU/L Stage lV: 0.3-7.0 IU/L Stage V: 0.4-8.6 IU/L *Puberty onset (transition from Tanner stage I to Tanner stage II) occurs for girls at a median age of 10.5 (+/- 2) years. There is evidence that it may occur up to 1 year earlier in obese girls and in African American girls. Progression through Tanner stages is variable. Tanner stage V (adult) should be reached by age 18. | In both male and female patients, primary hypogonadism results in an elevation of basal follicle-stimulating hormone (FSH) and luteinizing hormone (LH) levels. FSH and LH are generally elevated in: -Primary gonadal failure -Complete testicular feminization syndrome -Precocious puberty (either idiopathic or secondary to a central nervous system lesion) -Menopause (postmenopausal FSH levels are generally >40 IU/L) -Primary ovarian hypofunction in female patients -Primary hypogonadism in male patients Normal or decreased FSH in: -Polycystic ovary disease in female patients FSH and LH are both decreased in failure of the pituitary or hypothalamus. | Serum biotin concentrations up to 1200 ng/mL do not interfere with this assay. Concentrations up to 1200 ng/mL may be present in specimens collected from patients taking extremely high doses of biotin up to 300 mg per day.(1) In a study among 54 healthy volunteers, supplementation with 20 mg/day biotin resulted in a maximum serum biotin concentration of 355 ng/mL 1 hour post-dose.(2) No clinically significant cross-reactivity has been demonstrated with thyrotropin (formerly thyroid-stimulating hormone), luteinizing hormone, human chorionic gonadotropin, prolactin, or growth hormone. Some patients who have been exposed to animal antigens, either in the environment or as part of treatment or imaging procedures, may have circulating anti-animal antibodies present. These antibodies may interfere with the assay reagents to produce unreliable results. | 1. Saint Paul LP, Debruyne D, Bernard D, Mock DM, Defer GL: Pharmacokinetics and pharmacodynamics of MD1003 (high-dose biotin) in the treatment of progressive multiple sclerosis. Expert Opin Drug Metab Toxicol. 2016;12(3):327-344. doi: 10.1517/17425255.2016.1136288 2. Grimsey P, Frey N, Bendig G, et al: Population pharmacokinetics of exogenous biotin and the relationship between biotin serum levels and in vitro immunoassay interference. Int J Pharmacokinet. 2017 Sep;2(4):247-256. doi: 10.4155/ipk-2017-0013 3. Holmes DT, Bertholf RL, Winter WE: Pituitary function and pathophysiology. In: Rifai N, Chiu RWK, Young I, Burnham CAD, eds. Tietz Textbook of Laboratory Medicine. 7th ed. Elsevier; 2023:767-804 4. Nerenz RD, Boh B: Reproductive endocrinology and related disorders. In: Rifai N, Chiu RWK, Young I, Burnham CAD, eds. Tietz Textbook of Laboratory Medicine. 7th ed. Elsevier; 2023:846-884 | In the Roche follicle-stimulating hormone (FSH) assay, the determination of the FSH is made with the aid of a biotinylated monoclonal FSH-specific antibody and a monoclonal FSH-specific antibody labeled with a ruthenium complex to form a sandwich complex. After addition of streptavidin-coated microparticles, the complex becomes bound to the solid phase via interaction of biotin and streptavidin. The reaction mixture is aspirated into the measuring cell where the microparticles are magnetically captured onto the surface of the electrode. Unbound substances are then removed with ProCell. Application of a voltage to the electrode then induces chemiluminescent emission, which is measured by a photomultiplier.(Package insert: Elecsys FSH. Roche Diagnostics; 09/2021) | Same day/1 to 2 days | 7 days | This test has been cleared, approved, or is exempt by the US Food and Drug Administration and is used per manufacturer's instructions. Performance characteristics were verified by Mayo Clinic in a manner consistent with CLIA requirements. | 83001 | Follicle-Stim Hormone (FSH), S | 15067-2 | FSH | Follicle-Stim Hormone (FSH), S | 15067-2
FDP1 | Food Panel #2, Serum | Establishing a diagnosis of an allergy tocabbage, paprika, spinach, and tomato Defining the allergen responsible for eliciting signs and symptoms Identifying allergens: -Responsible for allergic response and/or anaphylactic episode -To confirm sensitization prior to beginning immunotherapy -To investigate the specificity of allergic reactions to insect venom allergens, drugs, or chemical allergens Testing for IgE antibodies isnot usefulin patients previously treated with immunotherapy to determine if residual clinical sensitivity exists, or in patients in whom the medical management does not depend upon identification of allergen specificity. | Fluorescence Enzyme Immunoassay (FEIA) | Yes | Food Panel 2, IgE | Includes testing for cabbage, paprika, spinach, and tomato allergen. | Collection Container/Tube: Preferred:Serum gel Acceptable:Red top Submission Container/Tube:Plastic vial Specimen Volume:0.5 mL for every 5 allergens requested Collection Instructions:Centrifuge and aliquot serum into a plastic vial. | 0.3 mL | Clinical manifestations of immediate hypersensitivity (allergic) diseases are caused by the release of proinflammatory mediators (histamine, leukotrienes, and prostaglandins) from IgE-sensitized effector cells (mast cells and basophils) when cell-bound IgE antibodies interact with an allergen. In vitro serum testing for IgE antibodies provides an indication of the immune response to allergens that may be associated with allergic disease. The allergens chosen for testing often depend upon the age of the patient, history of allergen exposure, season of the year, and clinical manifestations. In individuals predisposed to develop allergic disease, the sequence of sensitization and clinical manifestations proceed as follows: eczema and respiratory disease (rhinitis and bronchospasm) in infants and children less than 5 years due to food sensitivity (milk, egg, soy, and wheat proteins) followed by respiratory disease (rhinitis and asthma) in older children and adults due to sensitivity to inhalant allergens (dust mite, mold, and pollen inhalants). | Class,IgE kU/L,Interpretation, 0,<0.10,Negative, 0/1,0.10-0.34,Borderline/equivocal, 1,0.35-0.69,Equivocal, 2,0.70-3.49,Positive, 3,3.50-17.4,Positive, 4,17.5-49.9,Strongly positive, 5,50.0-99.9,Strongly positive, 6,> or =100,Strongly positive, | Detection of IgE antibodies in serum (class 1 or greater) indicates an increased likelihood of allergic disease as opposed to other etiologies and defines the allergens that may be responsible for eliciting signs and symptoms. The level of IgE antibodies in serum varies directly with the concentration of IgE antibodies expressed as a class score or kU/L. | Testing for IgE antibodies is not useful in patients previously treated with immunotherapy to determine if residual clinical sensitivity exists or in patients in whom the medical management does not depend upon identification of allergen specificity. Some individuals with clinically insignificant sensitivity to allergens may have measurable levels of IgE antibodies in serum, and test results must be interpreted in the clinical context. False-positive results for IgE antibodies may occur in patients with markedly elevated serum IgE (>2500 kU/L) due to nonspecific binding to allergen solid phases. | Homburger HA, Hamilton RG: Allergic diseases. In: McPherson RA, Pincus MR, eds. Henry's Clinical Diagnosis and Management by Laboratory Methods. 23rd ed.Elsevier; 2017:1057-1070 | Specific IgE from the patient's serum reacts with the allergen of interest, which is covalently coupled to an ImmunoCAP. After washing away nonspecific IgE, enzyme-labeled anti-IgE antibody is added to form a complex. After incubation, unbound anti-IgE is washed away, and the bound complex incubated with a developing agent. After stopping the reaction, the fluorescence of the eluate is measured. Fluorescence is proportional to the amount of specific IgE present in the patient's sample (ie, the higher the fluorescence value, the more IgE antibody is present).(Package insert: ImmunoCAP System Specific IgE FEIA. Phadia; Rev 06/2020) | 1 to 3 days | 14 days | This test has been cleared, approved, or is exempt by the US Food and Drug Administration and is used per manufacturer's instructions. Performance characteristics were verified by Mayo Clinic in a manner consistent with CLIA requirements. | 86003 | Food Panel 2, IgE | 75005-9 | FDP1 | Food Panel 2, IgE | 75005-9
FFPG4 | Food Panel IgG4 (532) |  | ImmunoCAP | No | Food Panel IgG4 (532) | Serum | Draw blood in a plain red-top tube(s), serum gel tube(s) is acceptable. Spin down and send 1 mL of serum refrigerated in a plastic vial. | 0.5 mL |  | Reference ranges have not been established for food-specific IgG4 tests. The clinical utility of food-specific IgG4 tests has not been clearly established. These tests can be used in special clinical situations to select foods for evaluation by diet elimination and challenge in patients who have food-related complaints, and to evaluate food allergic patients prior to food challenges. The presence of food-specific IgG4 has been studied in response to various oral food immunotherapy treatments but cutoffs have not been established. |  |  |  |  | 3 to 7 days |  | This test was developed and its performance characteristics determined by Viracor Eurofins. It has not been cleared or approved by the U.S. Food and Drug Administration. | 86001 x 8 | Food Panel IgG4 (532) | Not Provided | Z4360 | Yeast(Saccharomyces cerevisiae)IgG4 | 56449-2
FFPII | Food Panel II IgG |  | Enzyme Immunoassay (FEIA) | No | Food Panel II IgG | Serum | Draw blood in a plain red-top tube(s), serum gel tube(s) is acceptable. Spin down and send 1.5 mL of serum refrigerated in a plastic vial. | 0.5 mL |  | Reference ranges have not been established for food-specific IgG tests. The clinical utility of food-specific IgG tests has not been established. These tests can be used in special clinical situations to select foods for evaluation by diet elimination and challenge in patients who have food-related complaints. It should be recognized that the presence of food-specific IgG alone cannot be taken as evidence of food allergy and only indicates immunologic sensitization by the food allergen in question. This test should only be ordered by physicians who recognize the limitations of the test. |  |  |  |  | 3 to 10 days |  | This test was developed and its performance characteristics determined by Viracor Eurofins. It has not been cleared or approved by the U.S. Food and Drug Administration. | 86001 X 19 | Food Panel II IgG | Not Provided | Z3720 | Yeast Saccharomyces cerevisiae IgG | 35538-8
FOOD6 | Food Panel, Serum | Establishing a diagnosis of an allergy tocodfish, cow's milk, egg white, peanut, soybean, and wheat Defining the allergen responsible for eliciting signs and symptoms Identifying allergens: -Responsible for allergic response and/or anaphylactic episode -To confirm sensitization prior to beginning immunotherapy -To investigate the specificity of allergic reactions to insect venom allergens, drugs, or chemical allergens Testing for IgE antibodies isnot usefulin patients previously treated with immunotherapy to determine if residual clinical sensitivity exists, or in patients in whom the medical management does not depend upon identification of allergen specificity. | Fluorescence Enzyme Immunoassay (FEIA) | Yes | Food Panel | Includes testing for codfish, cow's milk, egg white, peanut, soybean, and wheat allergen. | Collection Container/Tube: Preferred:Serum gel Acceptable:Red top Submission Container/Tube:Plastic vial Specimen Volume:0.5 mL for every 5 allergens requested Collection Instructions:Centrifuge and aliquot serum into a plastic vial. | 0.3 mL | Clinical manifestations of immediate hypersensitivity (allergic) diseases are caused by the release of proinflammatory mediators (histamine, leukotrienes, and prostaglandins) from IgE-sensitized effector cells (mast cells and basophils) when cell-bound IgE antibodies interact with an allergen. In vitro serum testing for IgE antibodies provides an indication of the immune response to allergens that may be associated with allergic disease. The allergens chosen for testing often depend upon the age of the patient, history of allergen exposure, season of the year, and clinical manifestations. In individuals predisposed to develop allergic disease, the sequence of sensitization and clinical manifestations proceed as follows: eczema and respiratory disease (rhinitis and bronchospasm) in infants and children less than 5 years due to food sensitivity (milk, egg, soy, and wheat proteins) followed by respiratory disease (rhinitis and asthma) in older children and adults due to sensitivity to inhalant allergens (dust mite, mold, and pollen inhalants). | Class,IgE kU/L,Interpretation, 0,<0.10,Negative, 0/1,0.10-0.34,Borderline/equivocal, 1,0.35-0.69,Equivocal, 2,0.70-3.49,Positive, 3,3.50-17.4,Positive, 4,17.5-49.9,Strongly positive, 5,50.0-99.9,Strongly positive, 6,> or =100,Strongly positive, | Detection of IgE antibodies in serum (class 1 or greater) indicates an increased likelihood of allergic disease as opposed to other etiologies and defines the allergens that may be responsible for eliciting signs and symptoms. The level of IgE antibodies in serum varies directly with the concentration of IgE antibodies expressed as a class score or kU/L. | Testing for IgE antibodies is not useful in patients previously treated with immunotherapy to determine if residual clinical sensitivity exists or in patients in whom the medical management does not depend upon identification of allergen specificity. Some individuals with clinically insignificant sensitivity to allergens may have measurable levels of IgE antibodies in serum, and test results must be interpreted in the clinical context. False-positive results for IgE antibodies may occur in patients with markedly elevated serum IgE (>2500 kU/L) due to nonspecific binding to allergen solid phases. | Homburger HA, Hamilton RG: Allergic diseases. In: McPherson RA, Pincus MR, eds. Henry's Clinical Diagnosis and Management by Laboratory Methods. 23rd ed.Elsevier; 2017:1057-1070 | Specific IgE from the patient's serum reacts with the allergen of interest, which is covalently coupled to an ImmunoCAP. After washing away nonspecific IgE, enzyme-labeled anti-IgE antibody is added to form a complex. After incubation, unbound anti-IgE is washed away, and the bound complex incubated with a developing agent. After stopping the reaction, the fluorescence of the eluate is measured. Fluorescence is proportional to the amount of specific IgE present in the patient's sample (ie, the higher the fluorescence value, the more IgE antibody is present).(Package insert: ImmunoCAP System Specific IgE FEIA. Phadia; Rev 06/2020) | Same day/1 to 3 days | 14 days | This test has been cleared, approved, or is exempt by the US Food and Drug Administration and is used per manufacturer's instructions. Performance characteristics were verified by Mayo Clinic in a manner consistent with CLIA requirements. | 86003 | Food Panel | 30187-9 | FOOD6 | Food Panel | 30187-9
FOOD2 | Food-Fruit Panel, Serum | Establishing a diagnosis of an allergy toapple, banana, peach, and pear Defining the allergen responsible for eliciting signs and symptoms Identifying allergens: -Responsible for allergic response and/or anaphylactic episode -To confirm sensitization prior to beginning immunotherapy -To investigate the specificity of allergic reactions to insect venom allergens, drugs, or chemical allergens Testing for IgE antibodies isnot usefulin patients previously treated with immunotherapy to determine if residual clinical sensitivity exists, or in patients in whom the medical management does not depend upon identification of allergen specificity. | Fluorescence Enzyme Immunoassay (FEIA) | Yes | Food-Fruit Panel | Includes testing for apple, banana, peach, and pear allergen. | Collection Container/Tube: Preferred:Serum gel Acceptable:Red top Submission Container/Tube:Plastic vial Specimen Volume:0.5 mL for every 5 allergens requested Collection Instructions:Centrifuge and aliquot serum into a plastic vial. | 0.3 mL | Clinical manifestations of immediate hypersensitivity (allergic) diseases are caused by the release of proinflammatory mediators (histamine, leukotrienes, and prostaglandins) from IgE-sensitized effector cells (mast cells and basophils) when cell-bound IgE antibodies interact with an allergen. In vitro serum testing for IgE antibodies provides an indication of the immune response to allergens that may be associated with allergic disease. The allergens chosen for testing often depend upon the age of the patient, history of allergen exposure, season of the year, and clinical manifestations. In individuals predisposed to develop allergic disease, the sequence of sensitization and clinical manifestations proceed as follows: eczema and respiratory disease (rhinitis and bronchospasm) in infants and children less than 5 years due to food sensitivity (milk, egg, soy, and wheat proteins) followed by respiratory disease (rhinitis and asthma) in older children and adults due to sensitivity to inhalant allergens (dust mite, mold, and pollen inhalants). | Class,IgE kU/L,Interpretation, 0,<0.10,Negative, 0/1,0.10-0.34,Borderline/equivocal, 1,0.35-0.69,Equivocal, 2,0.70-3.49,Positive, 3,3.50-17.4,Positive, 4,17.5-49.9,Strongly positive, 5,50.0-99.9,Strongly positive, 6,> or =100,Strongly positive, | Detection of IgE antibodies in serum (class 1 or greater) indicates an increased likelihood of allergic disease as opposed to other etiologies and defines the allergens that may be responsible for eliciting signs and symptoms. The level of IgE antibodies in serum varies directly with the concentration of IgE antibodies expressed as a class score or kU/L. | Testing for IgE antibodies is not useful in patients previously treated with immunotherapy to determine if residual clinical sensitivity exists or in patients in whom the medical management does not depend upon identification of allergen specificity. Some individuals with clinically insignificant sensitivity to allergens may have measurable levels of IgE antibodies in serum, and test results must be interpreted in the clinical context. False-positive results for IgE antibodies may occur in patients with markedly elevated serum IgE (>2500 kU/L) due to nonspecific binding to allergen solid phases. | Homburger HA, Hamilton RG: Allergic diseases. In: McPherson RA, Pincus MR, eds. Henry's Clinical Diagnosis and Management by Laboratory Methods. 23rd ed.Elsevier; 2017:1057-1070 | Specific IgE from the patient's serum reacts with the allergen of interest, which is covalently coupled to an ImmunoCAP. After washing away nonspecific IgE, enzyme-labeled anti-IgE antibody is added to form a complex. After incubation, unbound anti-IgE is washed away, and the bound complex incubated with a developing agent. After stopping the reaction, the fluorescence of the eluate is measured. Fluorescence is proportional to the amount of specific IgE present in the patient's sample (ie, the higher the fluorescence value, the more IgE antibody is present).(Package insert: ImmunoCAP System Specific IgE FEIA. Phadia; Rev 06/2020) | 1 to 3 days | 14 days | This test was developed and its performance characteristics determined by Mayo Clinic in a manner consistent with CLIA requirements. It has not been cleared or approved by the US Food and Drug Administration. | 86003 | Food-Fruit Panel | 46714-2 | FOOD2 | Food-Fruit Panel | 46714-2
FOOD4 | Food-Grain Panel, Serum | Establishing a diagnosis of an allergy tobarley, rice, rye, and wheat Defining the allergen responsible for eliciting signs and symptoms Identifying allergens: -Responsible for allergic response and/or anaphylactic episode -To confirm sensitization prior to beginning immunotherapy -To investigate the specificity of allergic reactions to insect venom allergens, drugs, or chemical allergens Testing for IgE antibodies isnot usefulin patients previously treated with immunotherapy to determine if residual clinical sensitivity exists, or in patients in whom the medical management does not depend upon identification of allergen specificity. | Fluorescence Enzyme Immunoassay (FEIA) | Yes | Food-Grain Panel | Includes testing for barley, rice, rye, and wheat allergen. | Collection Container/Tube: Preferred:Serum gel Acceptable:Red top Submission Container/Tube:Plastic vial Specimen Volume:0.5 mL for every 5 allergens requested Collection Instructions:Centrifuge and aliquot serum into a plastic vial. | 0.3 mL | Clinical manifestations of immediate hypersensitivity (allergic) diseases are caused by the release of proinflammatory mediators (histamine, leukotrienes, and prostaglandins) from IgE-sensitized effector cells (mast cells and basophils) when cell-bound IgE antibodies interact with an allergen. In vitro serum testing for IgE antibodies provides an indication of the immune response to allergens that may be associated with allergic disease. The allergens chosen for testing often depend upon the age of the patient, history of allergen exposure, season of the year, and clinical manifestations. In individuals predisposed to develop allergic disease, the sequence of sensitization and clinical manifestations proceed as follows: eczema and respiratory disease (rhinitis and bronchospasm) in infants and children less than 5 years due to food sensitivity (milk, egg, soy, and wheat proteins) followed by respiratory disease (rhinitis and asthma) in older children and adults due to sensitivity to inhalant allergens (dust mite, mold, and pollen inhalants). | Class,IgE kU/L,Interpretation, 0,<0.10,Negative, 0/1,0.10-0.34,Borderline/equivocal, 1,0.35-0.69,Equivocal, 2,0.70-3.49,Positive, 3,3.50-17.4,Positive, 4,17.5-49.9,Strongly positive, 5,50.0-99.9,Strongly positive, 6,> or =100,Strongly positive, | Detection of IgE antibodies in serum (class 1 or greater) indicates an increased likelihood of allergic disease as opposed to other etiologies and defines the allergens that may be responsible for eliciting signs and symptoms. The level of IgE antibodies in serum varies directly with the concentration of IgE antibodies expressed as a class score or kU/L. | Testing for IgE antibodies is not useful in patients previously treated with immunotherapy to determine if residual clinical sensitivity exists or in patients in whom the medical management does not depend upon identification of allergen specificity. Some individuals with clinically insignificant sensitivity to allergens may have measurable levels of IgE antibodies in serum, and test results must be interpreted in the clinical context. False-positive results for IgE antibodies may occur in patients with markedly elevated serum IgE (>2500 kU/L) due to nonspecific binding to allergen solid phases. | Homburger HA, Hamilton RG: Allergic diseases. In: McPherson RA, Pincus MR, eds. Henry's Clinical Diagnosis and Management by Laboratory Methods. 23rd ed.Elsevier; 2017:1057-1070 | Specific IgE from the patient's serum reacts with the allergen of interest, which is covalently coupled to an ImmunoCAP. After washing away nonspecific IgE, enzyme-labeled anti-IgE antibody is added to form a complex. After incubation, unbound anti-IgE is washed away, and the bound complex incubated with a developing agent. After stopping the reaction, the fluorescence of the eluate is measured. Fluorescence is proportional to the amount of specific IgE present in the patient's sample (ie, the higher the fluorescence value, the more IgE antibody is present).(Package insert: ImmunoCAP System Specific IgE FEIA. Phadia; Rev 06/2020) | Same day/1 to 3 days | 14 days | This test has been cleared, approved, or is exempt by the US Food and Drug Administration and is used per manufacturer's instructions. Performance characteristics were verified by Mayo Clinic in a manner consistent with CLIA requirements. | 86003 | Food-Grain Panel | 46713-4 | FOOD4 | Food-Grain Panel | 46713-4
FOOD8 | Food-Nut Panel # 1, Serum | Establishing a diagnosis of an allergy toalmond,brazilnut, coconut, hazelnut, and peanut Defining the allergen responsible for eliciting signs and symptoms Identifying allergens: -Responsible for allergic response and/or anaphylactic episode -To confirm sensitization prior to beginning immunotherapy -To investigate the specificity of allergic reactions to insect venom allergens, drugs, or chemical allergens Testing for IgE antibodies isnot usefulin patients previously treated with immunotherapy to determine if residual clinical sensitivity exists, or in patients in whom the medical management does not depend upon identification of allergen specificity. | Fluorescence Enzyme Immunoassay (FEIA) | Yes | Food-Nut Panel # 1 | Includes testing for almond,brazilnut, coconut, hazelnut, and peanut allergen. | Collection Container/Tube: Preferred:Serum gel Acceptable:Red top Submission Container/Tube:Plastic vial Specimen Volume:0.5 mL for every 5 allergens requested Collection Instructions:Centrifuge and aliquot serum into a plastic vial. | 0.3 mL | Clinical manifestations of immediate hypersensitivity (allergic) diseases are caused by the release of proinflammatory mediators (histamine, leukotrienes, and prostaglandins) from IgE-sensitized effector cells (mast cells and basophils) when cell-bound IgE antibodies interact with an allergen. In vitro serum testing for IgE antibodies provides an indication of the immune response to allergens that may be associated with allergic disease. The allergens chosen for testing often depend upon the age of the patient, history of allergen exposure, season of the year, and clinical manifestations. In individuals predisposed to develop allergic disease, the sequence of sensitization and clinical manifestations proceed as follows: eczema and respiratory disease (rhinitis and bronchospasm) in infants and children less than 5 years due to food sensitivity (milk, egg, soy, and wheat proteins) followed by respiratory disease (rhinitis and asthma) in older children and adults due to sensitivity to inhalant allergens (dust mite, mold, and pollen inhalants). | Class,IgE kU/L,Interpretation, 0,<0.10,Negative, 0/1,0.10-0.34,Borderline/equivocal, 1,0.35-0.69,Equivocal, 2,0.70-3.49,Positive, 3,3.50-17.4,Positive, 4,17.5-49.9,Strongly positive, 5,50.0-99.9,Strongly positive, 6,> or =100,Strongly positive, | Detection of IgE antibodies in serum (class 1 or greater) indicates an increased likelihood of allergic disease as opposed to other etiologies and defines the allergens that may be responsible for eliciting signs and symptoms. The level of IgE antibodies in serum varies directly with the concentration of IgE antibodies expressed as a class score or kU/L. | Testing for IgE antibodies is not useful in patients previously treated with immunotherapy to determine if residual clinical sensitivity exists or in patients in whom the medical management does not depend upon identification of allergen specificity. Some individuals with clinically insignificant sensitivity to allergens may have measurable levels of IgE antibodies in serum, and test results must be interpreted in the clinical context. False-positive results for IgE antibodies may occur in patients with markedly elevated serum IgE (>2500 kU/L) due to nonspecific binding to allergen solid phases. | Homburger HA, Hamilton RG: Allergic diseases. In: McPherson RA, Pincus MR, eds. Henry's Clinical Diagnosis and Management by Laboratory Methods. 23rd ed.Elsevier; 2017:1057-1070 | Specific IgE from the patient's serum reacts with the allergen of interest, which is covalently coupled to an ImmunoCAP. After washing away nonspecific IgE, enzyme-labeled anti-IgE antibody is added to form a complex. After incubation, unbound anti-IgE is washed away, and the bound complex incubated with a developing agent. After stopping the reaction, the fluorescence of the eluate is measured. Fluorescence is proportional to the amount of specific IgE present in the patient's sample (ie, the higher the fluorescence value, the more IgE antibody is present).(Package insert: ImmunoCAP System Specific IgE FEIA. Phadia; Rev 06/2020) | Same day/1 to 3 days | 14 days | This test has been cleared, approved, or is exempt by the US Food and Drug Administration and is used per manufacturer's instructions. Performance characteristics were verified by Mayo Clinic in a manner consistent with CLIA requirements. | 86003 | Food-Nut Panel # 1 | 46708-4 | FOOD8 | Food-Nut Panel # 1 | 46708-4
FOOD1 | Food-Nut Panel # 2, Serum | Establishing a diagnosis of an allergy to cashew, pecan, pistachio, and walnut Defining the allergen responsible for eliciting signs and symptoms Identifying allergens: -Responsible for allergic response and/or anaphylactic episode -To confirm sensitization prior to beginning immunotherapy -To investigate the specificity of allergic reactions to insect venom allergens, drugs, or chemical allergens Testing for IgE antibodies isnot usefulin patients previously treated with immunotherapy to determine if residual clinical sensitivity exists, or in patients in whom the medical management does not depend upon identification of allergen specificity. | Fluorescence Enzyme Immunoassay (FEIA) | Yes | Food-Nut Panel # 2 | Includes testing for cashew, pecan, pistachio, and walnut allergen. | Collection Container/Tube: Preferred:Serum gel Acceptable:Red top Submission Container/Tube:Plastic vial Specimen Volume:0.5 mL for every 5 allergens requested Collection Instructions:Centrifuge and aliquot serum into a plastic vial. | 0.3 mL | Clinical manifestations of immediate hypersensitivity (allergic) diseases are caused by the release of proinflammatory mediators (histamine, leukotrienes, and prostaglandins) from IgE-sensitized effector cells (mast cells and basophils) when cell-bound IgE antibodies interact with an allergen. In vitro serum testing for IgE antibodies provides an indication of the immune response to allergens that may be associated with allergic disease. The allergens chosen for testing often depend upon the age of the patient, history of allergen exposure, season of the year, and clinical manifestations. In individuals predisposed to develop allergic disease, the sequence of sensitization and clinical manifestations proceed as follows: eczema and respiratory disease (rhinitis and bronchospasm) in infants and children less than 5 years due to food sensitivity (milk, egg, soy, and wheat proteins) followed by respiratory disease (rhinitis and asthma) in older children and adults due to sensitivity to inhalant allergens (dust mite, mold, and pollen inhalants). | Class,IgE kU/L,Interpretation, 0,<0.10,Negative, 0/1,0.10-0.34,Borderline/equivocal, 1,0.35-0.69,Equivocal, 2,0.70-3.49,Positive, 3,3.50-17.4,Positive, 4,17.5-49.9,Strongly positive, 5,50.0-99.9,Strongly positive, 6,> or =100,Strongly positive, | Detection of IgE antibodies in serum (class 1 or greater) indicates an increased likelihood of allergic disease as opposed to other etiologies and defines the allergens that may be responsible for eliciting signs and symptoms. The level of IgE antibodies in serum varies directly with the concentration of IgE antibodies expressed as a class score or kU/L. | Testing for IgE antibodies is not useful in patients previously treated with immunotherapy to determine if residual clinical sensitivity exists or in patients in whom the medical management does not depend upon identification of allergen specificity. Some individuals with clinically insignificant sensitivity to allergens may have measurable levels of IgE antibodies in serum, and test results must be interpreted in the clinical context. False-positive results for IgE antibodies may occur in patients with markedly elevated serum IgE (>2500 kU/L) due to nonspecific binding to allergen solid phases. | Homburger HA, Hamilton RG: Allergic diseases. In: McPherson RA, Pincus MR, eds. Henry's Clinical Diagnosis and Management by Laboratory Methods. 23rd ed.Elsevier; 2017:1057-1070 | Specific IgE from the patient's serum reacts with the allergen of interest, which is covalently coupled to an ImmunoCAP. After washing away nonspecific IgE, enzyme-labeled anti-IgE antibody is added to form a complex. After incubation, unbound anti-IgE is washed away, and the bound complex incubated with a developing agent. After stopping the reaction, the fluorescence of the eluate is measured. Fluorescence is proportional to the amount of specific IgE present in the patient's sample (ie, the higher the fluorescence value, the more IgE antibody is present).(Package insert: ImmunoCAP System Specific IgE FEIA. Phadia; Rev 06/2020) | Same day/1 to 3 days | Stored serum 14 days | This test was developed and its performance characteristics determined by Mayo Clinic in a manner consistent with CLIA requirements. It has not been cleared or approved by the US Food and Drug Administration. | 86003 | Food-Nut Panel # 2 | 46707-6 | FOOD1 | Food-Nut Panel # 2 | 46707-6
FOOD7 | Food-Seafood Panel, Serum | Establishing a diagnosis of an allergy tomussel, codfish, salmon, shrimp, and tuna Defining the allergen responsible for eliciting signs and symptoms Identifying allergens: -Responsible for allergic response and/or anaphylactic episode -To confirm sensitization prior to beginning immunotherapy -To investigate the specificity of allergic reactions to insect venom allergens, drugs, or chemical allergens Testing for IgE antibodies isnot usefulin patients previously treated with immunotherapy to determine if residual clinical sensitivity exists, or in patients in whom the medical management does not depend upon identification of allergen specificity. | Fluorescence Enzyme Immunoassay (FEIA) | Yes | Food-Seafood Panel | Includes testing for blue mussel, codfish, salmon, shrimp, and tuna allergen. | Collection Container/Tube: Preferred:Serum gel Acceptable:Red top Submission Container/Tube:Plastic vial Specimen Volume:0.5 mL for every 5 allergens requested Collection Instructions:Centrifuge and aliquot serum into a plastic vial. | 0.3 mL | Clinical manifestations of immediate hypersensitivity (allergic) diseases are caused by the release of proinflammatory mediators (histamine, leukotrienes, and prostaglandins) from IgE-sensitized effector cells (mast cells and basophils) when cell-bound IgE antibodies interact with an allergen. In vitro serum testing for IgE antibodies provides an indication of the immune response to allergens that may be associated with allergic disease. The allergens chosen for testing often depend upon the age of the patient, history of allergen exposure, season of the year, and clinical manifestations. In individuals predisposed to develop allergic disease, the sequence of sensitization and clinical manifestations proceed as follows: eczema and respiratory disease (rhinitis and bronchospasm) in infants and children less than 5 years due to food sensitivity (milk, egg, soy, and wheat proteins) followed by respiratory disease (rhinitis and asthma) in older children and adults due to sensitivity to inhalant allergens (dust mite, mold, and pollen inhalants). | Class,IgE kU/L,Interpretation, 0,<0.10,Negative, 0/1,0.10-0.34,Borderline/equivocal, 1,0.35-0.69,Equivocal, 2,0.70-3.49,Positive, 3,3.50-17.4,Positive, 4,17.5-49.9,Strongly positive, 5,50.0-99.9,Strongly positive, 6,> or =100,Strongly positive, | Detection of IgE antibodies in serum (class 1 or greater) indicates an increased likelihood of allergic disease as opposed to other etiologies and defines the allergens that may be responsible for eliciting signs and symptoms. The level of IgE antibodies in serum varies directly with the concentration of IgE antibodies expressed as a class score or kU/L. | Testing for IgE antibodies is not useful in patients previously treated with immunotherapy to determine if residual clinical sensitivity exists or in patients in whom the medical management does not depend upon identification of allergen specificity. Some individuals with clinically insignificant sensitivity to allergens may have measurable levels of IgE antibodies in serum, and test results must be interpreted in the clinical context. False-positive results for IgE antibodies may occur in patients with markedly elevated serum IgE (>2500 kU/L) due to nonspecific binding to allergen solid phases. | Homburger HA, Hamilton RG: Allergic diseases. In: McPherson RA, Pincus MR, eds. Henry's Clinical Diagnosis and Management by Laboratory Methods. 23rd ed.Elsevier; 2017:1057-1070 | Specific IgE from the patient's serum reacts with the allergen of interest, which is covalently coupled to an ImmunoCAP. After washing away nonspecific IgE, enzyme-labeled anti-IgE antibody is added to form a complex. After incubation, unbound anti-IgE is washed away, and the bound complex incubated with a developing agent. After stopping the reaction, the fluorescence of the eluate is measured. Fluorescence is proportional to the amount of specific IgE present in the patient's sample (ie, the higher the fluorescence value, the more IgE antibody is present).(Package insert: ImmunoCAP System Specific IgE FEIA. Phadia; Rev 06/2020) | Same day/1 to 3 days | 14 days | This test has been cleared, approved, or is exempt by the US Food and Drug Administration and is used per manufacturer's instructions. Performance characteristics were verified by Mayo Clinic in a manner consistent with CLIA requirements. | 86003 | Food-Seafood Panel | 46712-6 | FOOD7 | Food-Seafood Panel | 46712-6
FRMH | Formaldehyde, IgE, Serum | Establishing the diagnosis of an allergy toformaldehyde Defining the allergen responsible for eliciting signs and symptoms Identifying allergens: -Responsible for allergic response and/or anaphylactic episode -To confirm sensitization prior to beginning immunotherapy -To investigate the specificity of allergic reactions to insect venom allergens, drugs, or chemical allergens | Fluorescence Enzyme Immunoassay (FEIA) | Yes | Formaldehyde, IgE | Serum | Collection Container/Tube: Preferred:Serum gel Acceptable:Red top Submission Container/Tube:Plastic vial Specimen Volume:0.5 mL for every 5 allergens requested Collection Instructions:Centrifuge and aliquot serum into a plastic vial. | For 1 allergen: 0.3 mL For more than 1 allergen: (0.05 mL x number of allergens) + 0.25 mL dead space | Clinical manifestations of immediate hypersensitivity (allergic) diseases are caused by the release of proinflammatory mediators (histamine, leukotrienes, and prostaglandins) from IgE-sensitized effector cells (mast cells and basophils) when cell-bound IgE antibodies interact with an allergen. In vitro serum testing for IgE antibodies provides an indication of the immune response to allergens that may be associated with allergic disease. The allergens chosen for testing often depend upon the age of the patient, history of allergen exposure, season of the year, and clinical manifestations. In individuals predisposed to develop allergic disease, the sequence of sensitization and clinical manifestations proceed as follows: eczema and respiratory disease (rhinitis and bronchospasm) in infants and children less than 5 years due to food sensitivity (milk, egg, soy, and wheat proteins) followed by respiratory disease (rhinitis and asthma) in older children and adults due to sensitivity to inhalant allergens (dust mite, mold, and pollen inhalants). | Class,IgE kU/L,Interpretation, 0,<0.10,Negative, 0/1,0.10-0.34,Borderline/equivocal, 1,0.35-0.69,Equivocal, 2,0.70-3.49,Positive, 3,3.50-17.4,Positive, 4,17.5-49.9,Strongly positive, 5,50.0-99.9,Strongly positive, 6,> or =100,Strongly positive, | Detection of IgE antibodies in serum (class 1 or greater) indicates an increased likelihood of allergic disease as opposed to other etiologies and defines the allergens that may be responsible for eliciting signs and symptoms. The level of IgE antibodies in serum varies directly with the concentration of IgE antibodies expressed as a class score or kU/L. | Testing for IgE antibodies is not useful in patients previously treated with immunotherapy to determine if residual clinical sensitivity exists or in patients in whom the medical management does not depend upon identification of allergen specificity. Some individuals with clinically insignificant sensitivity to allergens may have measurable levels of IgE antibodies in serum, and test results must be interpreted in the clinical context. False-positive results for IgE antibodies may occur in patients with markedly elevated serum IgE (>2500 kU/L) due to nonspecific binding to allergen solid phases. | Homburger HA, Hamilton RG: Allergic diseases. In: McPherson RA, Pincus MR, eds. Henry's Clinical Diagnosis and Management by Laboratory Methods. 23rd ed.Elsevier; 2017:1057-1070 | Specific IgE from the patient's serum reacts with the allergen of interest, which is covalently coupled to an ImmunoCAP. After washing away nonspecific IgE, enzyme-labeled anti-IgE antibody is added to form a complex. After incubation, unbound anti-IgE is washed away, and the bound complex incubated with a developing agent. After stopping the reaction, the fluorescence of the eluate is measured. Fluorescence is proportional to the amount of specific IgE present in the patient's sample (ie, the higher the fluorescence value, the more IgE antibody is present).(Package insert: ImmunoCAP System Specific IgE FEIA. Phadia; Rev 06/2020) | Same day/1 to 3 days | 14 days | This test was developed and its performance characteristics determined by Mayo Clinic in a manner consistent with CLIA requirements. It has not been cleared or approved by the US Food and Drug Administration. | 86003 | Formaldehyde, IgE | 6119-2 | FRMH | Formaldehyde, IgE | 6119-2
FORAC | Formic Acid, Serum |  | Gas Chromatography/Mass Spectrometry (GC/MS) | Yes | Formic Acid, Serum | Serum Red | ***Must submit one specimen per order. Specimens cannot be shared between multiple orders.*** Draw blood in a red-top tube(s).(Serum gel tube is not acceptable.)Spin down and send 2 mL of serum refrigerated in plastic vial. | 0.7 mL |  | Reporting limit determined each analysis Units: mcg/mL Normal plasma formic acid range is 1 - 9 mcg/mL (in pregnant women, 0.5 - 44 mcg/mL). | Formic acid is also a metabolite of methanol, formaldehyde, and methyl formate among others. Values may vary depending on environmental and occupational exposures, diet, nutritional condition, and pregnancy status. |  |  |  | 8 to 10 days | 2 weeks | This test was developed and its performance characteristics determined by NMS Labs. It has not been cleared or approved by the U.S. Food and Drug Administration. | 83921 | Formic Acid, Serum | 2292-1 | Z3538 | Formic Acid | 2292-1
BFOS | FosB, Immunostain, Technical Component Only | Diagnosing pseudomyogenic (epithelioid sarcoma-like) hemangioendothelioma and epithelioid hemangiomas | Immunohistochemistry (IHC) | Yes | FosB IHC, Tech Only | For the initial technical component only immunohistochemical (IHC) stain performed, the appropriate bill-only test ID will be reflexed and charged (IHTOI). For each additional technical component only IHC stain performed, an additional bill-only test ID will be reflexed and charged (IHTOA). | Supplies:Immunostain Technical Only Envelope (T693) Specimen Type:Tissue Container/Tube:Immunostains Technical Only Envelope Preferred:2 Unstained positively charged glass slide (25- x 75- x 1-mm) per test ordered; sections 4-microns thick. Acceptable:Formalin-fixed, paraffin-embedded tissue block |  | FosB is a member of the Fos transcription factor family and a component of the activator protein-1 (AP-1) protein complex. Expressed in the nucleus, FosB is useful in the diagnosis ofpseudomyogenic (epithelioid sarcoma-like) hemangioendothelioma and may be helpful to distinguish it from its histologic mimics. FosB is also found in a subset of epithelioid hemangiomas. |  | This test does not include pathologist interpretation, only technical performance of the stain. If interpretation is required, order PATHC / Pathology Consultation for a full diagnostic evaluation or second opinion of the case. The positive and negative controls are verified as showing appropriate immunoreactivity. If a control tissue is not included on the slide, a scanned image of the relevant quality control tissue is available upon request; call 855-516-8404. Interpretation of this test should be performed in the context of the patient's clinical history and other diagnostic tests by a qualified pathologist. | Age of a cut paraffin section can affect immunoreactivity. Stability thresholds vary widely among published literature and are antigen dependent. Best practice is for paraffin sections to be cut within 6 weeks. | 1. Hung YP, Fletcher CD, Hornick JL. FOSB is a useful diagnostic marker for pseudomyogenic hemangioendothelioma. Am J Surg Pathol. 2017;41(5):596-606 2. Sugita S, Hirano H, Kikuchi N, et al. Diagnostic utility of FOSB immunohistochemistry in pseudomyogenic hemangioendothelioma and its histological mimics. Diagn Pathol. 2016;11(1):75. doi:10.1186/s13000-016-0530-2 3. Huang SC, Zhang L, Sung YS, et al. FrequentFOSgene rearrangements in epithelioid hemangioma: A molecular study of 58 cases with morphologic reappraisal. Am J Surg Pathol. 2015;39(10):1313-1321 4. Magaki S, Hojat SA, Wei B, So A, Yong WH. An introduction to the performance of immunohistochemistry. Methods Mol Biol. 2019;1897:289-298. doi:10.1007/978-1-4939-8935-5_25 | Immunohistochemistry on sections of paraffin-embedded tissue.(Unpublished Mayo method) | 1 to 3 days | Until staining is complete. | This test has been cleared, approved, or is exempt by the US Food and Drug Administration and is used per manufacturer's instructions. Performance characteristics were verified by Mayo Clinic in a manner consistent with CLIA requirements. | 88342-TC, primary88341-TC, if additional IHC | FosB IHC, Tech Only | Order only;no result | 603420 | FosB IHC, Tech Only | Bill only; no result
XL2T | FOXL2 Mutation Analysis, Next-Generation Sequencing, Tumor | Assisting in the clinical diagnosis of adult granulosa cell tumor by assessing gene targets with in theFOXL2gene | Sequence Capture and Targeted Next-Generation Sequencing (NGS) | Yes | FOXL2 Mutations Analysis, Tumor | When this test is ordered, slide review will always be performed at an additional charge. | This assay requires at least 20% tumor nuclei. -Preferred amount of tumor area with sufficient percent tumor nuclei: tissue 216 mm(2) -Minimum amount of tumor area: tissue 36 mm(2) -These amounts are cumulative over up to 10 unstained slides and must have adequate percent tumor nuclei. -Tissue fixation: 10% neutral buffered formalin, not decalcified -For specimen preparation guidance, seeTissue Requirement for Solid Tumor Next-Generation Sequencing. In this document, the sizes are given as 4 mm x 4 mm x 10 slides as preferred: approximate/equivalent to 144 mm(2) and the minimum as 3 mm x 1 mm x 10 slides: approximate/equivalent to 36 mm(2). Preferred: Specimen Type:Tissue block Collection Instructions: Submit a formalin-fixed, paraffin-embedded tissue block with acceptable amount of tumor tissue. Acceptable: Specimen Type:Tissue slides Slides: 1 Stained and 10 unstained Collection Instructions: Submit 1 slide stained with hematoxylin and eosin and 10 unstained, nonbaked slides with 5-micron thick sections of the tumor tissue. Note:The total amount of required tumor nuclei can be obtained by scraping up to 10 slides from the same block. Additional Information: Unused unstained slides will not be returned. Specimen Type:Cytology slides (direct smears or ThinPrep) Slides:1 to 3 Slides Collection Instructions:Submit 1 to 3 slides stained and coverslipped with a preferred total of 5000 nucleated cells, or a minimum of at least 3000 nucleated cells. Note:Glass coverslips are preferred; plastic coverslips are acceptable but will result in longer turnaround times. Additional Information: Cytology slides will not be returned. | See Specimen Required | Granulosa cell tumors (GCT) represent approximately 5% to 10% of all ovarian malignancies and are the most common type of malignant ovarian sex-cord stromal tumors. The majority of GCT (95%) are adult type and 5% are juvenile type. Adult GCT can occur at any age but most commonly occur in perimenopausal women, whereas juvenile GCT arise in the first 3 decades of life.FOXL2(forkhead box L2) gene is involved in ovarian development and function. TheFOXL2gene point mutation c.402C>G in exon 1 (p.C134W) has been reported in the majority of adult GCT (>90%), one molecular subtype of Sertoli-Leydig cell tumor, and rarely also in thecomas. In cases with challenging histopathology, detection of aFOXL2mutation can aid in the clinical diagnosis of adult GCT. This test uses formalin-fixed paraffin-embedded tissue or cytology slides to assess for the common somatic hotspot mutations in theFOXL2gene. The results of this test can be useful for supporting a diagnosis of adult GCT. | An interpretive report will be provided. | The interpretation of molecular biomarker analysis includes an overview of the results and the associated diagnostic, prognostic, and therapeutic implications. | This test cannot differentiate between somatic and germline alterations. Additional testing may be necessary to clarify the significance of results if there is a potential hereditary risk. DNA variants of uncertain significance may be identified. A negative result does not rule out the presence of a variant that may be present but below the limits of detection of this assay. The analytical sensitivity of this assay for sequence reportable alterations is 5% mutant allele frequency with a minimum coverage of 500X in a sample with 20% or more tumor content. Point mutations and small insertion/deletion mutations will be detected in theFOXL2gene only. This test does not detect large single or multi-exon deletions or duplications or genomic copy number variants. Variant allele frequency (VAF) is the percentage of sequencing reads supporting a specific variant divided by the total sequencing reads at that position. In somatic testing, VAF should be interpreted in the context of several factors including, but not limited to: tumor purity/heterogeneity/copy number status (ploidy, gains/losses, loss of heterozygosity) and sequencing artifact/misalignment.(1,2) Rare polymorphisms may be present that could lead to false-negative or false-positive results. The presence or absence of a variant may not be predictive of response to therapy in all patients. Test results should be interpreted in the context of clinical, tumor sampling, histopathological, and other laboratory data. If results obtained do not match other clinical or laboratory findings, contact the laboratory for discussion. Misinterpretation of results may occur if the information provided is inaccurate and/or incomplete. Reliable results are dependent on adequate specimen collection and processing. This test has been validated on cytology slides and formalin-fixed, paraffin-embedded tissues; other types of fixatives are discouraged. Improper treatment of tissues, such as decalcification, may cause polymerase chain reaction failure. | 1. Strom SP. Current practices and guidelines for clinical next-generation sequencing oncology testing. Cancer Biol Med. 2016;13(1):3-11. doi:10.28092/j.issn.2095-3941.2016.0004 2. Spurr L, Li M, Alomran N, et al. Systematic pan-cancer analysis of somatic allele frequency. Sci Rep. 2018;8(1):7735. Published 2018 May 16. doi:10.1038/s41598-018-25462-0 3. Shah SP, Kobel M, Senz J, et al. Mutation of FOXL2 in granulosa-cell tumors of the ovary. N Engl J Med. 2009;360(26):2719-2729 4. Kim MS, Hur SY, Yoo NJ, Lee SH. Mutational analysis of FOXL2 codon 134 in granulosa cell tumour of ovary and other human cancers. J Pathol. 2010;221(2):147-152 5. Schrader KA, Gorbatcheva B, Senz J, et al. The specificity of the FOXL2 c.402C>G somatic mutation: a survey of solid tumors. PLoS One. 2009;4(11):e7988 6. Benayoun BA, Kalfa N, Sultan C, Veitia RA. The forkhead factor FOXL2: a novel tumor suppressor? Biochim Biophys Acta. 2010;1805(1):1-5 7. WHO Classification of Tumours Editorial Board:Female genital tumours. 5th ed. World Health Organization; 2021.WHO Classification of Tumours. Vol 4. | Next-generation sequencing is performed to test for the presence of a mutation in exon 1 of theFOXL2gene.(Unpublished Mayo method) Gene GenBank accession number Nucleotide start Nucleotide end Chromosome Exon FOXL2 NM_023067 138664432 138665566 Chromosome 3 Exon 1 A pathology review and macro dissection to enrich for tumor cells are performed prior to slide scraping. | 12 to 20 days | FFPE tissue block: Unused portions of blocks will be returned within 10-14 days after testing is complete; FFPE tissue slides/cytology: Unused tissue slides are stored indefinitely; Digital images are obtained and stored for all slides used in testing. | This test was developed and its performance characteristics determined by Mayo Clinic in a manner consistent with CLIA requirements. It has not been cleared or approved by the US Food and Drug Administration. | 88381 - Microdissection, manual81479 | FOXL2 Mutations Analysis, Tumor | 95785-2 | 617944 | Released By | 18771-6
FOXP1 | FOXP1 Immunostain, Technical Component Only | Classification of lymphomas | Immunohistochemistry (IHC) | Yes | FOXP1 IHC, Tech Only | For the initial technical component only immunohistochemical (IHC) stain performed, the appropriate bill-only test ID will be reflexed and charged (IHTOI). For each additional technical component only IHC stain performed, an additional bill-only test ID will be reflexed and charged (IHTOA). | Supplies:Immunostain Technical Only Envelope (T693) Specimen Type:Tissue Container/Tube:Immunostain Technical Only Envelope Preferred:2 Unstained positively charged glass slide (25- x 75- x 1-mm) per test ordered; sections 4-microns thick Acceptable:Formalin-fixed, paraffin-embedded tissue block |  | Forkhead box protein 1 (FOXP1) is a member of the forkhead box family of transcription factors that have a variety of functions in different cell and tissue types. Gene expression profiling and immunophenotypic studies showed that FOXP1 is expressed in normal activated B cells and overexpressed in a subset of diffuse large B-cell lymphomas with a predominantly nongerminal center phenotype. |  | This test does not include pathologist interpretation, only technical performance of the stain. If interpretation is required, order PATHC / Pathology Consultation for a full diagnostic evaluation or second opinion of the case. The positive and negative controls are verified as showing appropriate immunoreactivity. If a control tissue is not included on the slide, a scanned image of the relevant quality control tissue is available upon request; call 855-516-8404. Interpretation of this test should be performed in the context of the patient's clinical history and other diagnostic tests by a qualified pathologist. | Age of a cut paraffin section can affect immunoreactivity. Stability thresholds vary widely among published literature and are antigen dependent. Best practice is for paraffin sections to be cut within 6 weeks. | 1. Choi WW, Weisenburger DD, Greiner TC, et al. A new immunostain algorithm classifies diffuse large B-cell lymphoma into molecular subtypes with high accuracy. Clin Cancer Res. 2009;15(17):5494-5502 2. Hoeller S, Schneider A, Haralambieva E, Dirnhofer S, Tzankov A. FOXP1 protein overexpression is associated with inferior outcome in nodal diffuse large B-cell lymphomas with non-germinal centre phenotype, independent of gains and structural aberrations at 3p14.1. Histopathology. 2010;57(1):73-80 3. Hans CP, Weisenburger DD, Greiner TC, et al. Confirmation of the molecular classification of diffuse large B-cell lymphoma by immunohistochemistry using a tissue microarray. Blood. 2004;103(1):275-282 4. Magaki S, Hojat SA, Wei B, So A, Yong WH. An introduction to the performance of immunohistochemistry. Methods Mol Biol. 2019;1897:289-298. doi:10.1007/978-1-4939-8935-5_25 | Immunohistochemistry on sections of paraffin-embedded tissue.(Unpublished Mayo method) | 1 to 3 days | Until staining is complete. | This test has been cleared, approved, or is exempt by the US Food and Drug Administration and is used per manufacturer's instructions. Performance characteristics were verified by Mayo Clinic in a manner consistent with CLIA requirements. | 88342-TC, primary88341-TC, if additional IHC | FOXP1 IHC, Tech Only | Order only;no result | 70748 | FOXP1 IHC, Tech Only | Bill only; no result
FOXP3 | FOXP3 Immunostain, Technical Component Only | Classification of leukemias and lymphomas | Immunohistochemistry (IHC) | Yes | FOXP3 IHC, Tech Only | For the initial technical component only immunohistochemical (IHC) stain performed, the appropriate bill-only test ID will be reflexed and charged (IHTOI). For each additional technical component only IHC stain performed, an additional bill-only test ID will be reflexed and charged (IHTOA). | Supplies:Immunostain Technical Only Envelope (T693) Specimen Type:Tissue Container/Tube:Immunostain Technical Only Envelope Preferred:2 Unstained positively charged glass slide (25- x 75- x 1-mm) per test ordered; sections 4-microns thick Acceptable:Formalin-fixed, paraffin-embedded tissue block |  | Forkhead box P3 (FOXP3) is a transcription factor implicated in T-cell regulation, activation, and differentiation.FOXP3has been shown to be a master control gene for the development and function of CD4+/CD25+ regulatory T cells. In normal lymphoid tissues, a T-cell subset in interfollicular areas shows nuclear staining. FOXP3 is a specific marker for adult T-cell leukemia/lymphoma. |  | This test does not include pathologist interpretation, only technical performance of the stain. If interpretation is required, order PATHC / Pathology Consultation for a full diagnostic evaluation or second opinion of the case. The positive and negative controls are verified as showing appropriate immunoreactivity. If a control tissue is not included on the slide, a scanned image of the relevant quality control tissue is available upon request; call 855-516-8404. Interpretation of this test should be performed in the context of the patient's clinical history and other diagnostic tests by a qualified pathologist. | Age of a cut paraffin section can affect immunoreactivity. Stability thresholds vary widely among published literature and are antigen dependent. Best practice is for paraffin sections to be cut within 6 weeks. | 1. Song JJ, Zhao SJ, Fang J, et al: Foxp3 overexpression in tumor cells predicts poor survival in oral squamous cell carcinoma. BMC Cancer. 2016;16:530. doi:10.1186/s12885-016-2419-6 2. Zhang L, Xu J, Zhang X, et al. The role of tumoral FOXP3 on cell proliferation, migration, and invasion in gastric cancer. Cell Physiol Biochem. 2017;42(5):1739-1754. doi:10.1159/000479442 3. Luo Q, Zhang S, Wei H, Pang X, Zhang H. Roles of Foxp3 in the occurrence and development of cervical cancer. Int J Clin Exp Pathol. 2015;8(8):8717-8730 4. Magaki S, Hojat SA, Wei B, So A, Yong WH. An introduction to the performance of immunohistochemistry. Methods Mol Biol. 2019;1897:289-298. doi:10.1007/978-1-4939-8935-5_25 | Immunohistochemistry on sections of paraffin-embedded tissue.(Unpublished Mayo method) | 1 to 3 days | Until staining is complete. | This test has been cleared, approved, or is exempt by the US Food and Drug Administration and is used per manufacturer's instructions. Performance characteristics were verified by Mayo Clinic in a manner consistent with CLIA requirements. | 88342-TC, primary88341-TC, if additional IHC | FOXP3 IHC, Tech Only | Order only;no result | 70749 | FOXP3 IHC, Tech Only | Bill only; no result
FMIL | Foxtail Millet, IgE, Serum | Establishing a diagnosis of an allergy to Foxtail millet Defining the allergen responsible for eliciting signs and symptoms Identifying allergens: -Responsible for allergic response and/or anaphylactic episode -To confirm sensitization prior to beginning immunotherapy -To investigate the specificity of allergic reactions to insect venom allergens, drugs, or chemical allergens | Fluorescence Enzyme Immunoassay (FEIA) | Yes | Foxtail Millet, IgE | Serum | Collection Container/Tube: Preferred:Serum gel Acceptable:Red top Submission Container/Tube:Plastic vial Specimen Volume:0.5 mL for every 5 allergens requested Collection Instructions:Centrifuge and aliquot serum into a plastic vial. | For 1 allergen: 0.3 mL For more than 1 allergen: (0.05 mL x number of allergens) + 0.25 mL deadspace | Clinical manifestations of immediate hypersensitivity (allergic) diseases are caused by the release of proinflammatory mediators (histamine, leukotrienes, and prostaglandins) from IgE-sensitized effector cells (mast cells and basophils) when cell-bound IgE antibodies interact with an allergen. In vitro serum testing for IgE antibodies provides an indication of the immune response to allergens that may be associated with allergic disease. The allergens chosen for testing often depend upon the age of the patient, history of allergen exposure, season of the year, and clinical manifestations. In individuals predisposed to develop allergic disease, the sequence of sensitization and clinical manifestations proceed as follows: eczema and respiratory disease (rhinitis and bronchospasm) in infants and children less than 5 years due to food sensitivity (milk, egg, soy, and wheat proteins) followed by respiratory disease (rhinitis and asthma) in older children and adults due to sensitivity to inhalant allergens (dust mite, mold, and pollen inhalants). | Class,IgE kU/L,Interpretation, 0,<0.10,Negative, 0/1,0.10-0.34,Borderline/equivocal, 1,0.35-0.69,Equivocal, 2,0.70-3.49,Positive, 3,3.50-17.4,Positive, 4,17.5-49.9,Strongly positive, 5,50.0-99.9,Strongly positive, 6,> or =100,Strongly positive, | Detection of IgE antibodies in serum (class 1 or greater) indicates an increased likelihood of allergic disease as opposed to other etiologies and defines the allergens that may be responsible for eliciting signs and symptoms. The level of IgE antibodies in serum varies directly with the concentration of IgE antibodies expressed as a class score or kU/L. | Testing for IgE antibodies is not useful in patients previously treated with immunotherapy to determine if residual clinical sensitivity exists or in patients in whom the medical management does not depend upon identification of allergen specificity. Some individuals with clinically insignificant sensitivity to allergens may have measurable levels of IgE antibodies in serum, and test results must be interpreted in the clinical context. False-positive results for IgE antibodies may occur in patients with markedly elevated serum IgE (>2500 kU/L) due to nonspecific binding to allergen solid phases. | Homburger HA, Hamilton RG: Allergic diseases. In: McPherson RA, Pincus MR, eds. Henry's Clinical Diagnosis and Management by Laboratory Methods. 23rd ed.Elsevier; 2017:1057-1070 | Specific IgE from the patient's serum reacts with the allergen of interest, which is covalently coupled to an ImmunoCAP. After washing away nonspecific IgE, enzyme-labeled anti-IgE antibody is added to form a complex. After incubation, unbound anti-IgE is washed away, and the bound complex incubated with a developing agent. After stopping the reaction, the fluorescence of the eluate is measured. Fluorescence is proportional to the amount of specific IgE present in the patient's sample (ie, the higher the fluorescence value, the more IgE antibody is present).(Package insert: ImmunoCAP System Specific IgE FEIA. Phadia; Rev 06/2020) | Same day/1 to 3 days | 14 days | This test has been cleared, approved, or is exempt by the US Food and Drug Administration and is used per manufacturer's instructions. Performance characteristics were verified by Mayo Clinic in a manner consistent with CLIA requirements. | 86003 | Foxtail Millet, IgE | 11186-4 | FMIL | Foxtail Millet, IgE | 11186-4
FXS | Fragile X Syndrome, Molecular Analysis, Varies | Confirming a diagnosis of fragile X syndrome, fragile X tremor/ataxia syndrome, or premature ovarian insufficiency caused by expansions in theFMR1gene Determining carrier status for individuals with a familyhistory of fragile X syndrome or X-linked intellectual disability Prenatal diagnosis of fragile X syndrome when there is a documentedFMR1expansion in the family | Polymerase Chain Reaction (PCR) | Yes | Fragile X Syndrome, Mol. Analysis | When this test is ordered, fragile X follow-up analysis testing will be performed and charged dependent upon the reported sex of the individual and on the size of the CGG repeat found by polymerase chain reaction analysis. | Patient Preparation:A previous bone marrow transplant from an allogenic donor will interfere with testing. For instructions for testing patients who have received a bone marrow transplant, call 800-533-1710. Submit only 1 of the following specimens: Specimen Type:Whole blood Container/Tube: Preferred:Lavender top (EDTA) or yellow top (ACD) Acceptable:Any anticoagulant Specimen Volume:3 mL Collection Instructions: 1. Invert several times to mix blood. 2. Send whole blood specimen in original tube.Do not aliquot. Specimen Stability Information:Ambient (preferred) 4 days/Refrigerated Prenatal Specimens Due to its complexity, consultation with the laboratory is required for all prenatal testing;call 800-533-1710 to speak to a genetic counselor. Specimen Type:Amniotic fluid Container/Tube:Amniotic fluid container Specimen Volume:20 mL Specimen Stability Information:Refrigerated (preferred)/Ambient Additional information: 1. A separate culture charge will be assessed under CULAF / Culture for Genetic Testing, Amniotic Fluid. An additional 2 to 3 weeks is required to culture amniotic fluid before genetic testing can occur. 2. All prenatal specimens must be accompanied by a maternal blood specimen;order MATCC / Maternal Cell Contamination, Molecular Analysis, Varies on the maternal specimen. Specimen Type: Chorionic villi Container/Tube:15-mL tube containing 15 mL of transport media Specimen Volume:20 mg Specimen Stability Information:Refrigerated Additional Information: 1. A separate culture charge will be assessed under CULFB / Fibroblast Culture for Biochemical or Molecular Testing. An additional 2 to 3 weeks is required to culture chorionic villi before genetic testing can occur. 2. All prenatal specimens must be accompanied by a maternal blood specimen;order MATCC / Maternal Cell Contamination, Molecular Analysis, Varies on the maternal specimen. Specimen Type:Confluent cultured cells Container/Tube:T-25 flask Specimen Volume:2 Flasks Collection Instructions:Submit confluent cultured cells from another laboratory. Specimen Stability Information:Ambient (preferred)/Refrigerated Additional Information:All prenatal specimens must be accompanied by a maternal blood specimen;order MATCC / Maternal Cell Contamination, Molecular Analysis, Varies on the maternal specimen. | Blood: 0.5 mL Amniotic fluid: 10 mL Chorionic villi: 5 mg | Fragile X syndrome is an X-linked disorder with variable expression in male and female patients. In greater than 99% of affected individuals, it is caused by an expansion of the CGG trinucleotide repeat in the 5'UTR (untranslated region) of theFMR1gene located on the X chromosome. This trinucleotide repeat is polymorphic in the general population, with the number of repeats ranging from 5 to 44. These normal alleles are passed from generation to generation, with the number of repeats remaining constant. Small expansions, called premutations, range from 55 to 200 CGG repeats. Individuals with a premutation do not exhibit features of fragile X syndrome but are at risk for otherFMR1-related disorders, such as fragile X tremor/ataxia syndrome (FXTAS) and premature ovarian insufficiency (POI). Transmission of a premutation by a man to his daughter usually results in little or no change in the CGG repeat number. Transmission of a premutation by a woman to her son or daughter usually results in further expansion, either to a larger premutation or a full mutation. The risk for a woman with a premutation to have a child affected with fragile X syndrome by expansion to a full mutation increases with the number of CGG repeats in the premutation. Full mutations are typically greater than 200 repeats long and are associated with abnormal methylation of a region adjacent to theFMR1gene. This is thought to interfere with normalFMR1gene expression, resulting in fragile X syndrome. There are multiple clinical phenotypes associated with expansion (premutations and full mutations) in theFMR1gene. Fragile X Syndrome: Approximately 1 in 4000 individuals are affected with fragile X syndrome. Most affected male patients exhibit moderate intellectual disability, with affected female patients having milder, if any, cognitive deficiency. Neuropsychiatric diagnoses, such as autism spectrum and anxiety disorders, are common. Characteristic physical features include a long face with a prominent jaw, protruding ears, connective tissue abnormalities, and large testicles in postpubertal male patients. Fragile X Tremor/Ataxia Syndrome: FXTAS is a neurodegenerative disorder that is clinically distinct from fragile X syndrome. Both male and female patients with a premutation are at risk for FXTAS. However, the disorder is much less common and milder in clinical presentation than fragile X syndrome and shows a later age of onset in female patients. Clinical hallmarks of the disorder include intention tremor, gait ataxia, dementia, and neuropsychiatric symptoms. The risk for FXTAS increases as the number of CGG repeats increases, and the majority of individuals with FXTAS have CGG repeat expansions of 70 or more. Penetrance of clinical symptoms is associated with increasing age, with the majority of affected men showing symptoms between age 70 and 90 years. Premature Ovarian Insufficiency: Female patients with a premutation are at risk for increased follicular stimulating hormone levels, early menopause, and POI. Penetrance and early onset of female reproductive symptoms correlate with increasing size of the CGG repeat and reaches its highest penetrance at approximately 80 to 90 repeats. Of note, penetrance remains stable or may even decrease at approximately 100 repeats. There is no risk for increased penetrance of the POI phenotype due to maternal or paternal inheritance of the expanded CGG repeat. | Normal alleles: 5-44 CGG repeats Intermediate (grey zone) alleles: 45-54 CGG repeats Premutation alleles: 55-200 CGG repeats Full mutation alleles: >200 CGG repeats An interpretive report will be provided. Methylation status: Unmethylated: < or =20% Partially methylated: 21-69% Fully methylated: > or =70% | An interpretive report will be provided. | For predictive testing, it is important to first document the presence of CGG-repeat amplification in theFMR1gene in an affected family member to confirm that molecular expansion is the underlying mechanism of disease in the family. Test results should be interpreted in the context of clinical findings, family history, and other laboratory data. Errors in the interpretation of results may occur if information given is inaccurate or incomplete. Methylation status will not be assessed on chorionic villus specimens or if the reported sex is female. Less than 1% of individuals clinically diagnosed with fragile X syndrome do not have the CGG expansion-type mutation. These individuals may have a different type of variant within theFMR1gene (eg, deletion or point alteration). Due to incomplete penetrance and variable expression of theFMR1expansion, this test is not reliable for prenatal assessment of disease severity. The absence of an expansion in theFMR1gene does not eliminate the diagnosis of other inherited disorders that have overlapping clinical features with fragile X syndrome, fragile X tremor/ataxia syndrome, or premature ovarian insufficiency. | 1. Jacquemont S, Hagerman RJ, Hagerman PJ, Leehey MA: Fragile-X syndrome and fragile X-associated tremor/ataxia syndrome: two faces ofFMR1. Lancet Neurol. 2007 Jan;6(1):45-55 2.Finucane B, Abrams L, Cronister A, Archibald AD, Bennett RL, McConkie-Rosell A: Genetic counseling and testing for FMR1 gene mutations: practice guidelines of the National Society of Genetic Counselors. J Genet Couns. 2012 Dec;21(6):752-60 3.Monaghan KG, Lyon E, Spector EB: ACMG standards and guidelines for fragile X testing: a revision to the disease-specific supplements to the Standards and Guidelines for Clinical Genetics Laboratories of the American College of Medical Genetics and Genomics. Genet Med. 2013 Jul;15(7):575-586 4. Biancalana V, Glaeser D, McQuaid S, Steinback P: EMQN best practice guidelines for the molecular genetic testing and report of fragile X syndrome and other fragile X-associated disorders. Eur J Hum Genet. 2015 Apr;23(4):417-425. doi: 10.1038/ejhg.2014.185 | A polymerase chain reaction (PCR)-based assay is used to detect expansions of a CGG trinucleotide tract in the 5'UTR of theFMR1gene. Methylation status for large premutations (170+) and full mutation alleles is determined by capillary electrophoresis analysis of a PCR-amplified product from DNA that is treated with a methylation-sensitive restriction enzyme.(Grasso M, Boon EMJ, Filipovic-Sadic S, et al: A novel methylation PCR that offers standardized determination of FMR1 methylation and CGG repeat length without southern blot analysis. J Mol Diagn. 2014 Jan;16(1):23-31; Snow K, Doud LK, Hagerman R, Pergolizzi RG, Erster SH, Thibodeau SN: Analysis of a CGG sequence at the FMR-1 locus in fragile X families and in the general population. Am J Hum Genet. 1993 Dec;53(6):1217-1228) | 8 to 10 days | Whole Blood: 2 weeks (if available); Extracted DNA: 3 months | This test was developed and its performance characteristics determined by Mayo Clinic in a manner consistent with CLIA requirements. It has not been cleared or approved by the US Food and Drug Administration. | 8124388233 (if appropriate)88240 (if appropriate)88235 (if appropriate)81265 (if appropriate)81244(if appropriate) | Fragile X Syndrome, Mol. Analysis | 81856-7 | 52877 | Released By | 18771-6
FUFXS | Fragile X, Follow-up Analysis | Confirming the methylation status of the repeat expansion allele in theFMR1gene, to aid the diagnosis ofFMR1-related disorders | Only orderable as a reflex. For more information see FXS / Fragile X Syndrome, Molecular Analysis, Varies. Methylation Sensitive Polymerase Chain Reaction (PCR) Fragment Analysis | Yes | Fragile X, Follow up Analysis | Varies | Only orderable as a reflex. For more information see FXS / Fragile X Syndrome, Molecular Analysis, Varies. No additional specimen is required. Lab will utilize specimen they already have in the lab for this test. |  | Fragile X syndrome is an X-linked disorder with variable expression in male and female patients. In greater than 99% of affected individuals, it is caused by an expansion of the CGG trinucleotide repeat in the 5'UTR (untranslated region) of theFMR1gene located on the X chromosome. This trinucleotide repeat is polymorphic in the general population, with the number of repeats ranging from 5 to 44. These normal alleles are passed from generation to generation, with the number of repeats remaining constant. Small expansions, called premutations, range from 55 to 200 CGG repeats. Individuals with a premutation do not exhibit features of fragile X syndrome but are at risk for otherFMR1-related disorders, such as fragile X tremor/ataxia syndrome (FXTAS) and premature ovarian insufficiency (POI). Transmission of a premutation by a man to his daughter usually results in little or no change in the CGG repeat number. Transmission of a premutation by a woman to her son or daughter usually results in further expansion, either to a larger premutation or a full mutation. The risk for a woman with a premutation to have a child affected with fragile X syndrome by expansion to a full mutation increases with the number of CGG repeats in the premutation. Full mutations are typically greater than 200 repeats long and are associated with abnormal methylation of a region adjacent to theFMR1gene. This is thought to interfere with normalFMR1gene expression, resulting in fragile X syndrome. There are multiple clinical phenotypes associated with expansion (premutations and full mutations) in theFMR1gene. Fragile X Syndrome: Approximately 1 in 4000 individuals are affected with fragile X syndrome. Most affected male patients exhibit moderate intellectual disability, with affected female patients having milder, if any, cognitive deficiency. Neuropsychiatric diagnoses, such as autism spectrum and anxiety disorders, are common. Characteristic physical features include a long face with a prominent jaw, protruding ears, connective tissue abnormalities, and large testicles in postpubertal male patients. Fragile X Tremor/Ataxia Syndrome: FXTAS is a neurodegenerative disorder that is clinically distinct from fragile X syndrome. Both male and female patients with a premutation are at risk for FXTAS. However, the disorder is much less common and milder in clinical presentation than fragile X syndrome and shows a later age of onset in female patients. Clinical hallmarks of the disorder include intention tremor, gait ataxia, dementia, and neuropsychiatric symptoms. The risk for FXTAS increases as the number of CGG repeats increases, and the majority of individuals with FXTAS have CGG repeat expansions of 70 or more. Penetrance of clinical symptoms is associated with increasing age, with the majority of affected men showing symptoms between age 70 and 90 years. Premature Ovarian Insufficiency: Female patients with a premutation are at risk for increased follicular stimulating hormone levels, early menopause, and POI. Penetrance and early onset of female reproductive symptoms correlate with increasing size of the CGG repeat and reaches its highest penetrance at approximately 80 to 90 repeats. Of note, penetrance remains stable or may even decrease at approximately 100 repeats. There is no risk for increased penetrance of the POI phenotype due to maternal or paternal inheritance of the expanded CGG repeat. | Only orderable as a reflex. For more information see FXS / Fragile X Syndrome, Molecular Analysis, Varies. | An interpretive report will be provided. | For predictive testing, it is important to first document the presence of CGG-repeat amplification in theFMR1gene in an affected family member to confirm that molecular expansion is the underlying mechanism of disease in the family. Test results should be interpreted in the context of clinical findings, family history, and other laboratory data. Errors in the interpretation of results may occur if information given is inaccurate or incomplete. Methylation status will not be assessed on chorionic villus specimens or if the reported sex is female. Less than 1% of individuals clinically diagnosed with fragile X syndrome do not have the CGG expansion-type mutation. These individuals may have a different type of variant within theFMR1gene (eg, deletion or point alteration). Due to incomplete penetrance and variable expression of theFMR1expansion, this test is not reliable for prenatal assessment of disease severity. The absence of an expansion in theFMR1gene does not eliminate the diagnosis of other inherited disorders that have overlapping clinical features with fragile X syndrome, fragile X tremor/ataxia syndrome, or premature ovarian insufficiency. | 1. Jacquemont S, Hagerman RJ, Hagerman PJ, Leehey MA: Fragile-X syndrome and fragile X-associated tremor/ataxia syndrome: two faces ofFMR1. Lancet Neurol. 2007 Jan;6(1):45-55 2.Finucane B, Abrams L, Cronister A, Archibald AD, Bennett RL, McConkie-Rosell A: Genetic counseling and testing for FMR1 gene mutations: practice guidelines of the National Society of Genetic Counselors. J Genet Couns. 2012 Dec;21(6):752-60 3.Monaghan KG, Lyon E, Spector EB: ACMG standards and guidelines for fragile X testing: a revision to the disease-specific supplements to the Standards and Guidelines for Clinical Genetics Laboratories of the American College of Medical Genetics and Genomics. Genet Med. 2013 Jul;15(7):575-586 4. Biancalana V, Glaeser D, McQuaid S, Steinback P: EMQN best practice guidelines for the molecular genetic testing and report of fragile X syndrome and other fragile X-associated disorders. Eur J Hum Genet. 2015 Apr;23(4):417-425. doi: 10.1038/ejhg.2014.185 | Methylation for premutation and full mutation alleles is determined by capillary electrophoresis analysis of a polymerase chain reaction-amplified product from DNA that is treated with a methylation-sensitive restriction enzyme.(Grasso M, Boon EM, Filipovic-Sadic S, et al: A novel methylation PCR that offers standardized determination ofFMR1methylation and CGG repeat length without southern blot analysis. J Mol Diagn. 2014 Jan;16(1):23-31; Snow K, Doud LK, Hagerman R, et al: Analysis of a CGG sequence at the FMR-1 locus in fragile X families and in the general population. Am J Hum Genet. 1993 Dec;53(6):1217-1228) | 8 to 10 days |  | This test was developed and its performance characteristics determined by Mayo Clinic in a manner consistent with CLIA requirements. It has not been cleared or approved by the US Food and Drug Administration. | 81244 | Fragile X, Follow up Analysis | No LOINC Needed | 52424 | Released By | 18771-6
TULG | Francisella tularensis Antibody, IgG, ELISA, Serum | Evaluating the presence of IgG antibodies in patients with suspected tularemia caused byFrancisella tularensis This test shouldnot be usedas a test of cure as it is not quantitative. Patients may remain seropositive for months to years following resolution of disease. | Only orderable as part of a profile. For more information see TULAB / Francisella tularensis Antibody, IgM and IgG, ELISA, Serum. Enzyme-Linked Immunosorbent Assay (ELISA) | Yes | F. tularensis Ab, IgG ELISA, S | Serum | Only orderable as part of a profile. For more information see TULAB /Francisella tularensisAntibody, IgM and IgG, ELISA, Serum. Supplies:Sarstedt Aliquot Tube, 5 mL (T914) Collection Container/Tube: Preferred:Serum gel Acceptable:Red top Submission Container/Tube:Plastic vial Specimen Volume:0.6 mL Collection Instructions:Centrifuge and aliquot serum into a plastic vial. |  | Francisella tularensisis a small, intracellular, coccobacillary gram-negative bacterium andis an obligate pathogen in animals and humans, primarily maintained in rabbits, hares, cats, ticks, and deerflies.F tularensisis found throughout North America and parts of Asia and,similar toBrucellaspecies, is considered a potential agent of bioterrorism. Human infection withF tularensisusually occurs through inhalation of infected aerosols, ingestion of contaminated meat or water, handling of diseased or sick animals, or through the bite of an infected arthropod (eg, tick, deerflies). Following a 3- to 5-day incubation period, the clinical manifestations of infection withF tularensisdiffer primarily depending on the site and route of infection. The most common form of disease is ulceroglandular (45%-80% of cases), which is associated with an arthropod (or animal) bite or another cause of skin barrier compromise. This leads to development of a painful papule that ultimately ulcerates allowing the bacterium to enter the lymphatic system. Glandular tularemia is similar in presentation to ulceroglandular disease; however, it lacks the ulceration and, more frequently, causes septicemia. Other, less frequent clinical manifestations include oculoglandular (Parinaud syndrome), oropharyngeal and gastrointestinal disease, and pneumonic or typhoidal tularemia. Diagnostic testing options forF tularensisprimarily include culture and serology. Providers suspecting tularemia should collect appropriate specimens (eg, skin lesion biopsy, lymph node aspirates) promptly and send for culture. The microbiology laboratory should be alerted to the possibility ofF tularensisto ensure that appropriate safety measures are taken to protect the laboratory technologists. Growth on culture is a definitive means of making a diagnosis of tularensis. Serologic testing may be used to support a diagnosis of current or recent tularensis in patients who are IgM positive, who seroconvert to IgM, or who are IgG positive in paired sera collected 2 to 3 weeks apart. | Only orderable as part of a profile. For more information see TULAB /Francisella tularensisAntibody, IgM and IgG, ELISA, Serum. Negative Reference values apply to all ages. | IgM result IgG result Interpretation Negative Negative No antibodies toFrancisella tularensisdetected. Antibody response may be negative in samples collected too soon following infection/exposure. Repeat testing on a new sample in 1 to 2 weeks if clinically indicated. Positive Negative IgM class antibodies toF tularensisdetected, suggesting current or recent infection. Repeat testing in 1 to 2 weeks to detect seroconversion of IgG may be considered to confirm the diagnosis. Positive Borderline Borderline Negative Questionable presence of IgM antibodies toF tularensis. Consider repeat testing in 1 to 2 weeks. Borderline Positive IgG class antibodies toF tularensisdetected suggesting recent or past infection. Clinical correlation alongside presentation, exposure history and other laboratory findings required. Borderline Borderline Questionable presence of IgM and IgG class antibodies toF tularensis. Consider repeat testing in 1 to 2 weeks. Positive Positive IgM and IgG class antibodies toF tularensisdetected suggesting current, recent or past infection. Cross-reactions may occur in patients with a current or prior Brucella infection. Clinical correlation alongside presentation, exposure history and other laboratory findings required. Negative Positive IgG class antibodies toF tularensisdetected suggesting recent or past infection. Clinical correlation alongside presentation, exposure history and other laboratory findings required. Negative Borderline Questionable presence of IgG antibodies toF tularensis. Consider repeat testing in 1 to 2 weeks. | False-negative results may occur in specimens collected too soon following symptom onset, prior to the development of a detectable immune response. Repeat testing on new specimens collected 2 to 4 weeks later may be helpful. False-positive results may occur in patients previously or currently infected withBrucellaspecies. Other less frequent causes of cross-reactivity that have been reported include prior infection withYersinia,Salmonella,orLegionellaspecies. IgM-class antibodies may be detectable as soon as 1 week after symptom onset and may remain detectable for multiple years following resolution of disease in some individuals. Therefore, an IgM positive result may not indicate current or recent infection in some cases. Multiple subspecies ofFrancisellatularensis, includingF tularensissubspeciestularensis,F tularensissubspeciesholarcticaandF tularensissubspeciesnovicidaare found throughout the northern hemisphere, including in the United States. The IgM and IgG anti-F tularensisenzyme-linked immunosorbent assays used at Mayo Clinic Laboratories are based on the lipopolysaccharide (LPS) antigen ofF tularensis. Although not directly tested, previous studies indicate that there are no antigenic differences between the LPS ofF tularensissubspeciestularensisand the other subspecies. Therefore, these assays should not be used to differentiate between infection with the variousF tularensissubspecies. | 1.Petersen JM, Schriefer ME, Araj GE.FrancisellaandBrucella.In: Carroll KC, Pfaller MA, Landry ML, et al, eds. Manual of Clinical Microbiology. 12th ed. AMS Press; 2019 2. Nigrovic LE, Wingerter SL.Tularemia.Infect Dis Clin North Am. 2008;22(3):489-504. doi:10.1016/j.idc.2008.03.004 | Theenzyme-linked immunosorbent assayis an immunoassay that is particularly suited to the determination of antibodies in various kinds of samples. The reaction is based on the specific interaction of antibodies with their corresponding antigen. The test strips of the microtiter plate are coated with specific antigens of the pathogen of interest. If antibodies in the sample are present, they bind to the fixed antigen. A secondary antibody, which has been conjugated with the enzyme alkaline phosphatase detects and binds to the immune complex. The colorless substrate p-nitrophenylphosphate is then converted into the colored product p-nitrophenol. The signal intensity of this reaction product is proportional to the concentration of the analyte in the sample and is measured photometrically.(Package insert: Francisella tularensis IgG/IgM ELISA. Immuno-Biological Laboratories Inc.; V 142.6) | Same day/1 day | 14 days | This test has been cleared, approved, or is exempt by the US Food and Drug Administration and is used per manufacturer's instructions. Performance characteristics were verified by Mayo Clinic in a manner consistent with CLIA requirements. | 86668 | F. tularensis Ab, IgG ELISA, S | 93717-7 | TULG | F. tularensis Ab, IgG ELISA, S | 93717-7
TULAB | Francisella tularensis Antibody, IgM and IgG, ELISA, Serum | Aiding in the diagnosis of tularemia caused byFrancisella tularensis This test shouldnot be usedas a test of cure as it is not quantitative. Patients may remain seropositive for months to years following resolution of disease. | Enzyme-Linked Immunosorbent Assay (ELISA) | Yes | F. tularensis Ab, IgM/IgG ELISA, S | Serum | Supplies:Sarstedt Aliquot Tube, 5 mL (T914) Collection Container/Tube: Preferred:Serum gel Acceptable:Red top Submission Container/Tube:Plastic vial Specimen Volume:0.6 mL Collection Instructions:Centrifuge and aliquot serum into a plastic vial. | 0.5 mL | Francisella tularensisis a small, intracellular, coccobacillary gram-negative bacterium andis an obligate pathogen in animals and humans, primarily maintained in rabbits, hares, cats, ticks, and deerflies.F tularensisis found throughout North America and parts of Asia and,similar toBrucellaspecies, is considered a potential agent of bioterrorism. Human infection withF tularensisusually occurs through inhalation of infected aerosols, ingestion of contaminated meat or water, handling of diseased or sick animals, or through the bite of an infected arthropod (eg, tick, deerflies). Following a 3- to 5-day incubation period, the clinical manifestations of infection withF tularensisdiffer primarily depending on the site and route of infection. The most common form of disease is ulceroglandular (45%-80% of cases), which is associated with an arthropod (or animal) bite or another cause of skin barrier compromise. This leads to development of a painful papule that ultimately ulcerates allowing the bacterium to enter the lymphatic system. Glandular tularemia is similar in presentation to ulceroglandular disease; however, it lacks the ulceration and, more frequently, causes septicemia. Other, less frequent clinical manifestations include oculoglandular (Parinaud syndrome), oropharyngeal and gastrointestinal disease, and pneumonic or typhoidal tularemia. Diagnostic testing options forF tularensisprimarily include culture and serology. Providers suspecting tularemia should collect appropriate specimens (eg, skin lesion biopsy, lymph node aspirates) promptly and send for culture. The microbiology laboratory should be alerted to the possibility ofF tularensisto ensure that appropriate safety measures are taken to protect the laboratory technologists. Growth on culture is a definitive means of making a diagnosis of tularensis. Serologic testing may be used to support a diagnosis of current or recent tularensis in patients who are IgM positive, who seroconvert to IgM, or who are IgG positive in paired sera collected 2 to 3 weeks apart. | Negative Reference values apply to all ages. | IgM result IgG result Interpretation Negative Negative No antibodies toFrancisella tularensisdetected. Antibody response may be negative in samples collected too soon following infection/exposure. Repeat testing on a new sample in 1 to 2 weeks if clinically indicated. Positive Negative IgM class antibodies toF tularensisdetected, suggesting current or recent infection. Repeat testing in 1 to 2 weeks to detect seroconversion of IgG may be considered to confirm the diagnosis. Positive Borderline Borderline Negative Questionable presence of IgM antibodies toF tularensis. Consider repeat testing in 1 to 2 weeks. Borderline Positive IgG class antibodies toF tularensisdetected suggesting recent or past infection. Clinical correlation alongside presentation, exposure history and other laboratory findings required. Borderline Borderline Questionable presence of IgM and IgG class antibodies toF tularensis. Consider repeat testing in 1 to 2 weeks. Positive Positive IgM and IgG class antibodies toF tularensisdetected suggesting current, recent or past infection. Cross-reactions may occur in patients with a current or prior Brucella infection. Clinical correlation alongside presentation, exposure history and other laboratory findings required. Negative Positive IgG class antibodies toF tularensisdetected suggesting recent or past infection. Clinical correlation alongside presentation, exposure history and other laboratory findings required. Negative Borderline Questionable presence of IgG antibodies toF tularensis. Consider repeat testing in 1 to 2 weeks. | False-negative results may occur in specimens collected too soon following symptom onset, prior to the development of a detectable immune response. Repeat testing on new specimens collected 2 to 4 weeks later may be helpful. False-positive results may occur in patients previously or currently infected withBrucellaspecies. Other less frequent causes of cross-reactivity that have been reported include prior infection withYersinia,Salmonella,orLegionellaspecies. IgM-class antibodies may be detectable as soon as 1 week after symptom onset and may remain detectable for multiple years following resolution of disease in some individuals. Therefore, an IgM-positive result may not indicate current or recent infection in some cases. Multiple subspecies ofFrancisella tularensis, includingF tularensissubspeciestularensis,F tularensissubspeciesholarctica,andF tularensissubspeciesnovicidaare found throughout the northern hemisphere, including in the United States. The IgM and IgG anti-F tularensisenzyme-linked immunosorbent assays used at Mayo Clinic Laboratories are based on the lipopolysaccharide (LPS) antigen ofF tularensis. Although not directly tested, previous studies indicate that there are no antigenic differences between the LPS ofF tularensissubspeciestularensisand the other subspecies. Therefore, these assays should not be used to differentiate between infections with the variousF tularensissubspecies. | 1. Petersen JM, Schriefer ME, Araj GE.FrancisellaandBrucella.In: Carroll KC, Pfaller MA, Landry ML, et al, eds. Manual of Clinical Microbiology. 12th ed. AMS Press; 2019 2. Nigrovic LE, Wingerter SL. Tularemia. Infect Dis Clin North Am. 2008;22(3):489-504. doi:10.1016/j.idc.2008.03.004 | The enzyme-linked immunosorbent assay is an immunoassay that is particularly suited to the determination of antibodies in various kinds of samples. The reaction is based on the specific interaction of antibodies with their corresponding antigen. The test strips of the microtiter plate are coated with specific antigens of the pathogen of interest. If antibodies in the sample are present, they bind to the fixed antigen. A secondary antibody, which has been conjugated with the enzyme alkaline phosphatase detects and binds to the immune complex. The colorless substrate p-nitrophenylphosphate is then converted into the colored product p-nitrophenol. The signal intensity of this reaction product is proportional to the concentration of the analyte in the sample and is measured photometrically. (Package insert: Francisella tularensis IgG/IgM ELISA, Immuno-Biological Laboratories Inc; V 142.6) | Same day/1 to 7 days | 14 days | This test has been cleared, approved, or is exempt by the US Food and Drug Administration and is used per manufacturer's instructions. Performance characteristics were verified by Mayo Clinic in a manner consistent with CLIA requirements. | 86668 x 2 | F. tularensis Ab, IgM/IgG ELISA, S | 93715-1 | TULI | F. tularensis Interpretation | 93718-5
TULI | Francisella tularensis Antibody, IgM and IgG, Technical Interpretation, Serum | Interpretation to aid in the diagnosis of tularemia caused byFrancisella tularensis | Only orderable as part of a profile. For more information see TULAB / Francisella tularensis Antibody, IgM and IgG, ELISA, Serum. Technical Interpretation | Yes | F. tularensis Interpretation | Serum | Only orderable as part of a profile. For more information see TULAB /Francisella tularensisAntibody, IgM and IgG, ELISA, Serum. |  | Francisella tularensisis a small, intracellular, coccobacillary gram-negative bacterium andis an obligate pathogen in animals and humans, primarily maintained in rabbits, hares, cats, ticks, and deerflies.F tularensisis found throughout North America and parts of Asia and,similar toBrucellaspecies, is considered a potential agent of bioterrorism. Human infection withF tularensisusually occurs through inhalation of infected aerosols, ingestion of contaminated meat or water, handling of diseased or sick animals, or through the bite of an infected arthropod (eg, tick, deerflies). Following a 3- to 5-day incubation period, the clinical manifestations of infection withF tularensisdiffer primarily depending on the site and route of infection. The most common form of disease is ulceroglandular (45%-80% of cases), which is associated with an arthropod (or animal) bite or another cause of skin barrier compromise. This leads to development of a painful papule that ultimately ulcerates allowing the bacterium to enter the lymphatic system. Glandular tularemia is similar in presentation to ulceroglandular disease; however, it lacks the ulceration and, more frequently, causes septicemia. Other, less frequent clinical manifestations include oculoglandular (Parinaud syndrome), oropharyngeal and gastrointestinal disease, and pneumonic or typhoidal tularemia. Diagnostic testing options forF tularensisprimarily include culture and serology. Providers suspecting tularemia should collect appropriate specimens (eg, skin lesion biopsy, lymph node aspirates) promptly and send for culture. The microbiology laboratory should be alerted to the possibility ofF tularensisto ensure that appropriate safety measures are taken to protect the laboratory technologists. Growth on culture is a definitive means of making a diagnosis of tularensis. Serologic testing may be used to support a diagnosis of current or recent tularensis in patients who are IgM positive, who seroconvert to IgM, or who are IgG positive in paired sera collected 2 to 3 weeks apart. | Only orderable as part of a profile. For more information see TULAB /Francisella tularensisAntibody, IgM and IgG, ELISA, Serum. IgM: Negative IgG: Negative Reference values apply to all ages. | IgM result IgG result Interpretation Negative Negative No antibodies toFrancisella tularensisdetected. Antibody response may be negative in samples collected too soon following infection/exposure. Repeat testing on a new sample in 1 to 2 weeks if clinically indicated. Positive Negative IgM class antibodies toF tularensisdetected, suggesting current or recent infection. Repeat testing in 1 to 2 weeks to detect seroconversion of IgG may be considered to confirm the diagnosis. Positive Borderline Borderline Negative Questionable presence of IgM antibodies toF tularensis. Consider repeat testing in 1 to 2 weeks. Borderline Positive IgG class antibodies toF tularensisdetected suggesting recent or past infection. Clinical correlation alongside presentation, exposure history and other laboratory findings required. Borderline Borderline Questionable presence of IgM and IgG class antibodies toF tularensis. Consider repeat testing in 1 to 2 weeks. Positive Positive IgM and IgG class antibodies toF tularensisdetected suggesting current, recent or past infection. Cross-reactions may occur in patients with a current or prior Brucella infection. Clinical correlation alongside presentation, exposure history and other laboratory findings required. Negative Positive IgG class antibodies toF tularensisdetected suggesting recent or past infection. Clinical correlation alongside presentation, exposure history and other laboratory findings required. Negative Borderline Questionable presence of IgG antibodies toF tularensis. Consider repeat testing in 1 to 2 weeks. | False-negative results may occur in specimens collected too soon following symptom onset, prior to the development of a detectable immune response. Repeat testing on new specimens collected 2 to 4 weeks later may be helpful. False-positive results may occur in patients previously or currently infected withBrucellaspecies. Other less frequent causes of cross-reactivity that have been reported include prior infection withYersinia,Salmonella,orLegionellaspecies. IgM-class antibodies may be detectable as soon as 1 week after symptom onset and may remain detectable for multiple years following resolution of disease in some individuals. Therefore, an IgM positive result may not indicate current or recent infection in some cases. Multiple subspecies ofFrancisella tularensis, includingF tularensissubspeciestularensis,F tularensissubspeciesholarctica,andF tularensissubspeciesnovicidaare found throughout the northern hemisphere, including in the United States. The IgM and IgG anti-F tularensisenzyme-linked immunosorbent assays used at Mayo Clinic Laboratories are based on the lipopolysaccharide (LPS) antigen ofF tularensis. Although not directly tested, previous studies indicate that there are no antigenic differences between the LPS ofF tularensissubspeciestularensisand the other subspecies. Therefore, these assays should not be used to differentiate between infection with the variousF tularensissubspecies. | 1. Petersen JM, Schriefer ME, Araj GE. Francisella and Brucella. In: Carroll KC, Pfaller MA, Landry ML, et al, eds. Manual of Clinical Microbiology. 12th ed. AMS Press; 2019 2. Nigrovic LE, Wingerter SL. Tularemia. Infect Dis Clin North Am. 2008;22(3):489-504. doi:10.1016/j.idc.2008.03.004 | Automated interpretation of IgM and IgG antibody results forFrancisella tularensis. | Same day/1 day |  | Not Applicable |  | F. tularensis Interpretation | 93718-5 | TULI | F. tularensis Interpretation | 93718-5
TULM | Francisella tularensis Antibody, IgM, ELISA, Serum | Evaluating the presence of IgM antibodies in patients with suspected tularemia caused byFrancisella tularensis This test shouldnot be usedas a test of cure as it is not quantitative. Patients may remain seropositive for months to years following resolution of disease. | Only orderable as part of a profile. For more information see TULAB / Francisella tularensis Antibody, IgM and IgG, ELISA, Serum. Enzyme-Linked Immunosorbent Assay (ELISA) | Yes | F. tularensis Ab, IgM ELISA, S | Serum | Only orderable as part of a profile. For more information see TULAB /Francisella tularensisAntibody, IgM and IgG, ELISA, Serum. Supplies:Sarstedt Aliquot Tube, 5mL (T914) Collection Container/Tube: Preferred:Serum gel Acceptable:Red top Submission Container/Tube:Plastic vial Specimen Volume:0.6 mL Collection Instructions:Centrifuge and aliquot serum into a plastic vial. |  | Francisella tularensisis a small, intracellular, coccobacillary gram-negative bacterium andis an obligate pathogen in animals and humans, primarily maintained in rabbits, hares, cats, ticks, and deerflies.F tularensisis found throughout North America and parts of Asia and,similar toBrucellaspecies, is considered a potential agent of bioterrorism. Human infection withF tularensisusually occurs through inhalation of infected aerosols, ingestion of contaminated meat or water, handling of diseased or sick animals, or through the bite of an infected arthropod (eg, tick, deerflies). Following a 3- to 5-day incubation period, the clinical manifestations of infection withF tularensisdiffer primarily depending on the site and route of infection. The most common form of disease is ulceroglandular (45%-80% of cases), which is associated with an arthropod (or animal) bite or another cause of skin barrier compromise. This leads to development of a painful papule that ultimately ulcerates allowing the bacterium to enter the lymphatic system. Glandular tularemia is similar in presentation to ulceroglandular disease; however, it lacks the ulceration and, more frequently, causes septicemia. Other, less frequent clinical manifestations include oculoglandular (Parinaud syndrome), oropharyngeal and gastrointestinal disease, and pneumonic or typhoidal tularemia. Diagnostic testing options forF tularensisprimarily include culture and serology. Providers suspecting tularemia should collect appropriate specimens (eg, skin lesion biopsy, lymph node aspirates) promptly and send for culture. The microbiology laboratory should be alerted to the possibilityof F tularensisto ensure that appropriate safety measures are taken to protect the laboratory technologists. Growth on culture is a definitive means of making a diagnosis of tularensis. Serologic testing may be used to support a diagnosis of current or recent tularensis in patients who are IgM positive, who seroconvert to IgM, or who are IgG positive in paired sera collected 2 to 3 weeks apart. | Only orderable as part of a profile. For more information see TULAB /Francisella tularensisAntibody, IgM and IgG, ELISA, Serum. Negative Reference values apply to all ages. | IgM result IgG result Interpretation Negative Negative No antibodies toFrancisella tularensisdetected. Antibody response may be negative in samples collected too soon following infection/exposure. Repeat testing on a new sample in 1 to 2 weeks if clinically indicated. Positive Negative IgM class antibodies toF tularensisdetected, suggesting current or recent infection. Repeat testing in 1 to 2 weeks to detect seroconversion of IgG may be considered to confirm the diagnosis. Positive Borderline Borderline Negative Questionable presence of IgM antibodies toF tularensis. Consider repeat testing in 1 to 2 weeks. Borderline Positive IgG class antibodies toF tularensisdetected suggesting recent or past infection. Clinical correlation alongside presentation, exposure history and other laboratory findings required. Borderline Borderline Questionable presence of IgM and IgG class antibodies toF tularensis. Consider repeat testing in 1 to 2 weeks. Positive Positive IgM and IgG class antibodies toF tularensisdetected suggesting current, recent or past infection. Cross-reactions may occur in patients with a current or prior Brucella infection. Clinical correlation alongside presentation, exposure history and other laboratory findings required. Negative Positive IgG class antibodies toF tularensisdetected suggesting recent or past infection. Clinical correlation alongside presentation, exposure history and other laboratory findings required. Negative Borderline Questionable presence of IgG antibodies toF tularensis. Consider repeat testing in 1 to 2 weeks. | False-negative results may occur in specimens collected too soon following symptom onset, prior to the development of a detectable immune response. Repeat testing on new specimens collected 2 to 4 weeks later may be helpful. False-positive results may occur in patients previously or currently infected withBrucellaspecies. Other less frequent causes of cross-reactivity that have been reported include prior infection withYersinia,Salmonella,orLegionellaspecies. IgM-class antibodies may be detectable as soon as 1 week after symptom onset and may remain detectable for multiple years following resolution of disease in some individuals. Therefore, an IgM positive result may not indicate current or recent infection in some cases. Multiple subspecies ofFrancisella tularensis, includingF tularensissubspeciestularensis,F tularensissubspeciesholarctica,andF tularensissubspeciesnovicida,are found throughout the northern hemisphere, including in the United States. The IgM and IgG anti-F tularensisenzyme-linked immunosorbent assays used at Mayo Clinic Laboratories are based on the lipopolysaccharide (LPS) antigen ofF tularensis. Although not directly tested, previous studies indicate that there are no antigenic differences between the LPS ofF tularensissubspeciestularensisand the other subspecies. Therefore, these assays should not be used to differentiate between infection with the variousF tularensissubspecies. | 1. Petersen JM, Schriefer ME, Araj GE. Francisella and Brucella. In: Carroll KC, Pfaller MA, Landry ML, et al, eds. Manual of Clinical Microbiology. 12th ed. AMS Press; 2019 2. Nigrovic LE, Wingerter SL. Tularemia. Infect Dis Clin North Am. 2008;22(3):489-504. doi:10.1016/j.idc.2008.03.004 | The enzyme-linked immunosorbent assay is an immunoassay that is particularly suited to the determination of antibodies in various kinds of samples. The reaction is based on the specific interaction of antibodies with their corresponding antigen. The test strips of the microtiter plate are coated with specific antigens of the pathogen of interest. If antibodies in the sample are present, they bind to the fixed antigen. A secondary antibody, which has been conjugated with the enzyme alkaline phosphatase detects and binds to the immune complex. The colorless substrate p-nitrophenylphosphate is then converted into the colored product p-nitrophenol. The signal intensity of this reaction product is proportional to the concentration of the analyte in the sample and is measured photometrically.(Package insert: Francisella tularensis IgG/IgM ELISA, Immuno-Biological Laboratories Inc; V 142.6) | Same day/1 day | 14 days | This test has been cleared, approved, or is exempt by the US Food and Drug Administration and is used per manufacturer's instructions. Performance characteristics were verified by Mayo Clinic in a manner consistent with CLIA requirements. | 86668 | F. tularensis Ab, IgM ELISA, S | 93716-9 | TULM | F. tularensis Ab, IgM ELISA, S | 93716-9
NEFA | Free Fatty Acids, Total, Serum | Evaluation of metabolic status of patients with endocrinopathies Monitoring of control of diabetes mellitus Monitoring the effects of therapeutic diet/exercise lifestyle changes | Enzymatic Colorimetric | Yes | Free Fatty Acids, Total, S | Serum | Patient Preparation: 1. Fasting-overnight (12-14 hours). 2. Patient must not consume any alcohol for 24 hours before the specimen is collected. 3. Patient should not be receivingtherapeutic heparin. Collection Container/Tube: Preferred:Serum gel Acceptable:Red top Submission Container/Tube:Plastic vial Specimen Volume:1 mL Collection Instructions: 1. Centrifuge within 45 minutes of collection and aliquot 1 mL of serum into a plastic vial. 2. Immediately freeze specimen. | 0.5 mL | Elevated serum concentrations of nonesterified fatty acids (NEFA) are associated with cardiovascular disease, metabolic syndrome, obesity, and type 2 diabetes mellitus. NEFA are causally linked with insulin resistance and inflammation of vascular endothelium. | > or =18 years: 0.00-0.72 mmol/L Reference values have not been established for patients who are <18 years of age. | Abnormally high levels of free fatty acids are associated withuncontrolled diabetes mellitus and with conditions that involveexcessive release of a lipoactive hormone such as epinephrine,norepinephrine, glucagon, thyrotropin, and adrenocorticotropin. | Patients receiving therapeutic heparin are unsuitable for this analysis. Heparin causes the release of free fatty acids by stimulating the activity of lipoprotein lipase, which causes triglycerides associated with blood lipoproteins to release free fatty acids. In order to eliminate the generation of free fatty acids from triglycerides by serum lipases (causing erroneous elevations), serum should be frozen as soon as possible after it is collected and shipped frozen. | 1. Boden G. Obesity and free fatty acids. Endocrinol Metab Clin North Am. 2008;37(3):635-646, viii-ix. doi:10.1016/j.ecl.2008.06.007 2. Haus JM, Soloman TP, Marchetti CM, Edmison JM, Gonzalez F, Kirwan JP. Free fatty acid-induced hepatic insulin resistance is attenuated following lifestyle intervention in obese individuals with impaired glucose tolerance. J Clin Endocrinol Metab. 2010;95(1):323-327. doi: 10.1210/jc.2009-1101 3.Imrie H, Abbas A, Kearney M. Insulin resistance, lipotoxicity and endothelial dysfunction. Biochim Biophys Acta. 2010;1801 (3):320-326. doi:10.1016/j.bbalip.2009.09.025 4.Marusic M, Paic M, Knobloch M, Liberati Prso AM. NAFLD, Insulin Resistance, and Diabetes Mellitus Type 2. Can J Gastroenterol Hepatol. 2021;2021:6613827. doi:10.1155/2021/6613827 | In the presence of adenosine triphosphate and coenzyme A (CoA),serumnon-esterified fatty acids form acyl-CoA, adenosine monophosphate and pyrophosphate when treated with acylCoA synthetase. The acylCoA is then oxidized by adding acylCoA oxidase to produce hydrogen peroxide, which in the presence of added peroxidase allows for the oxidative condensation of 3-methyl-N-ethyl-N-(beta-hydroxyethyl)-aniline with 4-aminoantipyrine to form apurple colored end product.(Package insert: HR Series NEFA-HR(2). Fujifilm Healthcare Americas Corporation; 22.01.20K08 12/2021) | 1 to 3 days | 7 days | This test has been cleared, approved, or is exempt by the US Food and Drug Administration and is used per manufacturer's instructions. Performance characteristics were verified by Mayo Clinic in a manner consistent with CLIA requirements. | 82725 | Free Fatty Acids, Total, S | 15066-4 | NEFA | Free Fatty Acids, Total, S | 15066-4
FRTUP | Free Thyroxine Index (FTI), Serum | Estimating the amount of circulating free thyroxine (free thyroxine index) using the total thyroxine and thyroid binding capacity (T-uptake) | TUPC: Electrochemiluminescence Immunoassay (ECLIA) T4S: Electrochemiluminescence (ECL) FRTI: Calculation | Yes | Free Thyroxine Index(FTI), S | Serum | Patient Preparation: 1. For 12 hours before specimen collection do nottake multivitamins or dietary supplements containing biotin (vitamin B7), which is commonly found in hair, skin, and nail supplements and multivitamins. 2. Ifpatient is receiving treatment with lipid-lowering agents containing dextrothyroxine (D-T4), discontinue for 4 to 6 weeks prior to specimen collection. Collection Container/Tube: Preferred:Serum gel Acceptable:Red top Submission Container/Tube:Plastic vial Specimen Volume:1 mL Collection Instructions:Centrifuge and aliquot serum into a plastic vial. | 0.5 mL | The determination of the total thyroxine (T4) concentration is of importance in laboratory diagnostics for differentiating between euthyroid, hyperthyroid, and hypothyroid conditions. As the major fraction of the total T4 is bound to transport proteins (thyroxine-binding globulin [TBG], prealbumin, and albumin), the determination of total T4 only provides correct information when the thyroxine-binding capacity (TBC) in serum is normal. The free thyroid hormones are in equilibrium with the hormones bound to the carrier proteins. The TBC or T-uptake assay provides a measure of the available thyroxine-binding sites. Determination of the free thyroxine index (FTI) from the quotient of total T4 and thyroxine-binding index (ie, result of the T-uptake determination) takes into account changes in the thyroid hormone carrier proteins and the thyroxine level. While total T4 is a relatively reliable indicator of T4 levels in the presence of normal binding proteins, it is not a reliable indicator when binding proteins are abnormal. For example, increases in thyroxine-binding proteins may cause increased total T4 levels despite normal free T4 levels and normal thyroid function. Results are changed by drugs or physical conditions that alter the patient's TBG levels or drugs that compete with endogenous T4 and T3 for protein-binding sites. Direct measurement of free thyroxine(FRT4 / T4 [Thyroxine], Free, Serum)has replaced the FTI test in most clinical situations. | THYROXINE BINDING CAPACITY (units are in Thyroxine Binding Index: TBI): 0-19 years: 0.8-1.2 TBI > or =20 years: 0.8-1.3 TBI T4 TOTAL (T4): 0-5 days: 5.0-18.5 mcg/dL 6 days-2 months: 5.4-17.0 mcg/dL 3-11 months: 5.7-16.0 mcg/dL 1-5 years: 6.0-14.7 mcg/dL 6-10 years: 6.0-13.8 mcg/dL 11-19 years: 5.9-13.2 mcg/dL > or =20 years: 4.5-11.7 mcg/dL FREE THYROXINE INDEX: 0-5 days: 5.1-20.8 mcg/dL 6 days-2 months: 5.5-18.0 mcg/dL 3-11 months: 5.7-16.8 mcg/dL 1-5 years: 5.9-15.0 mcg/dL 6-10 years: 6.0-13.9 mcg/dL 11-19 years: 5.9-13.2 mcg/dL > or =20 years: 4.8-12.7 mcg/dL For International System of Units (SI) conversion for Reference Values, seewww.mayocliniclabs.com/order-tests/si-unit-conversion.html | The free thyroxine index (FTI) is determined by the following calculation: FTI =thyroxine (T4)/thyroid binding capacity The FTI is a normalized determination that remains relatively constant in healthy individuals and compensates for abnormal levels of binding proteins. Hyperthyroidism causes increased FTI, and hypothyroidism causes decreased values. | This test cannot be used for patients receiving treatment with lipid-lowering agents containing dextrothyroxine (D-T4). If the thyroid function is to be checked in such patients, the therapy should first be discontinued for 4 to 6 weeks to allow the physiological state to become re-established. Autoantibodies to thyroid hormones can interfere with the assay. Binding protein anomalies seen with familial dysalbuminemic hyperthyroxinemia, for example, may cause values which, while characteristic of the condition, deviate from the expected results. | 1. Whitley RJ, Meikle AW, Watts NB. Thyroid function. In: Burtis CA, Ashwood, ER, eds. Tietz Fundamentals of Clinical Chemistry. 4th ed. WB Saunders Company; 1996:645-646 2. Wilson JD, Foster DW, Kronenburg MD, et al. Williams Textbook of Endocrinology. 9th ed. WB Saunders Company; 1998:407-477 3. Freedman DB, Halsall D, Marshall WJ, Ellervik C. Thyroid disorders. In: Rifai N, Horvath AR, Wittwer CT, eds.Tietz Textbook of Clinical Chemistry and Molecular Diagnostics.6th ed. Elsevier; 2018:1572-1616 4. Ross DS, Burch HB, Cooper DS, et al. 2016 American Thyroid Association Guidelines for Diagnosis and Management of Hyperthyroidism and Other Causes of Thyrotoxicosis. Thyroid. 2016;26(10):1343-1421 5. Persani L, Cangiano B, Bonomi M. The diagnosis and management of central hypothyroidism in 2018.Endocr Connect.2019;8(2):R44-R54. doi: 10.1530/EC-18-0515 | Thyroxine Binding Capacity: Thyroxine (T4) occupies the free binding sites in the serum sample. After addition of a T4-specific antibody labeled with a ruthenium complex, the T4-polyhapten and the antibody derivative react to form a complex, the concentration of which is inversely proportional to the concentration of the excess, exogenous T4. This immunological complex becomes bound to the added streptavidin-coated microparticles via interaction of biotin and streptavidin. Application of a voltage to the electrode then induces chemiluminescent emission which is measured by a photomultiplier.(Package insert: T-Uptake reagent. Roche Diagnostics; V3, 10/2022) Total Thyroxine: The RocheElecsysT4 assay is a competitive assay using electrochemiluminescence detection. Bound T4 is released from binding proteins by 8-anilino-1-naphthalene sulfonic acid. Patient specimen is incubated with sheep polyclonal anti-T4 antibody labeled with ruthenium. Streptavidin-coated microparticles and biotinylated T4 are added for a second incubation during which the still free binding sites of the labeled antibody become occupied. The resulting immunocomplex becomes bound to the solid phase by interaction of biotin and streptavidin. The reaction mixture is aspirated into the measuring cell where the microparticles are magnetically captured onto the surface of the electrode. Unbound substances are then removed and application of a voltage to the electrode induces the electrochemiluminescent emission.This signal is measured against a calibration curve to determine patient results.(Package insert: Elecsys T4. Roche Diagnostics; V 2.0, 01/2019) | Same day/1 to 2 days | 7 days | This test has been cleared, approved, or is exempt by the US Food and Drug Administration and is used per manufacturer's instructions. Performance characteristics were verified by Mayo Clinic in a manner consistent with CLIA requirements. | 84479-Thyroxine binding capacity84436-Thyroxine total | Free Thyroxine Index(FTI), S | 32215-6 | FRTI | Free Thyroxine Index | 32215-6
FLARP | Free-Living Amebae, Molecular Detection, PCR, Varies | Aids in the diagnosis of primary amebic meningoencephalitis and granulomatous amebic encephalitis in spinal fluid and tissue in conjunction with clinical and radiologic findings This testshould not be usedto screen asymptomatic patients. | Real-Time Polymerase Chain Reaction (PCR)/TaqMan DNA Probe Hybridization | Yes | Free-living Amebae Detection, PCR | For more information seeMeningitis/Encephalitis Panel Algorithm. | Submit only 1 of the following specimens: Specimen Type:Spinal fluid Container/Tube:Sterile container Specimen Volume:0.5 mL Collection Instructions:Send vial number 2. Specimen Type:Tissue: Fresh Sources:Brain, skin, lung Container/Tube:Sterile container Specimen Volume:5 to 10 mm Collection Instructions:Submit tissue in a sterile container with 1 mL of sterile saline or minimal essential media (MEM). Preferred: Paraffin-embedded tissue block: Supplies:Tissue Block Container (T553) Specimen Type:Formalin-fixed, paraffin-embedded tissue block (FFPE) Sources:Brain, skin, lung Container/Tube:Tissue block Collection Instructions:Submit a FFPE tissue block to be cut and returned. Acceptable: Paraffin-embedded tissue block: Specimen Type:Formalin-fixed, paraffin-embedded tissue block (FFPE) Sources:Brain, skin, lung Container/Tube:Sterile container for each individual cut section (scroll). Collection Instructions:Perform microtomy and prepare five separate 10-micron sections.Each section (scroll) must be placed in a separate sterile container for submission. | Spinal Fluid: 0.3 mL; Tissue: 5 mm biopsy | Several free-living amebae can infect the central nervous system (CNS) and cause devastating, usually fatal, disease. The route of entry and clinical course of infection varies with the type of ameba involved.Naegleria fowleritypically causes rapidly progressive primary amebic meningoencephalitis (PAM) in previously healthy children or adults. Infection is acquired during contact with contaminated water, including swimming and diving in warm stagnant freshwater lakes and by nasal irrigation with nonsterile water. During contact, the amebae enter the nasal sinuses and travel along the olfactory nerve through the cribriform plate of the skull and into the CNS. PAM is almost uniformly fatal within several days of exposure. Because of the rarity of the infection and difficulty in initial detection, about 75% of diagnoses are made after the death of the patient. In contrast,Acanthamoebaspecies andBalamuthia mandrillarisusually cause a subacute CNS illness, usually in adults who are immunocompromised, called granulomatous amebic encephalitis (GAE). The presentation of GAE can mimic a brain abscess, aseptic or chronic meningitis, or CNS malignancy. The amebae usually disseminate to the CNS from the lungs or a primary skin lesion. These amebae are usually identified by microscopic examination of cerebrospinal fluid or brain tissue and agar culture. Culture is more sensitive than microscopy alone but takes up to 7 days to produce a positive result. Also,B mandrillariswill not grow in routine culture. Real-time polymerase chain reaction assays offer a rapid and sensitive alternative to microscopy and culture. | Negative | A positive result indicates the presence of free-living amoeba DNA and is consistent with active or recent infection. While positive results are highly specific indicators of disease, they should be correlated with symptoms and clinical findings of primary amebic meningoencephalitis and granulomatous amebic encephalitis. | Primary amebic meningoencephalitis due toNaegleria fowleriis a rapidly fatal disease, and rapid detection may improve the likelihood of survival. The fastest way to make a diagnosis is through examination of spinal fluid for characteristic trophozoites. This should be performed in addition to polymerase chain reaction testing. While this assay is designed to detect symptomatic infection withfree-living amoeba species, the widespread distribution of these microscopic amebae in the environment may contaminate inanimate objects. Thus, testing should be reserved for patients with a clinical history and symptoms consistent withgranulomatous amebic encephalitisandprimary amebic meningoencephalitis. Inadequate specimen collection or improper storage may invalidate test results. Free-living amoeba DNA may be detectable for an unknown period of time after adequate treatment. | 1. Cope JR, Ali KM, Visvesvara GS: Pathogenic and opportunistic free-living amebae. In: Carroll KC, Pfaller MA, Landry ML, et al, eds. Manual of Clinical Microbiology. 12th Ed. ASM Press; 2019:chap142 2. Centers for Disease Control and Prevention, National Center for Emerging and Zoonotic Infectious Diseases (NCEZID), Division of Foodborne, Waterborne, and Environmental Diseases (DFWED): Parasites -Acanthamoeba-Granulomatous Amebic Encephalitis (GAE); Keratitis. CDC; Updated December 29, 2021. Accessed March 28, 2023. Available at www.cdc.gov/parasites/acanthamoeba/health_professionals/acanthamoeba_keratitis_hcp.html 3Centers for Disease Control and Prevention, National Center for Emerging and Zoonotic Infectious Diseases (NCEZID), Division of Foodborne, Waterborne, and Environmental Diseases (DFWED):Naegleria fowleri -Primary Amebic Meningoencephalitis (PAM) - Amebic Encephalitis. Updated July 7, 2022. Accessed February 19, 2023. Available at www.cdc.gov/parasites/naegleria/health_professionals.html | The assay is performed on the Roche LightCycler (LC) 480 II instrument following DNA extraction on the Roche MagNA Pure or the Siemens Tissue Preparation System (TPS). The LC 480 II instrument is an automated instrument that amplifies and monitors the development of target nucleic acid (amplicon) after each polymerase chain reaction (PCR) cycle. The DNA target for this PCR assay is a gene encoding the nuclear small subunit ribosomal 18S ribosomal RNA (rRNA). The PCR is run as 2 separate assays: primers and probes for Acanthamoeba species and an internal control will comprise 1 reaction, while primes and probes forBalamuthiamandrillarisandNaegleriafowleriare contained in the second reaction. The forward and reverse primers are for template amplification and the TaqMan probes (FAM and CY5) are for detection. The FAM and CY5 probes contain a fluorophore (5'-end) and a quencher (3'-end) in close proximity; the quencher inhibits the fluorescence signal from the fluorophore while the probe is intact. After the probe anneals to the targeted ameba 18S rDNA, it is subsequently degraded by a DNA polymerase with 5'-3' exonuclease activity, resulting in release of the fluorophore and production of signal. Presence of the specific organism nucleic acid is confirmed by the presence of an amplification curve, which is used to determine if a specimen is positive or negative.(Qvarnstrom Y, Visvesvara GS, Sriram R, da Silva AJ: Multiplex real-time PCR assay for simultaneous detection of Acanthamoeba spp., Balamuthia mandrillaris, and Naegleria fowleri. J Clin Microbiol. 2006 Oct;44[10]:3589-3595; Connelly L, Anijeet D, Alexander CL: A descriptive case of persistent Acanthamoeba keratitis: raising awareness of this complex ocular disease. Access Microbiol. 2019 Nov 28;2[3]:acmi000084; Norgan AP, Sloan LM, Pritt BS:Detection of Naegleria fowleri, Acanthamoeba spp, and Balamuthia mandrillaris in formalin-fixed, paraffin-embedded tissues by real-time multiplex polymerase chain reaction. Am J Clin Pathol. 2019 Nov 4;152[6]:799-807) | 2 to 3 days | 7 days | This test was developed and its performance characteristics determined by Mayo Clinic in a manner consistent with CLIA requirements. It has not been cleared or approved by the US Food and Drug Administration. | 87798 x 387999 (if appropriate for government payers) | Free-living Amebae Detection, PCR | 96910-5 | 38062 | Naegleria fowleri PCR | 87758-9
FFRWB | Friedreich Ataxia, Frataxin, Quantitative, Blood | Diagnosing individuals with Friedreich ataxia in whole blood specimens Monitoring frataxin levels in patients with Friedreich ataxia This test isnot usefulfor carrier detection. | Immunoassay | Yes | Frataxin, Quant, WB | Whole blood | Collection Container/Tube: Preferred:Lavender top (EDTA) Acceptable:Green top (sodium or lithium heparin) Specimen Volume:2 mL Collection Instructions: Send whole blood specimen in original tube.Do not aliquot. | 1.25 mL | Friedreich ataxia (FA) is an autosomal recessive disease affecting approximately 1:50,000 individuals in the white population. The disease is clinically characterized by progressive spasticity, ataxia, dysarthria, absent lower limb reflexes, sensory loss, and scoliosis. Cardiac involvement occurs with the development of myocardial fibrosis due to mitochondrial proliferation and loss of contractile proteins. It tends to be correlated with the clinical neurologic age of onset and the GAA triplet repeat length, but not the duration of disease or the severity of neurologic symptoms. Although most individuals begin experiencing initial symptoms between 10 and 15 years of age, atypical late-onset forms with initial symptoms presenting after age 25 do occur. FA is caused by variants in theFXNgene encoding a mitochondrial protein, frataxin. Variants in this gene lead to a reduced expression of frataxin, which causes the clinical manifestations of the disease. Approximately 96% of individuals with FA have a homozygous expansion of the GAA trinucleotide repeat in intron 1 ofFXN. The remaining 4% of FA patients have the trinucleotide expansion on 1 allele and a point alteration or deletion on the second allele. Normal alleles contain between 5 to 33 GAA repeats. Disease-causing alleles typically range from 66 to 1700 repeats, although the majority of individuals with FA have repeats ranging from 600 to 1200. Historically, FA has been diagnosed by use of a DNA-based molecular test to detect the presence of the GAA expansion. Unfortunately, testing for the triplet repeat expansion will miss patients with point alterations or deletions. Moreover, a molecular-based analysis is not able to effectively monitor treatment. In contrast, this protein-based assay measuring concentration of frataxin is suitable for both diagnosis as well as treatment monitoring in individuals with FA. For patients with a low frataxin level, molecular repeat expansion analysis of theFXNgene (AFXN / Friedreich Ataxia, Repeat Expansion Analysis, Varies) allows for detection of disease-causing expansion alleles. | Pediatric (<18 years) normal frataxin: > or =19 ng/mL Adults (> or =18 years) normal frataxin: > or =21 ng/mL | Normal results (> or =19 ng/mL for pediatric and > or =23 ng/mL for adult patients) in properly submitted specimens are not consistent with Friedreich ataxia. For results outside the normal reference range an interpretative comment will be provided. | No significant cautionary statements | 1. Oglesbee D, Kroll C, Gakh O, et al. High-throughput immunoassay for the biochemical diagnosis of Friedreich ataxia in dried blood spots and whole blood. Clin Chem. 2013;59(10):1461-1469. doi:10.1373/clinchem.2013.207472 2. Deutsch EC, Oglesbee D, Greeley NR, Lynch DR. Usefulness of frataxin immunoassays for the diagnosis of Friedreich ataxia. J Neurol Neurosurg Psychiatry. 2014;85(9):994-1002 3. Delatycki MB, Bidichandani SI. Friedreich ataxia- pathogenesis and implications for therapies. Neurobiol Dis. 2019;132:104606. doi:10.1016/j.nbd.2019.104606 4. Boehm T, Scheiber-Mojdehkar B, Kluge B, Goldenberg H, Laccone F, Sturm B. Variations of frataxin protein levels in normal individuals. Neurol Sci. 2011;32(2):327-330. doi:10.1007/s10072-010-0326-1 5. Hanson E, Sheldon M, Pacheco B, Alkubeysi M, Raizada V. Heart disease in Friedreich's ataxia. World J Cardiol. 2019;11(1):1-12. doi:10.4330/wjc.v11.i1.1 | The immunoassay utilizes frataxin-specific monoclonal antibodies bound to Luminex microspheres as capture antibodies and biotinylated frataxin-specific polyclonal antibodies as detection antibodies. Streptavidin-phycoerythrin attaches to the biotin and when exposed to light at 352 nM emits a photon that is measured and that signal is used to determine the amount of frataxin in the sample.(Oglesbee D, Kroll C, Gakh O, et al. High-throughput immunoassay for the biochemical diagnosis of Friedreich ataxia in dried blood spots and whole blood. Clin Chem. 2013;59(10):1461-1469. doi:10.1373/clinchem.2013.207472; Cowan T, Pasquali M. Laboratory investigations of inborn errors of metabolism. In: Sarafoglou K, Hoffman GF, Roth KS, eds. Pediatric Endocrinology and Inborn Errors of Metabolism. 2nd ed. McGraw-Hill; 2017:1139-1158) | 14 to 30 days | 1 month | This test was developed and its performance characteristics determined by Mayo Clinic in a manner consistent with CLIA requirements. It has not been cleared or approved by the US Food and Drug Administration. | 83520 | Frataxin, Quant, WB | 80979-8 | 32256 | Interpretation | 59462-2
FFRBS | Friedreich Ataxia, Frataxin, Quantitative, Blood Spot | Diagnosing individuals with Friedreich ataxia in blood spot specimens Monitoring frataxin levels in patients with Friedreich ataxia This test isnot usefulfor carrier detection. | Immunoassay | Yes | Frataxin, Quant, BS | Whole blood | Supplies:Card-Blood Spot Collection (Filter Paper) (T493) Container/Tube: Preferred:Blood spot collection card Acceptable:PerkinElmer 226 (formerly Ahlstrom 226) Filter Paper and Whatman Protein Saver 903 Paper Specimen Volume:2 blood spots Collection Instructions: 1. An alternative blood collection option for a patient older than 1 year is a fingerstick. For detailed instructions, seeHow to Collect Dried Blood Spot Samples. 2. Let blood dry on the filter paper at ambient temperature in a horizontal position for a minimum of 3 hours. 3. Do not expose specimen to heat or direct sunlight. 4. Do not stack wet specimens. 5. Keep specimen dry Specimen Stability Information:Ambient (preferred)/Refrigerated Additional Information: 1. Due to lower concentrations of DNA yielded from blood spots, some aspects of the test may not perform as well as DNA extracted from a whole blood sample. When applicable, specific gene regions that were unable to be interrogated will be noted in the report. Alternatively, additional specimen may be needed to complete testing. 2. For collection instructions, seeBlood Spot Collection Instructions 3. For collection instructions in Spanish, seeBlood Spot Collection Card-Spanish Instructions(T777) 4. For collection instructions in Chinese, seeBlood Spot Collection Card-Chinese Instructions(T800) | 1 Blood spot | Friedreich ataxia (FA) is an autosomal recessive disease affecting approximately 1:50,000 individuals in the white population. The disease is clinically characterized by progressive spasticity, ataxia, dysarthria, absent lower limb reflexes, sensory loss, and scoliosis. Cardiac involvement occurs with the development of myocardial fibrosis due to mitochondrial proliferation and loss of contractile proteins. It tends to be correlated with the clinical neurologic age of onset and the GAA triplet repeat length, but not the duration of disease or the severity of neurologic symptoms. Although most individuals begin experiencing initial symptoms between 10 and 15 years of age, atypical late-onset forms with initial symptoms presenting after age 25 do occur. FA is caused by variants in theFXNgene encoding a mitochondrial protein, frataxin. Variants in this gene lead to a reduced expression of frataxin, which causes the clinical manifestations of the disease. Approximately 96% of individuals with FA have a homozygous expansion of the GAA trinucleotide repeat in intron 1 ofFXN. The remaining 4% of FA patients have the trinucleotide expansion on 1 allele and a point alteration or deletion on the second allele. Normal alleles contain between 5 to 33 GAA repeats. Disease-causing alleles typically range from 66 to 1700 repeats, although the majority of individuals with FA have repeats ranging from 600 to 1200. Historically, FA has been diagnosed by use of a DNA-based molecular test to detect the presence of the GAA expansion. Unfortunately, testing for the triplet repeat expansion will miss those with point alterations or deletions. Moreover, a molecular-based analysis is not able to effectively monitor treatment. In contrast, this protein-based assay measuring concentration of frataxin is suitable for both diagnosis as well as treatment monitoring in individuals with FA. For patients with a low frataxin level, molecular repeat expansion analysis of theFXNgene (AFXN / Friedreich Ataxia, Repeat Expansion Analysis, Varies) allows for detection of disease-causing expansion alleles. | Pediatric (<18 years) normal frataxin: > or =15 ng/mL Adults (> or =18 years) normal frataxin: > or =21 ng/mL | Normal results (> or =15 ng/mL for pediatric and > or =23 ng/mL for adult patients) in properly submitted specimens are not consistent with Friedreich ataxia. For results outside the normal reference range an interpretative comment will be provided. | No significant cautionary statements | 1. Oglesbee D, Kroll C, Gakh O, et al. High-throughput immunoassay for the biochemical diagnosis of Friedreich ataxia in dried blood spots and whole blood. Clin Chem. 2013;59(10):1461-1469. doi:10.1373/clinchem.2013.207472 2. Deutsch EC, Oglesbee D, Greeley NR, Lynch DR. Usefulness of frataxin immunoassays for the diagnosis of Friedreich ataxia. J Neurol Neurosurg Psychiatry. 2014;85(9):994-1002 3. Delatycki MB, Bidichandani SI. Friedreich ataxia- pathogenesis and implications for therapies. Neurobiol Dis. 2019;132:104606. doi:10.1016/j.nbd.2019.104606 4. Boehm T, Scheiber-Mojdehkar B, Kluge B, Goldenberg H, Laccone F, Sturm B. Variations of frataxin protein levels in normal individuals. Neurol Sci. 2011;32(2):327-330. doi:10.1007/s10072-010-0326-1 5. Hanson E, Sheldon M, Pacheco B, Alkubeysi M, Raizada V. Heart disease in Friedreich's ataxia. World J Cardiol. 2019;11(1):1-12. doi:10.4330/wjc.v11.i1.1 | The immunoassay utilizes frataxin-specific monoclonal antibodies bound to Luminex microspheres as capture antibodies and biotinylated frataxin-specific polyclonal antibodies as detection antibodies. Streptavidin-phycoerythrin attaches to the biotin and when exposed to light at 352 nM emits a photon that is measured and that signal is used to determine the amount of frataxin in the sample.(Oglesbee D, Kroll C, Gakh O, et al. High-throughput immunoassay for the biochemical diagnosis of Friedreich ataxia in dried blood spots and whole blood. Clin Chem. 2013;59(10):1461-1469. doi:10.1373/clinchem.2013.207472; Cowan T, Pasquali M. Laboratory investigations of inborn errors of metabolism. In: Sarafoglou K, Hoffman GF, Roth KS, eds. Pediatric Endocrinology and Inborn Errors of Metabolism. 2nd ed. McGraw-Hill; 2017:1139-1158) | 14 to 30 days | 1 year | This test was developed and its performance characteristics determined by Mayo Clinic in a manner consistent with CLIA requirements. It has not been cleared or approved by the US Food and Drug Administration. | 83520 | Frataxin, Quant, BS | 80980-6 | 32252 | Interpretation | 59462-2
AFXN | Friedreich Ataxia, Repeat Expansion Analysis, Varies | Molecular confirmation of clinically suspected Friedreich ataxia | Polymerase Chain Reaction (PCR) | Yes | FXN, Repeat Expansion Analysis | For prenatal specimens only: | Patient Preparation:A previous bone marrow transplant from an allogenic donor will interfere with testing. For instructions for testing patients who have received a bone marrow transplant, call 800-533-1710. Submit only 1 of the following specimens: Specimen Type:Whole blood Container/Tube: Preferred:Lavender top (EDTA) or yellow top (ACD) Acceptable:Any anticoagulant Specimen Volume:3 mL Collection Instructions: 1. Invert several times to mix blood. 2. Send whole blood specimen in original tube.Do not aliquot. Specimen Stability Information:Ambient (preferred) 4 days/Refrigerated Prenatal Specimens Due to its complexity, consultation with the laboratory is required for all prenatal testing; call 800-533-1710 to speak to a genetic counselor. Specimen Type:Amniotic fluid Container/Tube:Amniotic fluid container Specimen Volume:20 mL Specimen Stability Information:Refrigerated (preferred)/Ambient Additional information: 1. A separate culture charge will be assessed under CULAF / Culture for Genetic Testing, Amniotic Fluid. 2. All prenatal specimens must be accompanied by a maternal blood specimen;order MATCC / Maternal Cell Contamination, Molecular Analysis, Varies on the maternal specimen. Specimen Type: Chorionic villi Container/Tube:15-mL tube containing 15 mL of transport media Specimen Volume:20 mg Specimen Stability Information:Refrigerated Additional Information: 1. A separate culture charge will be assessed under CULFB / Fibroblast Culture for Biochemical or Molecular Testing. An additional 3 to 4 weeks is required to culture fibroblasts before genetic testing can occur. 2. All prenatal specimens must be accompanied by a maternal blood specimen;order MATCC / Maternal Cell Contamination, Molecular Analysis, Varies on the maternal specimen. Acceptable: Specimen Type:Confluent cultured cells Container/Tube:T-25 flask Specimen Volume:2 Flasks Collection Instructions:Submit confluent cultured cells from another laboratory. Specimen Stability Information:Ambient (preferred)/Refrigerated Additional Information:All prenatal specimens must be accompanied by a maternal blood specimen;order MATCC / Maternal Cell Contamination, Molecular Analysis, Varies on the maternal specimen. Specimen Type:Blood spot Supplies:Card-Blood Spot Collection (Filter Paper) (T493) Container/Tube: Preferred:Collection card (Whatman Protein Saver 903 Paper) Acceptable:Perkin/Elmer 266filter paper, or Blood Spot Collection Card Specimen Volume:5 Blood spots Collection Instructions: 1.An alternative blood collection option for a patient older than 1 year is a fingerstick. For detailed instructions, seeHow to Collect Dried Blood Spot Samples. 2. Let blood dry on the filter paper at ambient temperature in a horizontal position for a minimum of 3 hours. 3. Do not expose specimen to heat or direct sunlight. 4. Do not stack wet specimens. 5. Keep specimen dry. Specimen Stability Information:Ambient (preferred)/Refrigerated Additional Information: 1. For collection instructions, seeBlood Spot Collection Instructions 2. For collection instructions in Spanish, seeBlood Spot Collection Card-Spanish Instructions(T777) 3. For collection instructions in Chinese, seeBlood Spot Collection Card-Chinese Instructions(T800) 4. Due to lower concentration of DNA yielded from blood spots, it is possible that additional specimen may be required to complete testing. | Amniotic fluid: 10 mL Blood: 0.5 mL Chorionic villi: 5 mg Blood spots: 5 punches, 3-mm diameter | Friedreich ataxia (FA) is one of the most commonly inherited ataxias and is characterized by progressive gait and limb ataxia, dysarthria, dysphagia, and sensory loss. The phenotypic spectrum includes nonneurologic manifestations, particularly cardiomyopathy and diabetes mellitus. Onset typically occurs between the ages of 10 to 16 years; however, late-onset and early-onset variants have been reported. FA is autosomal recessively inherited. The majority of affected individuals (96%) have homozygous GAA trinucleotide repeat expansions in intron 1 ofFXN. The remaining affected individuals have a heterozygous GAA trinucleotide repeat expansion and another disease-causingFXNvariant detectable by sequencing or deletion and duplication analysis. Correlation exists between the size of the GAA repeat and disease onset and severity, with larger alleles associated with earlier onset and more severe disease presentation. GAA expansions may demonstrate instability during meiosis and mitosis. The GAA repeat size may expand or contract during transmission to offspring and GAA repeat size may vary in different tissues. The GAA trinucleotide repeat is polymorphic in the general population, with the number of nondisease-associated repeats ranging from 5 to 33. Repeats of 66 or greater are fully penetrant disease-associated alleles; however, the majority of affected individuals have repeat sizes in the 600 to 1200 repeat range. Repeat sizes of 34 to 65 fall within a borderline range. Borderline alleles are of unclear significance and may be associated with clinical symptoms of FA and/or a risk for expansion to a full penetrance allele when transmitted to offspring. | FXN Normal alleles: <34 GAA repeats Borderline alleles: 34-65 GAA repeats Expanded alleles: >65 GAA repeats An interpretive report will be provided. | An interpretive report will be provided. | For familial testing, it is important to first document the molecular etiology of disease in an affected family member to confirm that a repeat expansion is the underlying mechanism of disease in the family. Specifically, this assay will not detect nonrepeat expansion variants (eg, sequence variants, deletions, and duplications). It is strongly recommended that patients undergoing genetic testing receive genetic counseling. Test results should be interpreted in the context of clinical findings, family history, and other laboratory data, such as frataxin concentrations (see FFRWB / Friedreich Ataxia, Frataxin, Quantitative, Blood and FFRBS / Friedreich Ataxia, Frataxin, Quantitative, Blood Spot). Errors in test interpretation may occur if the provided information is inaccurate or incomplete. Rare variants (ie, polymorphisms) may exist, such as intron 1 deletions, which could lead to false-negative results. If GAA-repeat expansion results do not match clinical findings, additional testing should be considered. Due to somatic mosaicism, GAA repeat-sizes in peripheral blood specimens may not reflect GAA repeat-sizes in other tissues (eg, central nervous system). Bone marrow transplants from allogenic donors will interfere with testing. Call Mayo Clinic Laboratories at 800-533-1710 for instructions for testing patients who have received a bone marrow transplant. | 1. Campuzano V, Montermini L, Molto MD, et al: Friedreich's ataxia: autosomal recessive disease caused by an intronic GAA triplet repeat expansion. Science. 1996 Mar 8;271(5254):1423-1427 2. Delatycki MB, Bidichandani SI: Friedreich ataxia-pathogenesis and implications for therapies. Neurobiol Dis. 2019 Dec;132:104606 3. Corben LA, Lynch D, Pandolfo M, Schulz JB, Delatycki MB, Clinical Management Guidelines Writing Group: Consensus clinical management guidelines for Friedreich ataxia. Orphanet J Rare Dis. 2014 Nov 30;9:184 4. Sharma R, De Biase I, Gomez M, Delatycki MB, Ashizawa T, Bidichandani SI: Friedreich ataxia in carriers of unstable borderline GAA triplet-repeat alleles. Ann Neurol. 2004 Dec;56(6):898-901 5. Montermini L, Richter A, Morgan K, et al: Phenotypic variability in Friedreich ataxia: role of the associated GAA triplet repeat expansion. Ann Neurol. 1997 May;41(5):675-682 | A polymerase chain reaction-based assay is used to amplify across the region ofFXNcontaining GAA repeats.(Unpublished Mayo method) | 21 to 28 days | Whole blood: 2 weeks (if available); Extracted DNA: 3 months | This test was developed and its performance characteristics determined by Mayo Clinic in a manner consistent with CLIA requirements. It has not been cleared or approved by the US Food and Drug Administration. | 8128481265-Maternal Cell Contamination (if appropriate)88233-Fibroblast Culture (if appropriate)88235-Amniotic Fluid Culture (if appropriate)88240-Cryopreservation (if appropriate) | FXN, Repeat Expansion Analysis | 21762-0 | 609760 | Released By | 18771-6
PCIFS | Frozen Section, 1st Block (Bill Only) |  | This test is for billing purposes only. This is not an orderable test. | Yes | Frozen section, 1st block | Varies | This test is for billing purposes only. This is not an orderable test. |  |  | This test is for billing purposes only. This is not an orderable test. | [6 empty] | Not Applicable | 88331
0841T | Frozen section, 1st block Digitize (Bill Only) |  | This test is for tracking purposes only. This is not an orderable test. | Yes | Frozen section, 1st block Digitize | This test is for tracking purposes only. | This test is for tracking purposes only. This is not an orderable test. |  |  | This test is for tracking purposes only. This is not an orderable test. | [6 empty] | Not Applicable | 0841T
PCAFS | Frozen Section, Additional Blocks (Bill Only) |  | This test is for billing purposes only. This is not an orderable test. | Yes | Frozen section, addl blocks | Varies | This test is for billing purposes only. This is not an orderable test. |  |  | This test is for billing purposes only. This is not an orderable test. | [6 empty] | Not Applicable | 88332
0842T | Frozen section, addl block Digitize (Bill Only) |  | This test is for tracking purposes only. This is not an orderable test. | Yes | Frozen section, addl block Digitize | This test is for tracking purposes only. | This test is for tracking purposes only. This is not an orderable test. |  |  | This test is for tracking purposes only. This is not an orderable test. | [6 empty] | Not Applicable | 0842T
FRUCT | Fructosamine, Serum | Monitoring intermediate (1-3 weeks) glycemic control Monitoring glycemic control in patients with shortened red blood cell survival | Colorimetric Rate Reaction | Yes | Fructosamine, S | Serum | Supplies:Sarstedt 5 mL Aliquot Tube (T914) Collection Container/Tube: Preferred:Serum gel Acceptable:Red top Submission Container/Tube:Plastic vial Specimen Volume:1 mL Collection Instructions: 1. Serum gel tubes should be centrifuged within 2 hours of collection. 2. Red-top tubes should be centrifuged and the serum aliquoted into a plastic vial within 2 hours of collection. | 0.5 mL | Fructosamine is a general term, which applies to any glycated protein. It is formed by the nonenzymatic reaction of glucose with the alpha- and epsilon-amino groups of proteins to form intermediate compounds called aldimines. These aldimines may dissociate or undergo an Amadori rearrangement to form stable ketoamines called fructosamines. This nonenzymatic glycation of specific proteins in vivo is proportional to the prevailing glucose concentration during the lifetime of the protein. Therefore, glycated protein measurement in a patient with diabetes is felt to be a better monitor of long-term glycemic control than individual or sporadic glucose determinations. The best known of these proteins is glycated hemoglobin, which is often measured as hemoglobin A1c, and reflects glycemic control over the past 6 to 8 weeks. In recognition of the need for a measurement that reflects intermediate-term glycemic control and was easily automated, a nonspecific test, termed fructosamine, was developed. Since albumin is the most abundant serum protein, it accounts for 80% of the glycated serum proteins, and thus, a high proportion of the fructosamine. Although a large portion of the color generated in the reaction is contributed by glycated albumin, the method will measure all proteins, each with a different half-life and different levels of glycation. | 200-285 mcmol/L | In general, fructosamine reflects glycemic control in diabetic patients over the previous 1 to 3 weeks. High values indicate poor control. All glycated proteins are measured by this method, with glycated albumin contributing a large portion. | Since the assay is nonspecific, color may be generated by compounds other than glycated proteins. Interferences are seenfrom ascorbic acid (vitamin C) and elevated bilirubin values. However, the second-generation assays have been shown to be highly specific for glycated proteins. Fasting blood glucose and hemoglobin A1c are the usual andpreferred means of monitoring glycemic control. | 1. Sacks DB: Diabetes mellitus. In: Rifai N, Horvath AR, Wittwer CT, eds. Tietz Textbook of Clinical Chemistry and Molecular Diagnostics. 6th ed. Elsevier; 2018:1194-1197 2. Masharani U, German MS: Pancreatic hormones and diabetes mellitus. In: Gardner DG, Shoback D, eds. Greenspan’s Basic and Clinical Endocrinology. 9th ed. McGraw; 2018:46-47 3. Austin GE, Mullins RH, Morin LG: Non-enzymatic glycation of individual plasma proteins in normoglycemic and hyperglycemic patients. Clin Chem. 1987;33:2220-2224 4. Schleicher ED, Mayer R, Wagner EM, Gerbitz KD: Is serum fructosamine assay specific for determination of glycated serum protein? Clin Chem. 1988;34:320-323 | The fructosamine assay is a colorimetric test based on the ability of ketoamines to reduce nitroblue tetrazolium to formazan in an alkaline medium. The rate of formation of formazan is directly proportional to the concentration of fructosamine, and is measured photometrically at 546 nm.(Package insert: Fructosamine reagent. Roche Diagnostics; v. 8.0, 12/2018) | Same day/1 to 2 days | 1 week | This test has been cleared, approved, or is exempt by the US Food and Drug Administration and is used per manufacturer's instructions. Performance characteristics were verified by Mayo Clinic in a manner consistent with CLIA requirements. | 82985 | Fructosamine, S | 15069-8 | FRUCT | Fructosamine, S | 15069-8
FROS2 | Fructose, Qualitative, Semen | Establishing the origin of azoospermia in patients with azoospermia and low volume ejaculates | Qualitative | No | Qualitative Fructose,Semen | Semen | Patient Preparation:Patient should have 2 to 7 days of sexual abstinence at the time of semen collection. Submit only 1 of the following specimens: Specimen Type:Semen Collection Container/Tube:Sterile container Submission Container/Tube:Plastic container Specimen Volume:Total ejaculate Collection Instructions:Do not dilute specimen.Freeze specimen at -20 degrees C. Specimen Type:Seminal plasma Container/Tube:Plastic vial Specimen Volume:0.5 mL Collection Instructions: 1. After semen collection, wait 30 to 40 minutes until the semen is liquefied, then centrifuge the semen for 10 minutes at maximum centrifuge speed. 2. Remove top 3/4 of specimen with a pipet and place in a plastic vial. Freeze specimen at -20 degrees C. 3. Discard remainder of centrifuged specimen. | 0.5 mL | Fructose is produced in the male reproductive tract by the seminal vesicles and is released into the semen during ejaculation. Fructose is the energy source for sperm motility. | Positive | A positive (indicated by color change) fructose is considered normal. A semen specimen that contains no sperm (azoospermia) and is fructose negative may indicate an absence of the seminal vesicles, absence of thevas deferensin the area of the seminal vesicles, or an obstruction at the level of the seminal vesicles. | This test should be performed in conjunction with a semen analysis to determine semen volume, pH, sperm concentration, motility, and grade of forward progression. Fructose test must be on a separate ejaculate. | 1. Lipshultz LI, Howards SS, Niederberger CS, eds: In: Infertility in the Male. 4th ed. Cambridge University Press 2009 2. Risz B, Agarwal A, Sabanegh ES, eds: Male Infertility in Reproductive Medicine: Diagnosis and Management. CRC Press; 2019 | A qualitative method using resorcinol will detect the presence or absence of fructose.(Keel BA, Webster BW: Handbook of the Laboratory Diagnosis and Treatment of Infertility. CRC Press: 1990:49) | 1 to 7 days | Not retained | This test was developed and its performance characteristics determined by Mayo Clinic in a manner consistent with CLIA requirements. It has not been cleared or approved by the US Food and Drug Administration. | 82757 | Qualitative Fructose,Semen | 13943-6 | CMT49 | Comment | 48767-8
FFPG | Fruit Panel IgG |  | Enzyme immunoassay (FEIA) | No | Fruit Panel IgG | Serum | Draw blood in a plain red-top tube(s), serum gel tube(s) is acceptable. Spin down and send 1.5 mL of serum refrigerated in a plastic vial. | 1.5 mL |  | Reference ranges have not been established for food-specific IgG tests. The clinical utility of food-specific IgG tests has not been established. These tests can be used in special clinical situations to select foods for evaluation by diet elimination and challenge in patients who have food-related complaints. It should be recognized that the presence of food-specific IgG alone cannot be taken as evidence of food allergy and only indicates immunologic sensitization by the food allergen in question. This test should only be ordered by physicians who recognize the limitations of the test. |  |  |  |  | 3 to 7 days |  | This test was developed and its performance characteristics determined by Viracor Eurofins. It has not been cleared or approved by the U.S. Food and Drug Administration. | 86001 x16 | Fruit Panel IgG | Not Provided | Z3983 | Strawberry IgG | 40835-1
IHCFH | Fumarate Hydratase Immunostain, Technical Component Only | Identifying fumarate hydratase-deficient neoplasms Supporting the diagnosis of an atypical smooth muscle tumor over leiomyosarcoma | Immunohistochemistry (IHC) | Yes | FH IHC, Tech Only | For the initial technical component only immunohistochemical (IHC) stain performed, the appropriate bill-only test ID will be reflexed and charged (IHTOI). For each additional technical component only IHC stain performed, an additional bill-only test ID will be reflexed and charged (IHTOA). | Specimen Type:Tissue Supplies:Immunostain Technical Only Envelope (T693) Container/Tube:Immunostain Technical Only Envelope Preferred:2 unstained positively charged glass slide (25- x 75- x 1-mm) per test ordered; sections 4-microns thick Acceptable:Formalin-fixed, paraffin-embedded tissue block |  | A ubiquitously expressed mitochondrial enzyme fumarate hydratase (FH) catalyzes the reversible hydration of fumaric acid to yield I-malic acid during the Krebs cycle. Germline alterations in theFHgene cause a predisposition to renal defects like hereditary leiomyomatosis and renal cell carcinoma (HLRCC). While morphologic features are characteristic enough that they can be suspected, FH deficiency or germline DNA testing are necessary for its diagnosis. HLRCC can be associated with multiple cutaneous leiomyomas, uterine leiomyomas, and an aggressive variant of renal cell carcinoma that occurs frequently in young patients. |  | This test does not include pathologist interpretation, only technical performance of the stain. If interpretation is required, order PATHC / Pathology Consultation for a full diagnostic evaluation or second opinion of the case. The positive and negative controls are verified as showing appropriate immunoreactivity. If a control tissue is not included on the slide, a scanned image of the relevant quality control tissue is available upon request; call 855-516-8404. Interpretation of this test should be performed in the context of the patient's clinical history and other diagnostic tests by a qualified pathologist. | Age of a cut paraffin section can affect immunoreactivity. Stability thresholds vary widely among published literature and are antigen dependent. Best practice is for paraffin sections to be cut within 6 weeks. | 1. Carter CS, Skala SL, Chinnaiyan AM, et al. Immunohistochemical characterization of fumarate hydratase (FH) and succinate dehydrogenase (SDH) in cutaneous leiomyomas for detection of familial cancer syndromes. Am J Surg Pathol. 2017;41(6):801-809 2. Trpkov K, Hes O, Agaimy A, et al. Fumarate hydratase-deficient renal cell carcinoma is strongly correlated with fumarate hydratase mutation and hereditary leiomyomatosis and renal cell carcinoma syndrome. Am J Surg Pathol. 2016;40(7):865-875 3. Harrison WJ, Andrici J, Maclean F, et al. Fumarate hydratase-deficient uterine leiomyomas occur in both the syndromic and sporadic settings. Am J Surg Pathol. 2016;40(5):599-607 4. Llamas-Velasco M, Requena L, Kutzner H, et al. Fumarate hydratase immunohistochemical staining may help to identify patients with multiple cutaneous and uterine leiomyomatosis (MCUL) and hereditary leiomyomatosis and renal cell cancer (HLRCC) syndrome. J Cutan Pathol. 2014;41(11):859-865 5. Magaki S, Hojat SA, Wei B, So A, Yong WH. An introduction to the performance of immunohistochemistry. Methods Mol Biol. 2019;1897:289-298. doi:10.1007/978-1-4939-8935-5_25 | Immunohistochemistry on sections of paraffin-embedded tissue.(Unpublished Mayo method) | 1 to 3 days | Until staining is complete | This test has been cleared, approved, or is exempt by the US Food and Drug Administration and is used per manufacturer's instructions. Performance characteristics were verified by Mayo Clinic in a manner consistent with CLIA requirements. | 88342-TC, primary88341-TC, if additional IHC | FH IHC, Tech Only | Order only;no result | 606335 | FH IHC, Tech Only | Bill only; no result
FBL | Fungal Culture, Blood | Diagnosis and treatment of the etiologic agents of fungemia | Conventional Broth Culture/Macroscopic/Microscopic/D2 rDNA Gene Sequencing/Real-Time Polymerase Chain Reaction (PCR)/Matrix-Assisted Laser Desorption/Ionization-Time of Flight Mass Spectrometry (MALDI-TOF MS) Dimorphic Pathogen Identification Confirmation: D2 rDNA Gene Sequencing/PCR/MALDI-TOF MS | Yes | Fungal Culture, Blood | When this test is ordered, reflex testing may be performed at an additional charge. | Container/Tube: Preferred:Green top (sodium or lithium heparin) Acceptable:SPS Specimen Volume:4 mL Pediatric Volume:3 mL Collection Instructions: 1. Send whole blood specimen in original tube.Do not aliquot. 2. SPS tubes are acceptable, but not preferred. Note:SPS tubes must be clearly labeled as SPS. If label is obscured, sample may be cancelled, as ACD (also yellow top) is not an acceptable tube type. | Adults: 3 mL Pediatrics: 1 mL | Due to the high mortality rate from fungemia, the expeditious detection and identification of fungi from the patient's blood can have great diagnostic prognostic importance. Risk factors for fungemia include, but are not limited to, extremes of age, immunosuppression, and those individuals with burns or indwelling intravascular devices. | Negative If positive, notification is made as soon as the positive culture is detected or identified. | Positive cultures of yeast and filamentous fungi are reported with the organism identification. Positive cultures are usually an indication of infection and are reported as soon as detected. Correlation of culture results and the clinical situation is required for optimal patient management. A final negative report is issued after 42 days of incubation. | No significant cautionary statements | 1. Procop GW, Church DL, Hall GS, et al. Mycology. In: Koneman's Color Atlas and Textbook of Diagnostic Microbiology. 7th ed. Walters Kluwer; 2017:1322-1416 2. Zheng S, Ng TY, Li H, Tan AL, Tan TT, Tan BH. A dedicated fungal culture medium is useful in the diagnosis of fungemia: a retrospective cross-sectional study. PLoS One. 2016;11(10):e0164668. doi:10.1371/journal.pone.0164668 3. Magallon A, Basmaciyan L, Chapuis A, et al. Evaluation of the relevance of use of the BD-BACTEC MycosisIC/F, BD-BACTEC PlusAerobic/F, BD-BACTEC Lytic/10 anaerobic/F and BD-BACTEC PedsPlus/F culture bottle system for fungemia detection: A 4-year retrospective study at the Dijon university hospital, France. J Mycol Med. 2022;32(4):101295. doi:10.1016/j.mycmed.2022.101295 | Blood is inoculated into a MycoF Lytic culture bottle (Becton Dickinson) bottle and continuously monitored on a blood culture instrument. Identification of fungi is based on colonial and microscopic morphology, matrix-assisted laser desorption ionization time-of-flight mass spectrometry, laboratory-developed real-time polymerase chain reaction assays and/or D2 rDNA gene sequencing, as applicable.(Babady NE, Buckwalter SP, Hall L, Le Febre KM, Binnicker MJ, Wengenack NL. Detection ofBlastomyces dermatitidisandHistoplasma capsulatumfrom culture isolates and clinical specimens by use of real-time PCR. J Clin Microbiol. 2011;49[9]:3204-3208; Binnicker MJ, Buckwalter SP, Eisberner JJ, et al. Detection ofCoccidioidesspecies in clinical specimens by real-time PCR. J Clin Microbiol. 2007;45[1]:173-178; Dhiman N, Hall L, Wohlfiel SL, Buckwalter SP, Wengenack NL. Performance and cost analysis of matrix-assisted laser desorption ionization time of flight mass spectrometry for routine identification of yeast. J Clin Microbiol. 2011:49[4];1614-1616; Hall L, Wohlfiel SL, Roberts GD. Experience with the MicroSeq D2 large-subunit ribosomal DNA sequencing kit for identification of filamentous fungi encountered in the clinical laboratory. J Clin Microbiol. 2004;42[2]:622-626; Theel ES, Schmidt BH, Hall L, et al. Formic acid-based direct, on-plate testing of yeast andCorynebacteriumspecies by Bruker Biotyper matrix-assisted laser desorption ionization-time of flight mass spectrometry. J Clin Microbiol. 2012;50[9]:3093-3095; Theel ES, Hall L, Mandrekar J, Wengenack NL. Dermatophyte identification using matrix-assisted laser desorption ionization-time of flight mass spectrometry. J Clin Microbiol. 2011;49[12]:4067-4071) | 42 to 45 days | 7 days | This test has been cleared, approved, or is exempt by the US Food and Drug Administration and is used per manufacturer's instructions. Performance characteristics were verified by Mayo Clinic in a manner consistent with CLIA requirements. | 87103-Blood87106-Id MALDI-TOF Mass Spec Yeast (if appropriate)87107-Id MALDI-TOF Mass Spec Fungi (if appropriate)87107-Fungal identification panel A (if appropriate)87107-Fungal identification panel B (if appropriate)87150-Identification rapid PCR coccidioides (if appropriate)87150 x 2- Identification Histoplasma/Blastomyces, PCR (if appropriate)87153-D2 fungal sequencing identification (if appropriate)87150- Id, Candida auris Rapid PCR (if appropriate) | Fungal Culture, Blood | 601-5 | FBL | Fungal Culture, Blood | In Process
FDERM | Fungal Culture, Dermal | Recovery and identification of dermatophyte fungi from hair, skin, and nail infected specimens | Plated to Mycobiotic Agar | Yes | Fungal Culture, Dermal | When this test is ordered, the reflex test may be performed at an additional charge. | Note: -Aseptic techniques should be used when collecting specimens to minimize contamination. -For optimal recovery of organisms, sufficient clinical material should be collected. Specimen Type:Hair Container/Tube:Dry sterile container or specimen collection envelope Specimen Volume:10 to 12 Collection Instructions:Using forceps collect affected hairs with base of the shaft intact. Specimen Type:Nails Container/Tube:Dry sterile container or specimen collection envelope Specimen Volume:Entire collection Collection Instructions: 1. Wipe the nail with 70% alcohol using gauze (not cotton). 2. Clip away a generous portion of the affected area. 3. Collect material or debris from under the nail. Specimen Type:Skin Container/Tube:Dry sterile container or specimen collection envelope Specimen Volume:Entire specimen Collection Instructions: 1. Cleanse the affected area with 70% alcohol. 2. Gently scrape the surface of the skin at the active margin of the lesion, being careful to not draw blood. |  | Fungal infections of keratinized tissues (hair, skin, nails) can becausedby dermatophytic fungi belonging to the generaEpidermophyton,Microsporum, andTrichophyton. Opportunistic superficialinfectionsresembling dermatophytoses may be caused by yeastsor by unrelatedfilamentous fungi that are normally saprobes or plantpathogens.Dermatophytes are usually unable to penetrate deepertissues.Infection may range from mild to severe. | Negative If positive, fungus or yeast will be identified. | Positive cultures are reported with organism identification. Negative reports are issued after 30 days incubation. | No significant cautionary statements | Borman AM, Summerbell RC:Trichophyton,Microsporum,Epidermophytonand agents of superficial mycoses. In: Carroll KC, Pfaller MA, Landry ML, et al. Manual of Clinical Microbiology. 12th ed. ASM Press; 2019:2208-2233 | Specimens are plated on mycobiotic agar, which contains chloramphenicol and cyclohexamide to inhibit bacterial and saprobic fungal contamination. Cultures are incubated at 30 degrees C for 30 days. Identification of dermatophyte species is based on colony and microscopic morphologyand polymerase chain-reaction (PCR), DNA sequencing or matrix-assisted laser desorption/ionization time-of-flight (MALDI-TOF) mass spectrometry, when applicable.(Hall L, Wohlfiel S, Roberts GD: Experience with the MicroSeq D2 large-subunit ribosomal DNA sequencing kit for identification of filamentous fungi encountered in the clinical laboratory. J Clin Microbiol. 2004 Feb;42[2]:622-626; Theel ES, Hall L, Mandrekar J, Wengenack NL: Dermatophyte identification using matrix-assisted laser desorption ionization-time of flight mass spectrometry. J Clin Microbiol. 2011 Dec;49[12]:4067-4071) | 30 to 35 days |  | This test has been cleared, approved, or is exempt by the US Food and Drug Administration and is used per manufacturer's instructions. Performance characteristics were verified by Mayo Clinic in a manner consistent with CLIA requirements. | 87101-Fungal culture, dermal87106-Id MALDI-TOF Mass Spec Yeast (if appropriate)87107-Id MALDI-TOF Mass Spec Fungi (if appropriate)87107-Fungal identification panel A (if appropriate)87107-Fungal identification panel B (if appropriate)87150-Identification rapid PCR Coccidioides (if appropriate)87150 x 2-Identification Histoplasma/Blastomyces, PCR (if appropriate)87153-D2 fungal sequencing identification (if appropriate)87150-Id, Candida auris Rapid PCR (if appropriate) | Fungal Culture, Dermal | 580-1 | FDERM | Fungal Culture, Dermal | In Process
FGEN | Fungal Culture, Routine | Diagnosing fungal infections from specimens other than blood, skin, hair, nails, and vagina (separate tests are available for these specimen sites) | Conventional Agar Culture/Macroscopy/Microscopy/D2 rDNA Gene Sequencing/Real-Time Polymerase Chain Reaction (rtPCR)/Matrix-Assisted Laser Desorption/Ionization Time-Of-Flight Mass Spectrometry (MALDI-TOF MS) Dimorphic Pathogen Identification Confirmation: D2 rDNA Gene Sequencing/rtPCR/MALDI-TOF MS | Yes | Fungal Culture, Routine | When this test is ordered, the reflex tests may be performed at an additional charge. | Preferred Specimen Type:Body fluid Container/Tube:Sterile container Specimen Volume:Entire collection Preferred Specimen Type:Fresh tissue Container/Tube:Sterile container Specimen Volume:Pea size Collection Instructions:Tissue should be placed in small amount of sterile saline or sterile water. Specimen Type:Bone marrow Container/Tube:Sterile container, SPS/Isolator system, or green top (lithium or sodium heparin) Specimen Volume:Entire collection Specimen Type:Respiratory specimen Container/Tube:Sterile container Specimen Volume:Entire collection Acceptable Specimen Type:Swab Sources:Dermal, ear, mouth, ocular, throat, or wound Container/Tube:Culture transport swab (non-charcoal) Culturette or ESwab Specimen Volume:Swab Collection Instructions: 1. Before collecting specimen, wipe away any excessive amount of secretion and discharge, if appropriate. 2. Obtain secretions or fluid from source with sterile swab. 3. If smear and culture are requested or both a bacterial culture and fungal culture are requested, collect a second swab to maximize test sensitivity. Specimen Type:Urine Container/Tube:Sterile container Specimen Volume:2 mL Collection Instructions:Collect a random urine specimen. | Bone marrow or body fluid: 1 mL; Cerebrospinal fluid: 0.5 mL; Respiratory specimen: 1.5 mL; All other specimen types: See Specimen Required | Many fungi in the environment cause disease in immunocompromised human hosts. Accordingly, the range of potential pathogenic fungi has increased as the number of immunosuppressed individuals (persons with AIDS, patients receiving chemotherapy or transplant rejection therapy, etc) has increased. Isolation and identification of the infecting fungus in the clinical laboratory can help guide patient care. | Negative If positive, fungus will be identified. | Positive cultures of yeast and filamentous fungi are reported with the organism identification. The clinician must determine whether the presence of an organism is significant or not.A final negative report is issued after 24 days of incubation. | For optimal recovery of organisms, sufficient specimen should be transported within 24 hours of collection. Fungi can be pathogens, colonizers, or contaminants. Correlation of the patient clinical condition with culture results is necessary. | Ashbee HR: General approaches for direction detection and identification of fungi. In: Carroll KC, Pfaller MA, Landry ML, et al, eds. Manual of Clinical Microbiology. 12th ed. Vol 1. ASM Press; 2019:2035-2055 | Specimens are cultured on selective fungal media (eg, inhibitory mold agar and brain heart infusion blood agar with chloramphenicol and gentamicin). Respiratory sources also arecultured on brain heart infusion agar with chloramphenicol, gentamicin,and cycloheximide. Cultures are incubated for 24 days at 30 degrees C. Identification of fungi is based on colonial and microscopic morphology, matrix-assisted laser desorption/ionization time-of-flight (MALDI-TOF) mass spectrometry, laboratory-developed real-time polymerase chain reaction assays and/or D2 ribosomal RNA gene sequencing, as applicable.(Babady NE, Buckwalter SP, Hall L, Le Febre KM, Binnicker MF, Wengenack NL. Detection ofBlastomyces dermatitidisandHistoplasma capsulatumfrom culture isolates and clinical specimens by use of real-time PCR. J Clin Microbiol. 2011;49(9):3204-3208; Binnicker MJ, Buckwalter SP, Eisberner JJ, et al. Detection ofCoccidioidesspecies in clinical specimens by real-time PCR. J Clin Microbiol. 2007;45(1):173-178; Dhiman N, Hall L, Wohlfiel SL, Buckwalter SP, Wengenack NL. Performance and cost analysis of matrix-assisted laser desorption ionization time of flight mass spectrometry for routine identification of yeast. J Clin Microbiol. 2011;49[4]:1614-1616; Hall L, Wohlfiel SL, Roberts GD. Experience with the MicroSeq D2 large-subunit ribosomal DNA sequencing kit for identification of filamentous fungi encountered in the clinical laboratory. J Clin Microbiol. 2004;42(2):622-626; Theel ES, Schmidt BH, Hall L, et al. Formic acid-based direct, on-plate testing of yeast andCorynebacteriumspecies by Bruker Biotyper matrix-assisted laser desorption ionization-time of flight mass spectrometry. J Clin Microbiol. 2012;50(9):3093-3095; Theel ES, Hall L, Mandrekar J, Wengenack NL: Dermatophyte identification using matrix-assisted laser desorption ionization-time of flight mass spectrometry. J Clin Microbiol. 2011;49(12):4067-4071;Fida M, Wengenack NL, Theel ES. Mycology: General approaches for direct and indirect detection and identification of fungi. In: Carroll KC, Pfaller MA, Pritt BS, et al. Manual of Clinical Microbiology. 13th ed. ASM Press; 2023) | 24 to 35 days | Raw specimen:7 days | This test has been cleared, approved, or is exempt by the US Food and Drug Administration and is used per manufacturer's instructions. Performance characteristics were verified by Mayo Clinic in a manner consistent with CLIA requirements. | 87102-Fungal culture, routine87106-Id MALDI-TOF Mass Spec Yeast (if appropriate)87107-Id MALDI-TOF Mass Spec Fungi (if appropriate)87107-Fungal identification panel A (if appropriate)87107-Fungal identification panel B (if appropriate)87150 x 2-IdentificationHistoplasma/Blastomyces, PCR (if appropriate)87153-D2 fungal sequencing identification (if appropriate)87176-Tissue processing (if appropriate)87150-Id, Candida auris Rapid PCR (if appropriate) | Fungal Culture, Routine | 51723-5 | FGEN | Fungal Culture, Routine | 51723-5
FVAG | Fungal Culture, Vaginal | Monitoring therapy for vulvovaginitis Managing chronic recurring disease Determining the etiology of infectious vaginitis when other tests have been uninformative | Plated to Inhibitory Mold Agar | Yes | Fungal Culture, Vaginal | When this test is ordered, the reflex tests may be performed at an additional charge. | Specimen Type:Swab Source:Vaginal secretions Container/Tube:Culture transport swab (noncharcoal) Collection Instructions: 1. Before collecting specimen, wipe away any excessive amount of secretion and discharge. 2. Obtain secretions from the mucosal membrane of the vaginal vault with a sterile swab. 3. If smear and culture are requested or both a bacterial culture and fungal culture are requested, collect a second swab to maximize test sensitivity. | See Specimen Required | Candidalvulvovaginitis is believed to be the most frequent or second most frequent vaginal infection. Depending on the geographical area, its prevalence in women is estimated to be in the range of 5% to 20%. BesidesCandida albicans,Candida glabrata,andCandida tropicalisare the most frequently isolatedCandidaspecies both from vulvo-vaginitis patients and from healthy carriers. | Negative If positive, yeast will be identified. | Meaningful diagnosis of vaginal candidiasis requires that 1) yeastare demonstrable in the affected area and 2) clinical symptoms andsigns are consistent with the disease. Since in up to 20% of healthywomen, yeast cells are part of the normal vaginal flora, the presenceofCandidaon culture may be meaningless or misleading unless otherclinical factors are considered. |  | 1. Abdallah M, Augenbraun MH, McCormack W: Vulvovaginitis and cervicitis. In: Mandell GL, Bennett JE, Dolin R, eds. Principles and Practice of Infectious Diseases. 9th ed. Elsevier; 2020:1462-1476 2.Ashbee HR: General approaches for direction detection and identification of fungi. In: Carroll KC, Pfaller MA, Landry ML, et al, eds. Manual of Clinical Microbiology. 12th ed. Vol 1. ASM Press; 2019:2035-2055 | Specimens are plated on inhibitory mold agar that contains chloramphenicol to inhibit bacterial contamination. Cultures are incubated at 30 degrees C for 3 days. Identification ofCandidaspeciesis accomplished by a variety of physiologic, biochemical, or moleculartests.(Berkow EL, McGowan KL: Specimen collection, transport, and processing: Mycology.In: Carroll KC, Pfaller MA, Landry ML, et al, eds. Manual of Clinical Microbiology. 12th ed. Vol 1. ASM Press; 2019:2016-2024) | 3 to 4 days | Raw specimen discarded after 2 days. | This test has been cleared, approved, or is exempt by the US Food and Drug Administration and is used per manufacturer's instructions. Performance characteristics were verified by Mayo Clinic in a manner consistent with CLIA requirements. | 87102-Fungal culture, vaginal87106-Id MALDI-TOF Mass Spec Yeast (if appropriate)87107-Id MALDI-TOF Mass Spec Fungi (if appropriate)87107-Fungal identification panel A (if appropriate)87107-Fungal identification panel B (if appropriate)87150-Identification rapid PCR Coccidioides (if appropriate)87150 x 2-Identification Histoplasma/Blastomyces, PCR (if appropriate)87153-D2 fungal sequencing identification (if appropriate)87150-Id, Candida auris Rapid PCR (if appropriate) | Fungal Culture, Vaginal | 51723-5 | FVAG | Fungal Culture, Vaginal | 51723-5
FUNA | Fungal Ident Panel A (Bill Only) |  | This test is for billing purposes only. This is not an orderable test. | Yes | Fungal Ident Panel A | Varies | This test is for billing purposes only. This is not an orderable test. |  |  | This test is for billing purposes only. This is not an orderable test. | [6 empty] | Not Applicable | 87107
FUNB | Fungal Ident Panel B (Bill Only) |  | This test is for billing purposes only. This is not an orderable test. | Yes | Fungal Ident Panel B | Varies | This test is for billing purposes only. This is not an orderable test. |  |  | This test is for billing purposes only. This is not an orderable test. | [6 empty] | Not Applicable | 87107
D2F | Fungal Sequencing Identification (Bill Only) |  | This test is for billing purposes only. This is not an orderable test. | Yes | D2 Fungal Sequencing Identification | Varies | This test is for billing purposes only. This is not an orderable test. |  |  | This test is for billing purposes only. This is not an orderable test. | [6 empty] | Not Applicable | 87153
FS | Fungal Smear, Varies | Detection of fungi in clinical specimens | Calcofluor/KOH Stain | Yes | Fungal Smear | For information, seeMeningitis/Encephalitis Panel Algorithm. | Preferred Specimen Type:Body fluid Container/Tube:Sterile container Specimen Volume:Entire collection Preferred Specimen Type:Fresh tissue Container/Tube:Sterile container Specimen Volume:Pea size Collection Instructions:Tissue should be placed in small amount of sterile saline or sterile water. Specimen Type:Bone marrow Container/Tube:Sterile container, SPS/Isolator system, or green top (lithium or sodium heparin) Specimen Volume:Entire collection Specimen Type:Respiratory specimen Container/Tube:Sterile container Specimen Volume:Entire collection Specimen Type:Urine Container/Tube:Sterile container Specimen Volume:2 mL Collection Instructions:Collect a random urine specimen. AcceptableSpecimen Type:Swab Sources:Dermal, ear, mouth, ocular, throat, or wound Container/Tube:Culture transport swab (non-charcoal) Culturette or Eswab Specimen Volume:Swab Collection Instructions: 1. Before collecting specimen, wipe away any excessive amount of secretion and discharge, if appropriate. 2. Obtain secretions or fluid from source with sterile swab. 3. If smear and culture are requested or both a bacterial culture and fungal culture are requested, collect a second swab to maximize test sensitivity. | Bone marrow, body fluid, or respiratory specimen: 0.2 mL; Any other specimen type: See Specimen Required | Many fungi in the environment cause disease in severely compromised human hosts. Accordingly, the range of potential pathogenic fungi has increased as the number of immunosuppressed individuals (persons with AIDS, patients receiving chemotherapy or transplant rejection therapy, etc) has increased. Few fungal diseases can be diagnosed clinically; most are diagnosed by isolating and identifying the infecting fungus in the clinical laboratory. | Negative | Positive slides are reported as one or more of the following: yeast or hyphae present, organism resemblingBlastomyces dermatitidis,Histoplasma capsulatum,Coccidioides immitis,Cryptococcusneoformans,orMalassezia furfur. | No significant cautionary statements. | 1. Schelenz S, Barnes RA, Barton RC, et al. British Society for Medical Mycology best practice recommendations for the diagnosis of serious fungal diseases. Lancet Infect Dis. 2015;15(4):461-474. doi:10.1016/S1473-3099(15)70006-X 2. Hoenigl M, Salmanton-García J, Walsh TJ, et al. Global guideline for the diagnosis and management of rare mould infections: an initiative of the European Confederation of Medical Mycology in cooperation with the International Society for Human and Animal Mycology and the American Society for Microbiology [published correction appears in Lancet Infect Dis. 2021 Apr;21(4):e81]. Lancet Infect Dis. 2021;21(8):e246-e257. doi:10.1016/S1473-3099(20)30784-2 | Calcofluor white, a fluorescent textile brightener, nonspecifically binds with chitin in the cell wall of fungi. Examination of stained specimens using fluorescent microscopy allows for the detection of fungi due to the fluorescence of calcofluor white present on the fungal cell wall. Potassium hydroxide is added to hasten clearing of viscous specimens, and Evans blue is added to prevent nonspecific fluorescence.(Lindsley M. Mycology: Reagents, stains, and media. In: Carroll KC, Pfaller MA, Pritt BS, et al. Manual of Clinical Microbiology. 13th ed. ASM Press; 2023) | 1 to 2 days | Raw specimen: 7 days | This test has been cleared, approved, or is exempt by the US Food and Drug Administration and is used per manufacturer's instructions. Performance characteristics were verified by Mayo Clinic in a manner consistent with CLIA requirements. | 8720687176-Tissue processing (if appropriate) | Fungal Smear | 658-5 | FS | Fungal Smear | 658-5
FUNBL | Fungitell, BAL |  | Limulus Amebocyte Lysate (LAL) Pathway | Yes | Fungitell, BAL | Lavage | Specimen Type: BAL Sources: Bronchoalveolar lavage Container/Tube: Sterile container Specimen Volume: 1 – 3 mL Note: Ship frozen | 0.5 mL | The Fungitell Beta â€“ D Glucan assay detects (1,3) â€“ Beta-D-glucan from the following pathogens: Candida spp., Acremonium, Aspergillus spp., Coccidioides immitis, Fusarium spp., Histoplasma capsulatum, Trichosporon spp., Sporothrix schenckii, Saccharomyces cerevisiae, and Pneumocystis jiroveci. The Fungitell Beta-D Glucan assay does not detect certain fungal species such as the genus Cryptococcus, which produces very low levels of (1,3) â€“ Beta-D-glucan, nor the Zygomycetes, such as Absidia, Mucor, and Rhizopus, which are not known to produce (1,3) â€“ Beta-D-glucan. Studies indicate Blastomyces dermatitidis is usually not detected due to little (1,3) â€“ Beta-D-glucan produced in the yeast phase. | A reference range for specimens other than serum has not been established. | The performance characteristics of the Fungitell assay in BAL have been determined by Viracor-Eurofins; there are no established criteria for the interpretation of Fungitell results from BAL fluid. Research studies have evaluated the use of the Fungitell assay in BAL in both immunocompromised patients (Mycopathologia (2013) 175:33-41) and acute eosinophilic pneumonia (Chest (2003) 123:1302-1307). |  |  |  | 1 to 6 days |  |  | 87449 | Fungitell, BAL | Not Provided | FUNBL | Fungitell, BAL | Not Provided
FUNBW | Fungitell, bronch wash |  | Limulus Amebocyte Lysate (LAL) Pathway | Yes | Fungitell, bronch wash | Bronchial Washing | Collect 1-3 mL Bronchial Wash in a sterile screw top tube, ship frozen. | 0.5 mL | The Fungitell Beta â€“ D Glucan assay detects (1,3) â€“ Beta-D-glucan from the following pathogens: Candida spp., Acremonium, Aspergillus spp., Coccidioides immitis, Fusarium spp., Histoplasma capsulatum, Trichosporon spp., Sporothrix schenckii, Saccharomyces cerevisiae, and Pneumocystis jiroveci. The Fungitell Beta-D Glucan assay does not detect certain fungal species such as the genus Cryptococcus, which produces very low levels of (1,3) â€“ Beta-D-glucan, nor the Zygomycetes, such as Absidia, Mucor, and Rhizopus, which are not known to produce (1,3) â€“ Beta-D-glucan. Studies indicate Blastomyces dermatitidis is usually not detected due to little (1,3) â€“ Beta-D-glucan produced in the yeast phase. | A reference range for specimens other than serum has not been established. | The performance characteristics of the Fungitell assay in bronchial wash have been determined by Viracor-IBT Laboratories; there are no established criteria for the interpretation of Fungitell results from bronchial wash fluid. Research studies have evaluated the use of the Fungitell assay in BAL in both immunocompromised patients (Mycopathologia (2013) 175:33-41) and acute eosinophilic pneumonia (Chest (2013) 123:1302-1307). |  |  |  | 1 to 6 days |  |  | 87449 | Fungitell, bronch wash | Not Provided | FUNBW | Fungitell, bronch wash | Not Provided
FUNSF | Fungitell, CSF |  | Limulus Amebocyte Lysate (LAL) Pathway | Yes | Fungitell, CSF | For information, seeMeningitis/Encephalitis Panel Algorithm. | Specimen Type:Spinal Fluid Sources:CSF Container/Tube:Sterile container Specimen Volume:2 mL Collection Instructions:Collect 1-3 mL of spinal fluid (CSF) in a sterile container. Ship 2 mL frozen. | 0.2 mL | The Fungitell Beta-D Glucan assay is indicated for the presumptive diagnosis of invasive fungal disease through detection of elevated levels of (1,3)- Beta-D-glucan in serum. Normal human serum contains low levels of (1,3)- Beta-D glucan, typically 10 to 40 pg/mL, presumably from commensal yeasts present in the alimentary canal and gastrointestinal tract. However, (1,3)- Beta-D-glucan is sloughed from the cell walls during the life cycle of most pathogenic fungi. Thus, monitoring serum for evidence of elevated and rising levels of (1,3)- Beta-D-glucan provides a convenient surrogate marker for invasive fungal disease. The Fungitell Beta - D Glucan assay detects (1,3) - Beta-D-glucan from the following pathogens: Candida spp., Acremonium, Aspergillus spp., Coccidioides immitis, Fusarium spp., Histoplasma capsulatum, Trichosporon spp., Sporothrix schenckii, Saccharomyces cerevisiae, and Pneumocystis jiroveci. The Fungitell Beta-D Glucan assay does not detect certain fungal species such as the genus Cryptococcus, which produces very low levels of (1,3) - Beta-D-glucan, nor the Zygomycetes, such as Absidia, Mucor, and Rhizopus, which are not known to produce (1,3) - Beta-D-glucan. Studies indicate Blastomyces dermatitidis is usually not detected due to little (1,3) - Beta-D-glucan produced in the yeast phase. | A reference range for specimens other than serum has not been established. | The performance characteristics of the Fungitell assay in CSF have been determined by Eurofins Viracor; there are no established criteria for the interpretation of Fungitell results from CSF. Research studies have evaluated the use of the Fungitell assay in CSF during a fungal meningitis outbreak (J. Clin. Microbiol. 2013, 51(4):1285-1287). |  |  |  | 1 to 6 days |  |  | 87449 | Fungitell, CSF | Not Provided | FUNSF | Fungitell, CSF | 95072-5
FFURO | Furosemide (Lasix) |  | High Performance Liquid Chromatography with Fluorescence | Yes | Furosemide (Lasix) | Varies | Submit only 1 of the following specimens: Plasma Draw blood in a green-top (sodium heparin) tube(s),plasma gel tube is not acceptable.Spin down and send 1 mL sodium heparin plasma refrigerated in a plastic vial. Serum Draw blood in a plain red-top tube(s),serum gel tube is not acceptable.Spin down and send 1 mL of serum refrigerated in a plastic vial. | 0.25 mL |  | Expected serum furosemide concentration in patients on usualdaily dosages:Up to 5.0 ug/mL Toxic:greater than 50.0 ug/mL |  |  |  |  | 7 to 11 days | 2 weeks |  | 80299 | Furosemide (Lasix) | 3659-0 | Z1189 | Furosemide | 3659-0
FUSI | FUS Immunostain, Technical Component Only | Identification of frontotemporal lobar dementia | Immunohistochemistry (IHC) | Yes | FUS IHC, Tech Only | For the initial technical component only immunohistochemical (IHC) stain performed, the appropriate bill-only test ID will be reflexed and charged (IHTOI). For each additional technical component only IHC stain performed, an additional bill-only test ID will be reflexed and charged (IHTOA). | Supplies:Immunostain Technical Only Envelope (T693) Specimen Type:Tissue Container/Tube:Immunostain Technical Only Envelope Preferred:2 Unstained positively charged glass slide (25- x 75- x 1-mm) per test ordered; sections 4-microns thick Acceptable:Formalin-fixed, paraffin-embedded tissue block |  | Fused in sarcoma (FUS), also known as translated in liposarcoma (TLS), protein is a multifunctional DNA- and RNA-binding protein. Studies have shown the cause of familial amyotrophic lateral sclerosis to be an alteration in the gene encoding the FUS protein. FUS has been linked to other neurodegenerative diseases including frontotemporal lobar dementia and neuronal intermediate filament inclusion disease. |  | This test does not include pathologist interpretation, only technical performance of the stain. If interpretation is required, order PATHC / Pathology Consultation for a full diagnostic evaluation or second opinion of the case. The positive and negative controls are verified as showing appropriate immunoreactivity. If a control tissue is not included on the slide, a scanned image of the relevant quality control tissue is available upon request; call 855-516-8404. Interpretation of this test should be performed in the context of the patient's clinical history and other diagnostic tests by a qualified pathologist. | Age of a cut paraffin section can affect immunoreactivity. Stability thresholds vary widely among published literature and are antigen dependent. Best practice is for paraffin sections to be cut within 6 weeks. | 1. Armstrong RA. Neuronal cytoplasmic inclusions in tau, TDP-43, and FUS molecular subtypes of frontotemporal lobar degeneration share similar spatial patterns. Folia Neuropathol. 2017;55(3):185-192. doi:10.5114/fn.2017.70482 2. Armstrong RA, Gearing M, Bigio EH, et al. Spatial patterns of FUS-immunoreactive neuronal cytoplasmic inclusions (NCI) in neuronal intermediate filament inclusion disease (NIFID). J Neural Transm. 2011;118(11):1651-1657. doi:10.1007/s00702-011-0690-x 3. Irwin DJ, Cairns NJ, Grossman M, et al. Frontotemporal lobar degeneration: defining phenotypic diversity through personalized medicine. Acta Neuropathol. 2015;129(4):469-491. doi:10.1007/s00401-014-1380-1 4. Magaki S, Hojat SA, Wei B, So A, Yong WH. An introduction to the performance of immunohistochemistry. Methods Mol Biol. 2019;1897:289-298. doi:10.1007/978-1-4939-8935-5_25 | Immunohistochemistry on sections of paraffin-embedded tissue.(Unpublished Mayo method) | 1 to 3 days | Until staining is complete. | This test has been cleared, approved, or is exempt by the US Food and Drug Administration and is used per manufacturer's instructions. Performance characteristics were verified by Mayo Clinic in a manner consistent with CLIA requirements. | 88342-TC, primary88341-TC, if additional IHC | FUS IHC, Tech Only | Order only;no result | 70747 | FUS IHC, Tech Only | Bill only; no result
FUSM | Fusarium moniliforme, IgE, Serum | Establishing a diagnosis of an allergy toFusarium moniliforme Defining the allergen responsible for eliciting signs and symptoms Identifying allergens: -Responsible for allergic response and/or anaphylactic episode -To confirm sensitization prior to beginning immunotherapy -To investigate the specificity of allergic reactions to insect venom allergens, drugs, or chemical allergens | Fluorescence Enzyme Immunoassay (FEIA) | Yes | Fusarium Moniliforme, IgE | Serum | Collection Container/Tube: Preferred:Serum gel Acceptable:Red top Submission Container/Tube:Plastic vial Specimen Volume:0.5 mL for every 5 allergens requested Collection Instructions:Centrifuge and aliquot serum into a plastic vial. | For 1 allergen: 0.3 mL For more than 1 allergen: (0.05 mL x number of allergens) + 0.25 mL deadspace | Clinical manifestations of immediate hypersensitivity (allergic) diseases are caused by the release of proinflammatory mediators (histamine, leukotrienes, and prostaglandins) from IgE-sensitized effector cells (mast cells and basophils) when cell-bound IgE antibodies interact with an allergen. In vitro serum testing for IgE antibodies provides an indication of the immune response to allergens that may be associated with allergic disease. The allergens chosen for testing often depend upon the age of the patient, history of allergen exposure, season of the year, and clinical manifestations. In individuals predisposed to develop allergic disease, the sequence of sensitization and clinical manifestations proceed as follows: eczema and respiratory disease (rhinitis and bronchospasm) in infants and children less than 5 years due to food sensitivity (milk, egg, soy, and wheat proteins) followed by respiratory disease (rhinitis and asthma) in older children and adults due to sensitivity to inhalant allergens (dust mite, mold, and pollen inhalants). | Class,IgE kU/L,Interpretation, 0,<0.10,Negative, 0/1,0.10-0.34,Borderline/equivocal, 1,0.35-0.69,Equivocal, 2,0.70-3.49,Positive, 3,3.50-17.4,Positive, 4,17.5-49.9,Strongly positive, 5,50.0-99.9,Strongly positive, 6,> or =100,Strongly positive, | Detection of IgE antibodies in serum (class 1 or greater) indicates an increased likelihood of allergic disease as opposed to other etiologies and defines the allergens that may be responsible for eliciting signs and symptoms. The level of IgE antibodies in serum varies directly with the concentration of IgE antibodies expressed as a class score or kU/L. | Testing for IgE antibodies is not useful in patients previously treated with immunotherapy to determine if residual clinical sensitivity exists or in patients in whom the medical management does not depend upon identification of allergen specificity. Some individuals with clinically insignificant sensitivity to allergens may have measurable levels of IgE antibodies in serum, and test results must be interpreted in the clinical context. False-positive results for IgE antibodies may occur in patients with markedly elevated serum IgE (>2500 kU/L) due to nonspecific binding to allergen solid phases. | Homburger HA, Hamilton RG: Allergic diseases. In: McPherson RA, Pincus MR, eds. Henry's Clinical Diagnosis and Management by Laboratory Methods. 23rd ed.Elsevier; 2017:1057-1070 | Specific IgE from the patient's serum reacts with the allergen of interest, which is covalently coupled to an ImmunoCAP. After washing away nonspecific IgE, enzyme-labeled anti-IgE antibody is added to form a complex. After incubation, unbound anti-IgE is washed away, and the bound complex incubated with a developing agent. After stopping the reaction, the fluorescence of the eluate is measured. Fluorescence is proportional to the amount of specific IgE present in the patient's sample (ie, the higher the fluorescence value, the more IgE antibody is present).(Package insert: ImmunoCAP System Specific IgE FEIA. Phadia; Rev 06/2020) | Same day/1 to 3 days | 14 days | This test has been cleared, approved, or is exempt by the US Food and Drug Administration and is used per manufacturer's instructions. Performance characteristics were verified by Mayo Clinic in a manner consistent with CLIA requirements. | 86003 | Fusarium Moniliforme, IgE | 6121-8 | FUSM | Fusarium Moniliforme, IgE | 6121-8
FCDX1 | Gabapentin Confirmation (Qualitative), Umbilical Cord Tissue |  | Can only be ordered as a reflex test. | Yes | Gabapentin Conf (Qual), UC | Tissue | Only orderable as a reflex test. |  |  | Reporting limit determined each analysis. Units: ng/g Only orderable as a reflex test. | [7 empty] | 80171 | Gabapentin Conf (Qual), UC | Not Provided | Z6300 | Gabapentin | Not Provided
GABA | Gabapentin, Serum | Monitoring serum gabapentin concentrations Assessing compliance Adjusting dosage in patients | Liquid Chromatography Tandem Mass Spectrometry (LC-MS/MS) | Yes | Gabapentin, S | Serum Red | Supplies:Sarstedt Aliquot Tube, 5 mL (T914) Collection Container/Tube:Red top (serum gel/SST isnotacceptable) Submission Container/Tube:Plastic vial Specimen Volume:1 mL Collection Instructions: 1. Collect specimen immediately before next scheduled dose. 2. Within 2 hours of collection, centrifuge and aliquot serum into plastic vial. | 0.2 mL | Gabapentin is an antiepileptic drug that is effective in treating seizures, neuropathies, and a variety of neurological and psychological maladies. Although designed as a gamma-aminobutyric acid (GABA) analogue, gabapentin does not bind to GABA receptors, nor does it affect the neuronal uptake or degradation of GABA. In fact, the precise mechanism by which it exerts its analgesic and anticonvulsant effects is unknown. After oral administration and absorption, gabapentin circulates essentially unbound to serum proteins. In addition, gabapentin does not undergo hepatic metabolism, unlike most other antiepileptic drugs, and is eliminated almost entirely by renal excretion with a clearance that approximates the glomerular filtration rate. The elimination half-life is 5 to 7 hours in patients with normal kidney function. Since gabapentin does not bind to serum proteins, it does not exhibit pharmacokinetic variability and interactions with other highly protein-bound medications (eg, phenytoin). In addition, the lack of hepatic metabolism eliminates the interactions with other hepatically cleared medications, which can induce/inhibit hepatic drug metabolizing enzyme systems (eg, cytochrome P450 enzymes). Therefore, gabapentin serum concentration is not changed following the addition or discontinuation of other common anticonvulsants (ie, phenobarbital, phenytoin, carbamazepine, or valproic acid), nor are their serum concentrations altered upon the addition or discontinuation of gabapentin. In general, adverse effects with gabapentin are infrequent and usually resolve with continued treatment. The most common side effects include somnolence, dizziness, ataxia, and fatigue. Experience to date indicated that gabapentin is safe and relatively nontoxic. | 2.0-20.0 mcg/mL Toxic Range: > or =25.0 mcg/mL | Therapeutic ranges are based on specimens collected immediately before the next dose (ie, trough). Most epileptic patients show a response to the drug when the trough concentration is in the range of 2 to 20 mcg/mL. Therapeutic drug monitoring may be useful due to inter-individual variation in pharmacokinetics and dose-dependent bioavailability; specimens for measurements should be collected before the morning dose since the short half-life may affect the interpretation of the concentration. | This test cannot be performed on whole blood. Serum must be separated from cells within 2 hours of collection. Specimens collected in serum gel tubes (serum separator tubes) are not acceptable as the drug/analyte can absorb on the gel barrier and lead to falsely decreased concentrations. | 1. Hiemke C,Bergemann N, Clement HW,et al. Consensus guidelines for therapeutic drug monitoring in neuropsychopharmacology: Update 2017. Pharmacopsychiatry. 2018;51(1-02):9-62 2. Patsalos PN, Berry DJ, Bourgeois BF, et al. Antiepileptic drugs-best practice guidelines for therapeutic drug monitoring: a position paper by the subcommission on therapeutic drug monitoring, ILAE Commission on Therapeutic Strategies. Epilepsia. 2008;49(7):1239-1276 3. Johannessen SI, Tomson T. Pharmacokinetic variability of newer antiepileptic drugs: when is monitoring needed? Clin Pharmacokinetics. 2006;45(11):1061-1075 4. Milone MC, Shaw LM: Therapeutic drugs and their management. In: Rifai N, Chiu RWK, Young I, Burnham CAD, Wittwer CT, eds. Tietz Textbook of Laboratory Medicine. 7th ed. Elsevier; 2023:420-453 | Gabapentin and the internal standard are separated from other serum constitutes with analysis on a tandem mass spectrometer equipped with an electrospray ion source using multiple reaction monitoring.(Unpublished Mayo method) | Same day/1 to 2 days | 2 weeks | This test was developed and its performance characteristics determined by Mayo Clinic in a manner consistent with CLIA requirements. It has not been cleared or approved by the US Food and Drug Administration. | 80171 | Gabapentin, S | 9738-6 | 80826 | Gabapentin, S | 9738-6
FCDUE | Gabapentin, Umbilical Cord Tissue |  | Only orderable as part of a profile-see FCDSU. | Yes | Gabapentin, UC | If appropriate, confirmation testing will be performed at no additional charge. | Only orderable as part of a profile-see FCDSU. |  |  | Reporting limit determined each analysis. Units: ng/g Only orderable as part of a profile-see FCDSU | [8 empty] | Gabapentin, UC | Not Provided | Z6299 | Gabapentin | Not Provided
FGABA | Gabapentin, Urine |  | Immunoassay (IA) | Yes | Gabapentin, Urine | Urine | Collect 10 mL random urine without preservatives. Ship refrigerated in a plastic container. | 0.25 mL |  | Reference Range:Not Established Units:ug/mL |  |  |  |  | 5 to 9 days |  |  | 80307 | Gabapentin, Urine | 59680-9 | FGABA | Gabapentin, Urine | 59680-9
GDU | Gadolinium, 24 Hour, Urine | Assessing chronic exposure and monitoring effectiveness of dialysis in a 24-hour urine collection | Inductively Coupled Plasma Mass Spectrometry (ICP-MS) | Yes | Gadolinium, 24 Hr, U | Urine | Patient Preparation:High concentrations of gadolinium and iodine are known to interfere with most metal tests. If either gadolinium- or iodine-containing contrast media has been administered, a specimen should not be collected for 96 hours. Supplies:Urine Tubes, 10 mL (T068) Container/Tube:Plastic, 10-mL urine tube or clean, plastic aliquot container with no metal cap or glued insert Specimen Volume:0.3 mL Collection Instructions: 1. Collect urine for 24 hours. 2. Refrigerate specimen within 4 hours of completion of 24-hour collection. 3. SeeMetals Analysis Specimen Collection and Transportfor complete instructions. Additional Information:SeeUrine Preservatives-Collection and Transportation for 24-Hour Urine Specimensfor multiple collections. | 0.2 mL | Gadolinium is a member of the lanthanide series of the periodic table of elements and is considered a nonessential element. Due to its paramagnetic properties, chelated gadolinium is commonly employed as contrast media (gadolinium-based contrast agents: GBCA) for magnetic resonance imaging and computer tomography scanning. Gadolinium is primarily eliminated via the kidneys, so exposure can be prolonged in patients with kidney insufficiency. Patients with reduced kidney function and some patients with normalkidneyfunction may exhibit a prolonged gadolinium elimination half-life. To date the only known adverse health effect related to gadolinium retention is a rare condition called nephrogenic systemic fibrosis (NSF). NSF is a relatively uncommon condition in which fibrous plaques develop in the dermis and often in deeper connective tissues. Reported cases have occurred almost exclusively in patients with severekidneydisease, and almost all have been associated with prior use of GBCA. NSF is a painful skin disease characterized by thickening of the skin, which can involve the joints and cause significant limitation of motion within weeks to months.Over the past decade, changes in clinical practice guidelines have almost completely eliminated the incidence of NSF. However, the association of NSF and observed elevated gadolinium concentrations is still not fully understood. | 0-17 years: Not established > or =18 years: <1.1 mcg/24 hours | Elevated urine gadolinium results from a specimen collected more than 96 hours after administration of a gadolinium-based contrast agent confirms past exposure or continued exposure through anthropogenic sources and prolonged elimination of gadolinium. Gadolinium also has been shown to be present in some municipal water sources, which may contribute to the observation of low concentrations of gadolinium in patients who never have been exposed to gadolinium-based contrast agents. Elevated gadolinium in a specimen collected more than 96 hours after contrast media infusion does not indicate risk ofnephrogenic systemic fibrosis. | Urine gadolinium concentration will be elevated if the specimen is collected less than 96 hours after administration of gadolinium-based contrast agents. This elevation is due to the residual gadolinium present from contrast media infusion. An elevated gadolinium in a specimen collected more than 96 hours after contrast media infusion does not definitively indicate risk of nephrogenic systemic fibrosis or gadolinium toxicity. Ultimately, individuals should consult with their healthcare providers to interpret any test results. Gadolinium may also be present in the effluent of metropolitan sewage treatment plants and in the rivers near metropolitan areas. Sewage treatment does not remove gadolinium. Anthropogenic sources of gadolinium could contribute to low concentrations of gadolinium excreted in the urine. | 1. Othersen JB, Maize JC, Woolson RF, Budisavljevic MN. Nephrogenic systemic fibrosis after exposure to gadolinium in patients with renal failure. Nephrol Dial Transplant. 2007;22:3179-3185 2. Christensen KN, Lee CU, Hanley MM, et al. Quantification of gadolinium in fresh skin and serum samples from patients with nephrogenic systemic fibrosis. J Am Acad Dermatol. 2011;64(1):91-96 3. Telgmann L, Sperling M, Karst U. Determination of gadolinium-based MRI contrast agents in biological and environmental samples: A review. Analytica Chimica Acta. 2013;764:1-16 4. Daftari Besheli L, Aran S, Shaqdan K, et al. Current status of nephrogenic systemic fibrosis. Clin Radiol. 2014;69(7):661-668 5. Aime S, Caravan P. Biodistribution of gadolinium-based contrast agents, including gadolinium deposition. J Magn Reson Imaging. 2009;30(6):1259-1267 6. McDonald RJ, McDonald JS, Kallmes DF, et al. Intracranial gadolinium deposition after contrast-enhanced MR imaging. Radiology. 2015;275:772-782 7. Attari H, Cao Y, Elmholdt TR, Zhao Y, Prince MR. A systematic review of 639 patients with biopsy-confirmed nephrogenic systemic fibrosis. Radiology. 2019;292(2):376-386 8. Woolen SA, Shankar PR, Gagnier JJ, MacEachern MP, Singer L, Davenport MS. Risk of nephrogenic systemic fibrosis in patients with stage 4 or 5 chronic kidney disease receiving a group II gadolinium-based contrast agent: A systematic review and meta-analysis. JAMA Intern Med. 2020;180(2):223-230 9. Bornhorst J, Wegwerth P, Day P, et al. Urinary reference intervals for gadolinium in individuals without recent exposure to gadolinium-based contrast agents. Clin Chem Lab Med. 2020;58(3):e87-e90 10. Alwasiyah D, Murphy C, Jannetto P, Hogg M, Beuhler MC. Urinary Gadolinium Levels After Contrast-Enhanced MRI in Individuals with Normal Renal Function: a Pilot Study. J Med Toxicol. 2019;15(2):121-127 | The metal of interest is analyzed by inductively coupled plasma mass spectrometry.(Unpublished Mayo method) | 2 to 8 days | 14 days | This test was developed and its performance characteristics determined by Mayo Clinic in a manner consistent with CLIA requirements. It has not been cleared or approved by the US Food and Drug Administration. | 83018 | Gadolinium, 24 Hr, U | 8201-6 | VL82 | Urine Volume | 3167-4
GDS | Gadolinium, Serum | Aiding in documenting previous exposure to gadolinium-based contrast agents using serum specimens | Inductively Coupled Plasma-Mass Spectrometry (ICP-MS) | Yes | Gadolinium, S | Serum | Patient Preparation:High concentrations of gadolinium and iodine are known to interfere with most metal tests. If either gadolinium- or iodine-containing contrast media has been administered, a specimen should not be collected for 96 hours. Supplies:Metal Free Specimen Vial (T173) Collection Container/Tube:Plain, royal blue-top Vacutainer plastic trace element blood collection tube Submission Container/Tube:7-mL Mayo metal-free, screw-capped,polypropylenevial Specimen Volume:0.3 mL Collection Instructions: 1. Allow the specimen to clot for 30 minutes; then centrifuge the specimen to separate serum from the cellular fraction. 2. Remove the stopper. Carefully pour specimen into Mayo metal-free, screw-capped vial, avoiding transfer of the cellular components of blood.Do notinsert a pipette into the serum to accomplish transfer, anddo notream the specimen with a wooden stick to assist with serum transfer. 3. SeeMetals Analysis Specimen Collection and Transportfor complete instructions. | 0.2 mL | Gadolinium is a member of the lanthanide series of the periodic table of elements and is considered a nonessential element. Due to its paramagnetic properties, chelated gadolinium is commonly employed as contrast media (gadolinium-based contrast agents: GBCA) for magnetic resonance imaging and computer tomography scanning. Gadolinium is primarily eliminated via the kidneys, so exposure can be prolonged in patients with kidney insufficiency. Patients with reduced kidney function and some patients with normal kidney function may exhibit a prolonged gadolinium elimination half-life. To date, the only known adverse health effect related to gadolinium retention is a rare condition called nephrogenic systemic fibrosis (NSF). NSF is a relatively uncommon condition in which fibrous plaques develop in the dermis and often in deeper connective tissues. Reported cases have occurred almost exclusively in patients with severekidneydisease, and almost all have been associated with prior use of GBCA. NSF is a painful skin disease characterized by thickening of the skin, which can involve the joints and cause significant limitation of motion within weeks to months.Over the past decade, changes in clinical practice guidelines have almost eliminated completely the incidence of NSF. However, the association of NSF and observed elevated gadolinium concentrations is still not fully understood. | <0.5 ng/mL | Elevated gadolinium observed in serum specimens drawn more than 96 hours after administration of gadolinium-containing contrast media is not typical of most patients with normal kidney function and may indicate prolonged elimination of gadolinium and exposure to anthropogenic sources. | Serum gadolinium concentration may be elevated if the specimen is collected less than 96 hours after administration of gadolinium-based contrast agents. This elevation is due to residual gadolinium present from contrast media infusion. An elevated serum gadolinium in a specimen collected more than 96 hours after contrast media infusion does not definitively indicate risk of nephrogenic systemic fibrosis or significant gadolinium toxicity. Ultimately, individuals should consult with their healthcare providers to interpret any test results. | 1. Othersen JB, Maize JC, Woolson RF, Budisavljevic MN. Nephrogenic systemic fibrosis after exposure to gadolinium in patients with renal failure. Nephrol Dial Transplant. 2007;22:3179-3185 2. Christensen KN, Lee CU, Hanley MM, et al. Quantification of gadolinium in fresh skin and serum samples from patients with nephrogenic systemic fibrosis. J Am Acad Dermatol. 2011;64(1):91-96 3. Telgmann L, Sperling M, Karst U. Determination of gadolinium-based MRI contrast agents in biological and environmental samples: A review. Analytica Chimica Acta. 2013;764:1-16 4.Daftari Besheli L, Aran S, Shaqdan K, et al. Current status of nephrogenic systemic fibrosis. Clin Radiol. 2014;69(7):661-668 5. Aime S, Caravan P. Biodistribution of gadolinium-based contrast agents, including gadolinium deposition. J Magn Reson Imaging 2009;30(6):1259-1267 6. McDonald RJ, McDonald JS, Kallmes DF, et al. Intracranial gadolinium deposition after contrast-enhanced MR imaging. Radiology. 2015;275(3):772-782 7. Attari H, Cao Y, Elmholdt TR, Zhao Y, Prince MR. A systematic review of 639 patients with biopsy-confirmed nephrogenic systemic fibrosis. Radiology. 2019;292(2):376-386 8. Woolen SA, Shankar PR, Gagnier JJ, MacEachern MP, Singer L, Davenport MS. Risk of nephrogenic systemic fibrosis in patients with stage 4 or 5 chronic kidney disease receiving a group II gadolinium-based contrast agent: A systematic review and meta-analysis. JAMA Intern Med. 2020;180(2):223-230 11. Bornhorst J, Wegwerth P, Day P, et al. Urinary reference intervals for gadolinium in individuals without recent exposure to gadolinium-based contrast agents. Clin Chem Lab Med. 2020;58(3):e87-e90 12.Alwasiyah D, Murphy C, Jannetto P, Hogg M, Beuhler MC. Urinary Gadolinium Levels After Contrast-Enhanced MRI in Individuals with Normal Renal Function: a Pilot Study. J Med Toxicol. 2019;15(2):121-127 | The metal of interest is analyzed by inductively coupled plasma mass spectrometry.(Unpublished Mayo method) | 2 to 8 days | 14 days | This test was developed and its performance characteristics determined by Mayo Clinic in a manner consistent with CLIA requirements. It has not been cleared or approved by the US Food and Drug Administration. | 83018 | Gadolinium, S | 80912-9 | 29251 | Gadolinium, S | 80912-9
GDUCR | Gadolinium/Creatinine Ratio, Random, Urine | Assessing chronic exposure and monitoring effectiveness of dialysis in a random urine collection | GDCU: Inductively Coupled Plasma-Mass Spectrometry (ICP-MS) CRETR: Enzymatic Colorimetric Assay | Yes | Gadolinium/Creat Ratio, Random, U | Urine | Patient Preparation:High concentrations of gadolinium and iodine are known to interfere with most metal tests. If either gadolinium- or iodine-containing contrast media has been administered, a specimen should not be collected for 96 hours. Supplies:Urine Tubes, 10 mL (T068) Collection Container/Tube:Clean, plastic urine collection container Submission Container/Tube:Plastic, 10-mL urine tube or clean, plastic aliquot container with no metal cap or glued insert Specimen Volume:3 mL Collection Instructions: 1. Collect a random urine specimen. 2. SeeMetals Analysis Specimen Collection and Transportfor complete instructions. | 1.5 mL | Gadolinium is a member of the lanthanide series of the periodic table of elements and is considered a nonessential element. Due to its paramagnetic properties, chelated gadolinium is commonly employed as contrast media (gadolinium-based contrast agents: GBCA) for magnetic resonance imaging and computer tomography scanning. Gadolinium is primarily eliminated via the kidneys, so exposure can be prolonged in patients with renal insufficiency. Patients with reduced kidney function and some patients with normal kidney function may exhibit a prolonged gadolinium elimination half-life. To date the only known adverse health effect related to gadolinium retention is a rare condition called nephrogenic systemic fibrosis (NSF). NSF is a relatively uncommon condition in which fibrous plaques develop in the dermis and often in deeper connective tissues. Reported cases have occurred almost exclusively in patients with severe kidney disease, and almost all have been associated with prior use of GBCA. NSF is a painful skin disease characterized by thickening of the skin, which can involve the joints and cause significant limitation of motion within weeks to months.Over the past decade, changes in clinical practice guidelines have almost completely eliminated the incidence of NSF. However, the association of NSF and observed elevated gadolinium concentrations is still not fully understood. | 0-17 years: Not established > or =18 years: <0.8 mcg/g creatinine | Although much of the gadolinium associated with the administration of gadolinium-based contrast agents (GBCA) is cleared in the urine in the first 96 hours, lower concentrations of gadolinium may persist in the urine for months after GBCA exposure. Elevated urine gadolinium results collected after administration of a GBCA confirm past exposure, prolonged elimination of gadolinium, and/or continued exposure through anthropogenic sources. Gadolinium also has been shown to be present in some municipal water sources, which may contribute to the observation of low concentrations of gadolinium in patients who never have been exposed to GBCA. Elevated gadolinium in a specimen collected more than 96 hours after contrast media infusion does not indicate risk ofnephrogenic systemic fibrosis. | Urine gadolinium concentration will be elevated if the specimen is collected less than 96 hours after administration of gadolinium-based contrast agents. This elevation is due to the residual gadolinium present from contrast media infusion. An elevated gadolinium in a specimen collected more than 96 hours after contrast media infusion does not definitively indicate risk of nephrogenic systemic fibrosis or gadolinium toxicity. Ultimately, individuals should consult with their healthcare providers to interpret any test results. Gadolinium may also be present in the effluent of metropolitan sewage treatment plants and in the rivers near metropolitan areas. Sewage treatment does not remove gadolinium. Anthropogenic sources of gadolinium could contribute to low concentrations of gadolinium excreted in the urine. | 1. Othersen JB, Maize JC, Woolson RF, Budisavljevic MN. Nephrogenic systemic fibrosis after exposure to gadolinium in patients with renal failure. Nephrol Dial Transplant. 2007;22(11):3179-3185 2. Christensen KN, Lee CU, Hanley MM, et al. Quantification of gadolinium in fresh skin and serum samples from patients with nephrogenic systemic fibrosis. J Am Acad Dermatol. 2011;64(1):91-96 3. Girardi M, Kay J, Elston DM, et al. Nephrogenic systemic fibrosis: Clinicopathological definition and workup recommendations. J Am Acad Dermatol. 2011;65(6):1095-1106 4. Telgmann L, Sperling M, Karst U. Determination of gadolinium-based MRI contrast agents in biological and environmental samples: A review. Analytica Chimica Acta. 2013;764:1-16 5.Daftari Besheli L, Aran S, Shaqdan K, et al. Current status of nephrogenic systemic fibrosis. Clin Radiol. 2014;69(7):661-668 6. Aime S, Caravan P. Biodistribution of gadolinium-based contrast agents, including gadolinium deposition. J. Magn Reson Imaging. 2009;30(6):1259-1267 7. McDonald RJ, McDonald JS, Kallmes DF, et al. Intracranial gadolinium deposition after contrast-enhanced MR imaging. Radiology. 2015;275:772-782 8. Bornhorst J, Wegwerth P, Day P, et al. Urinary reference intervals for gadolinium in individuals without recent exposure to gadolinium-based contrast agents. Clin Chem Lab Med. 2020;58(3):e87-e90. doi: 10.1515/cclm-2019-0607 9.Alwasiyah D, Murphy C, Jannetto P, Hogg M, Beuhler MC. Urinary Gadolinium Levels After Contrast-Enhanced MRI in Individuals with Normal Renal Function: a Pilot Study. J Med Toxicol. 2019;15(2):121-127 | The metal of interest is analyzed by inductively coupled plasma mass spectrometry.(Unpublished Mayo method) | 2 to 8 days | 14 days | This test was developed and its performance characteristics determined by Mayo Clinic in a manner consistent with CLIA requirements. It has not been cleared or approved by the US Food and Drug Administration. | 8301882570 | Gadolinium/Creat Ratio, Random, U | 93854-8 | 615339 | Gadolinium/Creat Ratio, U | 93854-8
GDCU | Gadolinium/Creatinine Ratio, Urine | Measurement of gadolinium concentration for assessing chronic exposure and monitoring effectiveness of dialysis using a random urine collection | Only orderable as part of a profile. For more information see GDUCR / Gadolinium/Creatinine Ratio, Random, Urine. Inductively Coupled Plasma-Mass Spectrometry (ICP-MS) | Yes | Gadolinium/Creat Ratio, U | Urine | Only orderable as part of a profile. For more information see GDUCR / Gadolinium/Creatinine Ratio, Random, Urine. | 1.5 mL | Gadolinium is a member of the lanthanide series of the periodic table of elements and is considered a nonessential element. Due to its paramagnetic properties, chelated gadolinium is commonly employed as contrast media (gadolinium-based contrast agents: GBCA) for magnetic resonance imaging and computer tomography scanning. Gadolinium is primarily eliminated via the kidneys, so exposure can be prolonged in patients with renal insufficiency. In healthy subjects with normal kidney function, the plasma half-life of gadolinium is approximately 90 minutes (1.5 hours). Patients with reduced kidney function and some patients with normal kidney function may exhibit a prolonged gadolinium elimination half-life. To date, the only known adverse health effect related to gadolinium retention is a rare condition called nephrogenic systemic fibrosis (NSF). NSF is a relatively uncommon condition in which fibrous plaques develop in the dermis and, often, in deeper connective tissues. Reported cases have occurred almost exclusively in patients with severe kidney disease, and almost all have been associated with prior use of GBCA. NSF is a painful skin disease characterized by thickening of the skin, which can involve the joints and cause significant limitation of motion within weeks to months.Over the past decade, changes in clinical practice guidelines have almost completely eliminated the incidence of NSF. However, the association of NSF and observed elevated gadolinium concentrations is still not fully understood. | Only orderable as part of a profile. For more information see GDUCR / Gadolinium/Creatinine Ratio, Random, Urine. 0-17 years: Not established > or =18 years: <0.8 mcg/g creatinine | Although much of the gadolinium associated with the administration of gadolinium-based contrast agents (GBCA) is cleared in the urine in the first 96 hours, lower concentrations of gadolinium may persist in the urine for months after GBCA exposure. Elevated urine gadolinium results collected after administration of a GBCA confirm past exposure, prolonged elimination of gadolinium, and/or continued exposure through anthropogenic sources. Gadolinium also has been shown to be present in some municipal water sources, which may contribute to the observation of low concentrations of gadolinium in patients who never have been exposed to GBCA. Elevated gadolinium in a specimen collected more than 96 hours after contrast media infusion does not indicate risk ofnephrogenic systemic fibrosis. | Urine gadolinium concentration will be elevated if the specimen is collected less than 96 hours after administration of gadolinium-based contrast agents. This elevation is due to the residual gadolinium present from contrast media infusion. An elevated gadolinium in a specimen collected more than 96 hours after contrast media infusion does not definitively indicate risk of nephrogenic systemic fibrosis or gadolinium toxicity. Ultimately, individuals should consult with their healthcare providers to interpret any test results. Gadolinium may also be present in the effluent of metropolitan sewage treatment plants and in the rivers near metropolitan areas. Sewage treatment does not remove gadolinium. Anthropogenic sources of gadolinium could contribute to low concentrations of gadolinium excreted in the urine. | 1. Othersen JB, Maize JC, Woolson RF, Budisavljevic MN. Nephrogenic systemic fibrosis after exposure to gadolinium in patients with renal failure. Nephrol Dial Transplant 2007;22(11):3179-3185 2. Christensen KN, Lee CU, Hanley MM, et al. Quantification of gadolinium in fresh skin and serum samples from patients with nephrogenic systemic fibrosis. J Am Acad Dermatol. 2011;64(1):91-96 3. Girardi M, Kay J, Elston DM, et al. Nephrogenic systemic fibrosis: Clinicopathological definition and workup recommendations. J Am Acad Dermatol. 2011;65(6):1095-1106 4. Telgmann L, Sperling M, Karst U. Determination of gadolinium-based MRI contrast agents in biological and environmental samples: A review. Analytica Chimica Acta. 2013;764:1-16 5.Daftari Besheli L, Aran S, Shaqdan K, et al. Current status of nephrogenic systemic fibrosis. Clin Radiol. 2014;69(7):661-668 6. Aime S, Caravan P. Biodistribution of gadolinium-based contrast agents, including gadolinium deposition. J. Magn Reson Imaging 2009;30(6):1259-1267 7. McDonald RJ, McDonald JS, Kallmes DF, et al. Intracranial gadolinium deposition after contrast-enhanced MR imaging. Radiology. 2015;275:772-782 8. Bornhorst J, Wegwerth P, Day P, et al. Urinary reference intervals for gadolinium in individuals without recent exposure to gadolinium-based contrast agents. Clin Chem Lab Med. 2020;58(3):e87-e90. doi: 10.1515/cclm-2019-0607 9.Alwasiyah D, Murphy C, Jannetto P, Hogg M, Beuhler MC. Urinary Gadolinium Levels After Contrast-Enhanced MRI in Individuals with Normal Renal Function: a Pilot Study. J Med Toxicol. 2019;15(2):121-127 | The metal of interest is analyzed by inductively coupled plasma mass spectrometry.(Unpublished Mayo method) | 2 to 8 days | 14 days | This test was developed and its performance characteristics determined by Mayo Clinic in a manner consistent with CLIA requirements. It has not been cleared or approved by the US Food and Drug Administration. | 83018 | Gadolinium/Creat Ratio, U | 93854-8 | 615339 | Gadolinium/Creat Ratio, U | 93854-8
GATOL | Galactitol, Quantitative, Urine | Monitoring effectiveness of treatment in patients with galactosemia Establishing a baseline level prior to initiating treatment for galactosemia | Gas Chromatography Mass Spectrometry (GC-MS) | Yes | Galactitol, QN, U | Urine | Supplies:Urine Tubes, 10 mL (T068) Container/Tube:Plastic, 10-mL urine tube Specimen Volume:2 mL Collection Instructions: 1. Collect a random urine specimen. 2. No preservative. | 1 mL | Galactosemia is an autosomal recessive disorder that results from a deficiency of 1 of the 4 enzymes catalyzing the conversion of galactose to glucose: galactose-1-phosphate uridyltransferase (GALT), galactokinase, uridine diphosphate galactose-4-epimerase,and galactose mutarotase. GALT deficiency is the most common cause of galactosemia and is often referred to as classic galactosemia. The complete or near complete deficiency of the GALT enzyme is life threatening. If left untreated, complications include liver failure, sepsis, cognitive and intellectual disabilities, and death. Galactosemia is treated with a galactose-free diet, which allows for rapid recovery from the acute symptoms and a generally good prognosis. Despite adequate treatment from an early age, children with galactosemia remain at increased risk for developmental delays, speech problems, abnormalities of motor function, and female patients are at increased risk for premature ovarian failure. Based upon reports by newborn screening programs, the frequency of classic galactosemia in the United States is approximately 1 in 30,000. Galactose levels may be continuously elevated in individuals affected with galactosemia even with a galactose-restricted diet regimen due to an endogenous production of galactose. The reduction of galactose to galactitol is an alternate pathway of galactose disposition when galactose metabolism is impaired. The excretion of abnormal quantities of galactitol in the urine of patients is characteristic of this disorder, and patients may have abnormal levels of galactitol even with dietary compliance. Dailyconsumption of galactose may cause urine levels to rise thus providing information on effectiveness of or compliance with treatment, but unlike erythrocyte galactose-1-phosphate and plasma galactose, urine galactitol levels usually do not provide insight into acute and transient effects of galactose intake. | 0-11 months: <109 mmol/mol creatinine 1-3 years: <52 mmol/mol creatinine 4-17 years: <16 mmol/mol creatinine > or =18 years: <13 mmol/mol creatinine | The concentration of galactitol is provided along with reference ranges for patients with galactosemia and normal controls. | No significant cautionary statements | 1. Berry GT. Classic galactosemia and clinical variant galactosemia. In: Adam MP, Mirzaa GM, Pagon RA, et al, eds. GeneReviews [Internet]. University of Washington, Seattle; 2000. Updated March 11, 2021. Accessed October 24, 2023. Available at www.ncbi.nlm.nih.gov/books/NBK1518/ 2. Walter JH, Fridovich-Keil JL. Galactosemia. In: Valle DL, Antonarakis S, Ballabio A, Beaudet AL, Mitchell GA. eds. The Online Metabolic and Molecular Bases of Inherited Disease. McGraw-Hill; 2019. Accessed October 24, 2023. Available at https://ommbid.mhmedical.com/content.aspx?sectionid=225081023&bookid=2709 3. OMIM entry 618881 Galactose mutarotase deficiency. Johns Hopkins University; 2020. Updated August 20, 2020. Available at https://omim.org/entry/618881 4. Pasquali M, Yu C, Coffee B. Laboratory diagnosis of galactosemia: a technical standard and guideline of the American College of Medical Genetics and Genomics (ACMG). Genet Med. 2018;20(1):3-11. doi:10.1038/gim.2017.172 | A total of 200 mcL of urine are spiked with a mixture of labeled internal standards, allowed to equilibrate, and evaporated. The dry residue is derivatized to form trimethylsilylesters, then extracted with hexane. Specimens are analyzed by gas chromatography mass spectrometry, selected ion monitoring using ammonia chemical ionization and a stable isotope dilution method.(Jansen G, Muskiet F, Schierbeek H, et al. Capillary gas chromatography profiling of urinary, plasma, and erythrocyte sugars and polyols as their trimethylsilyl derivatives, preceded by a simple and rapid prepurification method. Clin Chim Acta. 1986;157:277-294; Marolt G, Kolar M. Analytical Methods for Determination of Phytic Acid and Other Inositol Phosphates: A Review. Molecules. 2020;26(1):174) | 3 to 7 days | 3 months | This test was developed and its performance characteristics determined by Mayo Clinic in a manner consistent with CLIA requirements. It has not been cleared or approved by the US Food and Drug Administration. | 82542 | Galactitol, QN, U | 47857-8 | 35833 | Reviewed By | 18771-6
GALCR | Galactocerebrosidase Reflex, Leukocytes | Diagnosis of Krabbe disease as a confirmatory reflex of the six-enzyme panel Follow-up testing for evaluation of an abnormal newborn screening result for Krabbe disease This testis not recommendedfor carrier detection because of the wide range of enzymatic activities observed in carriers and noncarriers. | Only orderable as a reflex. For more information see LSD6W / Lysosomal Storage Disorders, Six-Enzyme Panel, Leukocytes. Liquid Chromatography-Tandem Mass Spectrometry (LC-MS/MS) | Yes | Galactocerebrosidase Reflex, WBC | Whole Blood ACD | Only orderable as a reflex. For more information see LSD6W / Lysosomal Storage Disorders, Six-Enzyme Panel, Leukocytes. |  | Krabbe disease (globoid cell leukodystrophy) is an autosomal recessive disorder caused by a deficiency of the enzyme, galactocerebrosidase (GALC). GALC facilitates the lysosomal degradation of psychosine (galactosylsphingosine) and 3 other substrates (galactosylceramide, lactosylceramide, and lactosylsphingosine) causing severe demyelination throughout the brain. Krabbe disease is caused by variants in theGALCgene, and it has an estimated frequency of 1 in 100,000 births. Although rare, a few infants with an infantile Krabbe disease-like phenotype due to deficiency of saposin A have been found. Saposin-A is a sphingolipid activator protein that assists galactocerebrosidase in its action on galactosylceramide. Severely affected infants typically present between 3 to 6 months of age with increasing irritability and sensitivity to stimuli. Rapid neurodegeneration including white matter disease follows, with death usually occurring by 2 years of age. Some individuals have later onset forms of the disease that are characterized by ataxia, vision loss, weakness, and psychomotor regression presenting anywhere from age 6 months to the seventh decade of life. The clinical course of Krabbe disease can be variable, even within the same family. Newborn screening for Krabbe disease has been implemented in some states. The early (presymptomatic) identification and subsequent testing of infants at risk for Krabbe disease may be helpful in reducing the morbidity and mortality associated with this disease. While treatment is mostly supportive, hematopoietic stem cell transplantation has shown some success if performed early, prior to onset of neurologic damage. Reduced or absent galactocerebrosidase in leukocytes can indicate a diagnosis of Krabbe disease; however, a number of alterations in theGALCgene have been identified that result in reduced galactocerebrosidase activity in vitro but do not cause disease. The biomarker, psychosine (PSY / Psychosine, Blood Spot or PSYR / Psychosine, Whole Blood or PSYCF / Psychosine, Spinal Fluid), has been shown to be elevated in patients with active Krabbe disease. Molecular sequencing of theGALCgene (KRABZ / Krabbe Disease, Full Gene Analysis and Large [30 kb] Deletion, Varies) is necessary for differentiating alternations from disease-causing variants in affected patients and for carrier detection in family members. | Only orderable as a reflex. For more information see LSD6W / Lysosomal Storage Disorders, Six-Enzyme Panel, Leukocytes. > or =0.300 nmol/hour/mg protein | When abnormal results are detected, a detailed interpretation is given, including an overview of the results and of their significance, a correlation to available clinical information, elements of differential diagnosis, recommendations for additional biochemical testing, and in vitro, confirmatory studies (enzyme assay, molecular analysis), name and phone number of key contacts who may provide these studies, and a phone number to reach one of the laboratory directors in case the referring physician has additional questions. | Pseudodeficiency of galactocerebrosidase causes reduced enzymatic activity but does not cause disease. Enzyme levels may be normal in individuals who have undergone hematopoietic stem cell transplant. | 1. Elliott S, Buroker N, Cournoyer JJ, et al: Pilot study of newborn screening for six lysosomal storage diseases using Tandem Mass Spectrometry. Mol Genet Metab. 2016 Aug;118(4):304-309 2. Matern D, Gavrilov D, Oglesbee D, Raymond K, Rinaldo P, Tortorelli S: Newborn screening for lysosomal storage disorders. Semin Perinatol. 2015 Apr;39(3):206-216 3.Orsini JJ, Escolar ML, Wasserstein MP, et al: Krabbe disease. In: Adam MP, Ardinger HH, Pagon RA, et al, eds. GeneReviews [Internet]. University of Washington, Seattle; 2000. Updated October 11, 2018. Accessed April 5, 2022. Available atwww.ncbi.nlm.nih.gov/books/NBK1238/ 4. Liao HC, Spacil Z, Ghomashchi F, et al: Lymphocyte galactocerebrosidase activity by LC-MS/MS for post-newborn screening evaluation of Krabbe disease. Clin Chem. 2017 Aug;63(8):1363-1369 5. Lin N, Huang J, Violante S, et al: Liquid chromatography-tandem mass spectrometry assay of leukocyte acid alpha-glucosidase for post-newborn screening evaluation of Pompe disease. Clin Chem. 2017 Apr;63(4):842-851 | The specimens are incubated with a mix of substrate and internal standard for galactocerebrosidase and alpha galactosidase (GLA). The reaction is then stopped using acetonitrile, centrifuged, and a portion of the supernatant is prepared for analysis by liquid chromatography-tandem mass spectrometry. GLA is included to verify sample integrity.(Unpublished Mayo method) | 5 to 9 days | WBC homogenate; 1 month | This test was developed and its performance characteristics determined by Mayo Clinic in a manner consistent with CLIA requirements. It has not been cleared or approved by the US Food and Drug Administration. | 82542
GALCW | Galactocerebrosidase, Leukocytes | Diagnosis of Krabbe disease Follow-up testing for evaluation of an abnormal newborn screening result for Krabbe disease This test isnot intended forcarrier detection. | Liquid Chromatography-Tandem Mass Spectrometry (LC-MS/MS) | Yes | Galactocerebrosidase, WBC | If the patient has abnormal newborn screening result for Krabbe disease, immediate action should be taken. Refer to the appropriateAmerican College of Medical Genetics and GenomicsNewborn Screening ACT Sheet.(1,2) | Container/Tube: Preferred:Yellow top (ACD solution B) Acceptable:Yellow top (ACD solution A) or lavender top (EDTA) Specimen Volume:6 mL Collection Instructions:Send whole blood specimen in original tube.Do not aliquot. | 2 mL | Krabbe disease (globoid cell leukodystrophy) is an autosomal recessive disorder caused by a deficiency of the enzyme, galactocerebrosidase (GALC). GALC facilitates the lysosomal degradation of psychosine (galactosylsphingosine) and 3 other substrates (galactosylceramide, lactosylceramide, and lactosylsphingosine causing severe demyelination throughout the brain. Krabbe disease is caused by variants in theGALCgene, and it has an estimated frequency of 1 in 100,000 births. Although rare, a few infants with an infantile Krabbe disease-like phenotype due to deficiency of saposin A have been found. Saposin-A is a sphingolipid activator protein that assists galactocerebrosidase in its action on galactosylceramide. Severely affected infants typically present between 3 to 6 months of age with increasing irritability and sensitivity to stimuli. Rapid neurodegeneration including white matter disease follows, with death usually occurring by age 2 years. Some individuals have later onset forms of the disease that are characterized by ataxia, vision loss, weakness, and psychomotor regression presenting anywhere from age 6 months to the seventh decade of life. The clinical course of Krabbe disease can be variable, even within the same family. Newborn screening for Krabbe disease has been implemented in some states. The early (presymptomatic) identification and subsequent testing of infants at risk for Krabbe disease may be helpful in reducing the morbidity and mortality associated with this disease. While treatment is mostly supportive, hematopoietic stem cell transplantation has shown some success if performed early, prior to onset of neurologic damage. Reduced or absent galactocerebrosidase in leukocytes can indicate a diagnosis of Krabbe disease; however, a number of alterations in theGALCgene have been identified that result in reduced galactocerebrosidase activity in vitro but do not cause disease. The biomarker, psychosine (PSY / Psychosine, Blood Spot or PSYR / Psychosine, Whole Blood or PSYCF / Psychosine, Spinal Fluid), has been shown to be elevated in patients with active Krabbe disease. Molecular sequencing of theGALCgene (KRABZ / Krabbe Disease, Full Gene Analysis and Large [30 kb] Deletion, Varies) is necessary for differentiating alterations from disease-causing variants in affected patients and for carrier detection in family members. | > or =0.300 nmol/hour/mg protein An interpretative report will be provided. | When abnormal results are detected, a detailed interpretation is given, including an overview of the results and of their significance, a correlation to available clinical information, elements of differential diagnosis, recommendations for additional biochemical testing, and in vitro, confirmatory studies (enzyme assay, molecular analysis), name and phone number of key contacts who may provide these studies, and a phone number to reach one of the laboratory directors in case the referring physician has additional questions. | Pseudodeficiency of galactocerebrosidase causes reduced enzymatic activity but does not cause disease. A Krabbe disease phenotype can also be caused in very rare cases by the absence of a physiologically active sphingolipid activator protein, saposin A. Enzyme levels may be normal in individuals who have undergone hematopoietic stem cell transplant. | 1. Newborn Screening ACT Sheet [Decreased galactocerebrosidase, elevated psychosine] Krabbe Disease (infantile form). American College of Medical Genetics and Genomics; 2021. Updated May 2022. Accessed June 10, 2024. Available at www.acmg.net/PDFLibrary/Krabbe-Infantile.pdf 2. Newborn Screening ACT Sheet [Decreased galactocerebrosidase, mildly elevated psychosine] Krabbe Disease (late-onset form). American College of Medical Genetics and Genomics; 2021. Updated May 2022. Accessed June 10, 2024. Available www.acmg.net/PDFLibrary/Krabbe-Later-Onset.pdf 3. Elliott S, Buroker N, Cournoyer JJ, et al: Pilot study of newborn screening for six lysosomal storage diseases using Tandem Mass Spectrometry. Mol Genet Metab. 2016 Aug;118(4):304-309 4. Matern D, Gavrilov D, Oglesbee D, Raymond K, Rinaldo P, Tortorelli S: Newborn screening for lysosomal storage disorders. Semin Perinatol. 2015 Apr;39(3):206-216 5. Orsini JJ, Escolar ML, Wasserstein MP, et al: Krabbe disease. In: Adam MP, Ardinger HH, Pagon RA, et al, eds. GeneReviews [Internet]. University of Washington, Seattle; 2000. Updated October 11, 2018. Accessed April 5, 2022. Available at www.ncbi.nlm.nih.gov/books/NBK1238/ 6. Liao HC, Spacil Z, Ghomashchi F, et al: Lymphocyte galactocerebrosidase activity by LC-MS/MS for post-newborn screening evaluation of Krabbe disease. Clin Chem. 2017 Aug;63(8):1363-1369 7. Kwon JM, Matern DM, Kurtzberg J, et al: Consensus guidelines for newborn screening, diagnosis and treatment of infantile Krabbe disease. Orphanet J Rare Dis. 2018;13:30 doi: 10.1186/s13023-018-0766-x | The specimens are incubated with a mix of substrate and internal standard for galactocerebrosidase and alpha galactosidase (GLA). The reaction is then stopped using acetonitrile, centrifuged, and a portion of the supernatant is prepared for analysis by liquid chromatography-tandem mass spectrometry. GLA is included to verify sample integrity.(Unpublished Mayo method) | 5 to 9 days | WBC homogenate: 1 month | This test was developed and its performance characteristics determined by Mayo Clinic in a manner consistent with CLIA requirements. It has not been cleared or approved by the US Food and Drug Administration. | 82657 | Galactocerebrosidase, WBC | 24084-6 | 606272 | Reviewed By | 18771-6
GALK | Galactokinase, Blood | Diagnosis of galactokinase deficiency Evaluation of children with unexplained bilateral congenital or juvenile onset cataracts | Enzyme Reaction followed by Liquid Chromatography-Tandem Mass Spectrometry (LC-MS/MS) | Yes | Galactokinase, B | For more information seeGalactosemia Testing Algorithm. | Multiple whole blood tests for galactosemia can be performed on 1 specimen. Prioritize order of testing when submitting specimens. For a list of tests that can be ordered together seeGalactosemia-Related Test List. Container/Tube: Preferred:Lavender top (EDTA) Acceptable:Green top (sodium or lithium heparin) or yellow top (ACD) Specimen Volume:4 mL | 2 mL | Galactokinase (GALK) deficiency is a very rare autosomal recessive disorder in the first step of galactose metabolism. Prevalence is unknown but is estimated to be approximately 1 in 50,000-1 in 100,000 live births, with a higher frequency in the Romani population. Individuals with GALK deficiency have a milder clinical presentation than that seen in patients with classic galactosemia, galactose-1-phosphate uridyltransferase deficiency. The major clinical manifestation is bilateral juvenile cataracts. GALK deficiency is treated with a galactose-restricted diet. Early treatment may prevent or reverse the formation of cataracts. In GALK deficiency, erythrocyte galactose-1-phosphate levels are generally normal, and plasma or urine galactose levels are generally elevated. The diagnosis is established by demonstrating deficient GALK enzyme activity in erythrocytes. Testing for GALK deficiency should be performed when there is a suspicion of galactosemia, either based upon the patient's clinical presentation or laboratory studies and GALT deficiency has been excluded. Specimens sent for GALT analysis may be used for GALK testing if the original specimen was received in the laboratory within the stability parameters listed in Specimen Stability Information. GALK deficiency is caused by variants in theGALK1gene. Molecular analysis of theGALK1gene is available; order CGPH / Custom Gene Panel, Hereditary, Next-Generation Sequencing, Varies and specify Gene List ID: IEMCP-C2DU1U. For more information seeGalactosemia Testing Algorithm. | > or =0.7 nmol/h/mg of hemoglobin | An interpretive report will be provided. Deficient galactokinase enzyme activity in erythrocytes is diagnostic for galactokinase deficiency. | The results of testing performed in erythrocytes, including analysis of enzymes, biochemical phenotyping, or galactose-1-phosphate, are invalid following a transfusion. | 1. Pasquali M, Yu C, Coffee B. Laboratory diagnosis of galactosemia: a technical standard and guideline of the American College of Medical Genetics and Genomics (ACMG). Genet Med. 2018;20(1):3-11. doi:10.1038/gim.2017.172 2. Hennermann JB, Schadewaldt P, Vetter B, Shin YS, Monch E, Klein J. Features and outcome of galactokinase deficiency in children diagnosed by newborn screening. J Inherit Metab Dis. 2011;34(2):399-407. doi:10.1007/s10545-010-9270-8 3. Ramani PK, Arya K. Galactokinase deficiency. In: StatPearls [Internet]. StatPearls Publishing; 2021. Updated July 31, 2023. Accessed September 12, 2024. Available at www.ncbi.nlm.nih.gov/books/NBK560683/ 4. Walter JH, Fridovich-Keil JL. Galactosemia. In: Valle D, Antonarakis S, Ballabio A, Beaudet AL, Mitchell GA, eds. The Online Metabolic and Molecular Bases of Inherited Disease. McGraw-Hill; 2019 Accessed September 12, 2024. Available at https://ommbid.mhmedical.com/content.aspx?bookid=2709&sectionid=%20225081023 | A buffered enzyme incubation with substrate and cofactors is performed on lysed red blood cells. A post-incubation extraction is performed and subjected to liquid chromatography tandem mass spectrometry. The ratio of the extracted product to its internal standard is used to calculate the total enzymatic product. This is then normalized using the calculated hemoglobin concentration to determine the patient's enzyme level in nmol/h/mg of hemoglobin.(Unpublished Mayo method). | 5 to 11 days | 2 months | This test was developed and its performance characteristics determined by Mayo Clinic in a manner consistent with CLIA requirements. It has not been cleared or approved by the US Food and Drug Administration. | 82759 | Galactokinase, B | 81143-0 | 38006 | Reviewed By | 18771-6
KM55 | Galactose Deficient IgA1 (KM55) Immunostain, Technical Component Only | Identification of Galactose deficient IgA1 by KM55, useful in the diagnosis of IgA nephropathy | Immunohistochemistry (IHC) | Yes | KM55 IHC, Tech Only | For the initial technical component only immunohistochemical (IHC) stain performed, the appropriate bill-only test ID will be reflexed and charged (IHTOI). For each additional technical component only IHC stain performed, an additional bill-only test ID will be reflexed and charged (IHTOA). | Supplies:Immunostain Technical Only Envelope (T693) Specimen Type:Tissue Container/Tube:Immunostain Technical Only Envelope Preferred:2 unstained positively charged glass slide (25- x 75- x 1-mm) per test ordered; sections 4-microns thick. Acceptable:Formalin-fixed, paraffin-embedded tissue block |  | KM55 antibody has been shown to identify galactose deficient IgA1 (Gd-IgA1), useful in the diagnosis of IgA nephropathy.Gd-IgA1 (KM55) is detected in the glomeruli of patients with IgA nephropathy and IgA vasculitis and may aid in distinguishing IgA nephropathy and IgA vasculitis from other glomerular diseases with IgA deposits detected by routine IgA staining. |  | This test does not include pathologist interpretation, only technical performance of the stain. If interpretation is required, order PATHC / Pathology Consultation for a full diagnostic evaluation or second opinion of the case. The positive and negative controls are verified as showing appropriate immunoreactivity. If a control tissue is not included on the slide, a scanned image of the relevant quality control tissue is available upon request; call 855-516-8404. Interpretation of this test should be performed in the context of the patient's clinical history and other diagnostic tests by a qualified pathologist. | Age of a cut paraffin section can affect immunoreactivity. Stability thresholds vary widely among published literature and are antigen dependent. Best practice is for paraffin sections to be cut within 6 weeks. | 1.Bu L, Ye B, Kouri AM, Kim Y. Diagnostic Utility of Galactose-Deficient Immunoglobulin A1 Immunostaining in the Differentiation of Lupus Nephritis and Immunoglobulin A Nephropathy. Glomerular Dis. 2021;1(1):34-39. Published 2021 Mar 10. doi:10.1159/000511056 2.Suzuki H, Yasutake J, Makita Y, et al. IgA nephropathy and IgA vasculitis with nephritis have a shared feature involving galactose-deficient IgA1-oriented pathogenesis. Kidney Int. 2018;93(3):700-705. doi:10.1016/j.kint.2017.10.019 3.Raj R, Sharma A, Barwad A, et al. KM55 in the Evaluation of IgA-Containing Glomerular Diseases. Glomerular Dis. 2021;2(2):59-74. Published 2021 Nov 2. doi:10.1159/000520640 4.Zhang K, Li Q, Zhang Y, et al. Clinical Significance of Galactose-Deficient IgA1 by KM55 in Patients with IgA Nephropathy. Kidney Blood Press Res. 2019;44(5):1196-1206. doi:10.1159/000502579 | Immunohistochemistry on sections of paraffin-embedded tissue.(Unpublished Mayo method) | 1 to 3 days | Until staining is complete | This test has been cleared, approved, or is exempt by the US Food and Drug Administration and is used per manufacturer's instructions. Performance characteristics were verified by Mayo Clinic in a manner consistent with CLIA requirements. | 88342-TC, Primary88341-TC, If additional IHC | KM55 IHC, Tech Only | No LOINC Needed | 621067 | KM55 IHC, Tech Only | No LOINC Needed
GALP | Galactose, Quantitative, Plasma | Screening for galactosemia | Spectrophotometric/Kinetic | Yes | Galactose, QN, P | For more information seeGalactosemia Testing Algorithm. | Collection Container/Tube:Green top (sodium heparin) Submission Container/Tube:Plastic vial Specimen Volume:0.5 mL Collection Instructions:Centrifuge and aliquot plasma into a plastic vial | 0.2 mL | Galactosemia is an autosomal recessive disorder that results from a deficiency of any 1 of the 4 enzymes catalyzing the conversion of galactose to glucose: galactose-1-phosphate uridyltransferase (GALT), galactokinase (GALK), uridine diphosphate galactose-4-epimerase (GALE), and galactose mutarotase (GALM). GALT deficiency is the most common cause of galactosemia and is often referred to as classic galactosemia. The complete or near-complete deficiency of GALT enzyme is life threatening if left untreated. Complications in the neonatal period include failure to thrive, liver failure, sepsis, and death. Galactosemia is treated by a galactose-restricted diet, which allows for rapid recovery from the acute symptoms and a generally good prognosis. Despite adequate treatment from an early age, individuals with galactosemia remain at increased risk for developmental delays, speech problems, and abnormalities of motor function. Female patients with galactosemia are at increased risk for premature ovarian failure. Based upon reports by newborn screening programs, the frequency of classic galactosemia in the United States is 1 in 30,000, although literature reports range from 1 in 10,000 to 1 in 60,000 live births. A comparison of plasma and urine galactose and blood galactose-1-phosphate (Gal1P) levels may be useful in distinguishing among the 4 forms of galactosemia. Deficiency Galactose (plasma/urine) Gal1P (blood) GALK Elevated Normal GALT Elevated Elevated GALE Normal-Elevated Elevated GALM Elevated Normal-Elevated For more information seeGalactosemia Testing Algorithm. | < or =7 days: <5.4 mg/dL 8-14 days: <3.6 mg/dL > or =15 days: <2.0 mg/dL | Additional testing is required to investigate the cause of abnormal results. In patients with galactosemia, elevated galactose in plasma or urine may suggest ineffective dietary restriction or compliance; however, the concentration of galactose-1-phosphate in erythrocytes (GAL1P / Galactose-1-Phosphate, Erythrocytes) is the most sensitive index of dietary control for patients with galactose-1-phosphate uridyltransferase and uridine diphosphate galactose-4-epimerase deficiencies. Increased concentrations of galactose may also be suggestive of severe hepatitis, biliary atresia of the newborn, and, in rare cases, galactose intolerance. If results are outside the normal range and galactosemia is suspected, additional testing to identify the specific enzymatic defect is required. Results should be correlated with clinical presentation and confirmed by specific enzyme or molecular analysis. For follow-up of abnormal newborn screening results, comprehensive diagnostic testing, and carrier testing seeGalactosemia Testing Algorithm. For more information see Ordering Guidance. | No significant cautionary statements | 1. Berry GT. Classic galactosemia and clinical variant galactosemia. In: Adam MP, Feldman J, Mirzaa GM, et al, eds. GeneReviews [Internet]. University of Washington, Seattle; 2000. Updated March 11, 2021. Accessed September 12, 2024. Available at www.ncbi.nlm.nih.gov/books/NBK1518/ 2. Walter JH, Fridovich-Keil JL. Galactosemia. In: Valle D, Antonarakis S, Ballabio A, Beaudet AL, Mitchell GA, eds. The Online Metabolic and Molecular Bases of Inherited Disease. McGraw-Hill; 2019. Accessed September 12, 2024. Available at https://ommbid.mhmedical.com/content.aspx?bookid=2709&sectionid=%20225081023 3.Wada Y, Kikuchi A, Arai-Ichinoi N, et al. Biallelic GALM pathogenic variants cause a novel type of galactosemia. Genet Med. 2019;21(6):1286-1294. doi:10.1038/s41436-018-0340-x 4. Timson DJ. Type IV galactosemia. Genet Med. 2019;21(6):1283-1285. doi:10.1038/s41436-018-0359-z | The formation of reduced nicotinamide adenine dinucleotide (NADH) measured by the increase in absorbance at 340 nm is proportional to the amount of D-galactose in the sample.(Kurz G, Wallenfels K. In: Bergmeyer HV, ed: Methods of Enzymatic Analysis. Vol 3. 2nd ed. Verlag Chemie, Weinheim, Academic Press. 1974:1279-1282; Cowan T, Pasquali M. Laboratory investigations of inborn errors of metabolism. In: Sarafoglou K, Hoffman GF, Roth KS, eds. Pediatric Endocrinology and Inborn Errors of Metabolism. 2nd ed. McGraw-Hill; 2017:1139-1158) | 4 to 10 days | 1 month | This test was developed and its performance characteristics determined by Mayo Clinic in a manner consistent with CLIA requirements. It has not been cleared or approved by the US Food and Drug Administration. | 82760 | Galactose, QN, P | 2308-5 | 83638 | Galactose, QN, P | 2308-5
GALU | Galactose, Quantitative, Random, Urine | Screening test for galactosemia using urine specimens | Spectrophotometric/Kinetic | Yes | Galactose, QN, U | For information, seeGalactosemia Testing Algorithm. | Supplies:Sarstedt Aliquot Tube, 5 mL (T914) Collection Container/Tube:Clean, plastic urine collection container Submission Container/Tube:Plastic, 5-mL tube Specimen Volume:1 mL Collection Instructions:Collect a random urine specimen. | 0.5 mL | Galactosemia is an autosomal recessive disorder that results from a deficiency of any 1 of the 4 enzymes catalyzing the conversion of galactose to glucose: galactose-1-phosphate uridyltransferase (GALT), galactokinase, uridine diphosphate galactose-4-epimerase, and galactose mutarotase. GALT deficiency is the most common cause of galactosemia and is often referred to as classic galactosemia. The complete or near-complete deficiency of GALT enzyme is life-threatening if left untreated. Complications in the neonatal period include failure to thrive, liver failure, sepsis, and death. Galactosemia is treated by a galactose-restricted diet, which allows for rapid recovery from the acute symptoms and a generally good prognosis. Despite adequate treatment from an early age, individuals with galactosemia remain at increased risk for developmental delays, speech problems, and motor function abnormalities. Female patients with galactosemia are at increased risk for premature ovarian failure. Based upon reports by newborn screening programs, the frequency of classic galactosemia in the United States is approximately 1 in 30,000, although literature reports range from 1 in 10,000 to 1 in 60,000 live births. A comparison of plasma and urine galactose and blood galactose-1-phosphate (Gal1P) levels may be useful in distinguishing among the 4 forms of galactosemia; however, these are only general patterns and further confirmatory testing would be required to make a diagnosis. Deficiency Galactose (plasma/urine) Gal1P (blood) GALK Elevated Normal GALT Elevated Elevated GALE Normal-Elevated Elevated GALM Elevatedin plasma Normal-Elevated For more information, seeGalactosemia Testing Algorithm. | <30 mg/dL | Additional testing is required to investigate the cause of abnormal results. In patients with galactosemia, elevated galactose in plasma or urine may suggest ineffective dietary restriction or compliance; however, the concentration of galactose-1-phosphate in erythrocytes (GAL1P / Galactose-1-Phosphate, Erythrocytes) is the most sensitive index of dietary control for patients with galactose-1-phosphate uridyltransferase and uridine diphosphate galactose-4-epimerase deficiencies. Increased concentrations of galactose may also be suggestive of severe hepatitis, biliary atresia of the newborn, and, in rare cases, galactose intolerance. If galactosemia is suspected, additional testing to identify the specific enzymatic defect is required. SeeGalactosemia Testing Algorithmfor follow-up of abnormal newborn screening results, comprehensive diagnostic testing, and carrier testing. Results should be correlated with clinical presentation and confirmed by specific enzyme or molecular analysis. For more information see Ordering Guidance. | No significant cautionary statements | 1. Berry GT: Classic galactosemia and clinical variant galactosemia. In: Adam MP, Everman DB, Mirzaa GM, et al. eds. GeneReviews [Internet]. University of Washington, Seattle; 2000. Updated March 11, 2021. Accessed September 10, 2024. Available at www.ncbi.nlm.nih.gov/books/NBK1518/ 2. Walter JH, Fridovich-Keil JL: Galactosemia. In: Valle D, Antonarakis S, Ballabio A, Beaudet AL, Mitchell GA, eds. The Online Metabolic and Molecular Bases of Inherited Disease. McGraw-Hill; 2019. Accessed September 10, 2024. Available at https://ommbid.mhmedical.com/content.aspx?bookid=2709&sectionid=%20225081023 3. Yazici H, Canda E, Altinok YA, Ucar SK, Coker M. Two siblings with galactose mutarotase deficiency: Clinical differences. JIMD Rep. 2021;63(1):25-28. doi:10.1002/jmd2.12263 | The formation of reduced nicotinamide adenine dinucleotide (NADH) measured by the increase in absorbance at 340 nm is proportional to the amount of D-galactose in the sample.(Kurz G, Wallenfels K: In: Bergmeyer HV, ed: Methods of Enzymatic Analysis. Vol. 3. 2nd ed. Verlag Chemie, Weinheim, Academic Press; 1974:1279-1282; Cowan T, Pasquali M: Laboratory investigations of inborn errors of metabolism. In: Sarafoglou K, Hoffman GF, Roth KS, eds. Pediatric Endocrinology and Inborn Errors of Metabolism. 2nd ed. McGraw-Hill; 2017:1139-1158) | 4 to 10 days | 1 month | This test was developed and its performance characteristics determined by Mayo Clinic in a manner consistent with CLIA requirements. It has not been cleared or approved by the US Food and Drug Administration. | 82760 | Galactose, QN, U | 2310-1 | 8765 | Galactose, QN, U | 2310-1
GALTP | Galactose-1-Phosphate Uridyltransferase Biochemical Phenotyping, Erythrocytes | Determining the biochemical phenotype for galactosemia when enzymatic and molecular results are incongruent | Isoelectric Focusing | Yes | Gal-1-Phos Urdyltrns Phenotype,RBC | A quantitative galactose-1-phosphate uridyltransferase (GALT) level is used in addition to the isoelectric focusing for accurate interpretation. If recent GALT test results are not provided, GALT testing will be automatically performed at an additional charge. However, if previous GALT results are provided, GALT testing will be canceled. | Multiple whole blood tests for galactosemia can be performed on 1 specimen. Prioritize order of testing when submitting specimens. For a list of tests that can be ordered together seeGalactosemia-Related Test List. Container/Tube:Lavender top (EDTA) Specimen Volume:3 mL | 2 mL | Galactosemia is an autosomal recessive disorder that results from a deficiency of any 1 of the 4 enzymes catalyzing the conversion of galactose to glucose: galactose-1-phosphate uridyltransferase (GALT), galactokinase (GALK), uridine diphosphate galactose-4-epimerase (GALE), and galactose mutarotase (GALM). GALT deficiency is the most common cause of galactosemia and is often referred to as classic galactosemia. The complete or near-complete deficiency of GALT enzyme is life threatening if left untreated. Complications in the neonatal period include failure to thrive, liver failure, sepsis, and death. Galactosemia is treated by a galactose-restricted diet, which allows for rapid recovery from the acute symptoms and a generally good prognosis. Despite adequate treatment from an early age, individuals with galactosemia remain at increased risk for developmental delays, speech problems, and abnormalities of motor function. Female patients with galactosemia are at increased risk for premature ovarian failure. Based upon reports by newborn screening programs, the frequency of classic galactosemia in the United States is approximately 1 in 30,000, although literature reports range from 1 in 10,000 to 1 in 60,000 live births. Duarte-variant galactosemia (compound heterozygosity for the Duarte variant, N314D, and a classic variant) is generally associated with higher levels of enzyme activity (5%-20%) than classic galactosemia (<5%); however, this may be indistinguishable by newborn screening assays. Previously, it was unknown whether children with Duarte-variant galactosemia were at an increased risk for adverse developmental outcomes due to milk exposure and were often treated with a low galactose diet during infancy. More recently, the outcomes data suggest a lack of evidence for developmental complications due to milk exposure, therefore treatment recommendations remain controversial. The Los Angeles variant, which consists of N314D and a second variant, L218L, is associated with higher levels of GALT enzyme activity than the Duarte-variant allele. In general, molecular genetic analysis (GALZ / Galactosemia,GALTGene, Full Gene Analysis, Varies) is typically performed to determine the specific genotype. If the enzymatic and molecular results are incongruent, biochemical phenotyping may be beneficial to help clarify results to determine a treatment strategy and recurrence risks. For more information seeGalactosemia Testing Algorithm. | An interpretative report will be provided. | Different banding patterns obtained by isoelectric focusing of galactose-1-phosphate uridyltransferase (GALT) can be consistent with classic galactosemia, carrier status for a disease-causingGALTvariant, compound heterozygosity, or a normal biochemical phenotype. The banding pattern is interpretated in the context of the separately measured GALT activity. | A more comprehensive interpretation can be provided when parental specimens are also submitted for testing. The results of testing performed in erythrocytes, including analysis of enzymes, biochemical phenotyping, or galactose-1-phosphate, are invalid following a transfusion. | 1. Berry GT. Classic galactosemia and clinical variant galactosemia. In: Adam MP, Feldman J, Mirzaa GM, et al. eds. GeneReviews [Internet]. University of Washington, Seattle; 2000. Updated March 11, 2021. Accessed September 12, 2024. Available at www.ncbi.nlm.nih.gov/books/NBK1518/ 2. Walter JH, Fridovich-Keil JL. Galactosemia. In: Valle D, Antonarakis S, Ballabio A, Beaudet AL, Mitchell GA, eds. The Online Metabolic and Molecular Bases of Inherited Disease. McGraw-Hill; 2019. Accessed September 12, 2024. Available at https://ommbid.mhmedical.com/content.aspx?bookid=2709&sectionid=%20225081023 3. Carlock G, Fischer ST, Lynch ME, et al. Developmental outcomes in Duarte galactosemia. Pediatrics. 2019;143(1):e20182516. doi:10.1542/peds.2018-2516 4. Anderson S. GALT deficiency galactosemia. MCN Am J Matern Child Nurs. 2018;43(1):44-51. doi:10.1097/NMC.0000000000000388 | Isoelectric focusing is used to resolve the isoenzymes of galactose-1-phosphate uridyltransferase (GALT). The band patterns, when used in conjunction with a quantitative GALT result, can be used to predict the GALT phenotype of an individual. In isoelectric focusing, a pH gradient is established across an agarose gel by adding a select mixture of amphoteric molecules to the gel and applying an electric field to the gel. Each protein (isoenzyme) has its own unique isoelectric point, a pH at which the net charge of the protein is equal to zero. Therefore, if a protein is applied to the gel, it will migrate through the pH gradient in the gel until it reaches its isoelectric point. There the protein will stop and "focus" into distinct bands. In this procedure, a red blood cell hemolysate is focused on a 5% agarose gel containing ampholytes of a 5 to 7 pH range. The isoenzyme bands are then visualized by applying a substrate mixture that results in a series of reactions (shown below). The final product, reduced nicotinamide adenine dinucleotide phosphate (NADPH), is stained a blue-violet color when it reacts with phenazine methosulfate and 3-(4-5 dimethylthiazol-2-yl) I-2,5-diphenyltetrazolium bromide.(Shin YS, Niedermeier HP, Endres W, Schaub J, Weidinger S. Agarose gel isoelectrofocusing of UDP-galactose pyrophosphorylase and galactose-1-phosphate uridyltransferase. Developmental aspect of UDP-galactose pyrophosphorylase. Clin Chim Acta. 1987;166[1]:27-35, modified to acrylamide as described by Leclerc P, Forest JC. Electrophoretic determination of isoamylases in serum with commercially available reagents. Clin Chem. 1982;28:37-40; Cowan T, Pasquali M. Laboratory investigations of inborn errors of metabolism. In: Sarafoglou K, Hoffman GF, Roth KS, eds. Pediatric Endocrinology and Inborn Errors of Metabolism. 2nd ed. McGraw-Hill; 2017:1139-1158) GALT Gal-1-P + UDP-Glu -------------> UDP-Gal + Glu-1-P Phosphoglucomutase Glu-1-P + Glu-1-6 diP -------------> Glu-1-6 diP + Glu-6-P Glu-6-P-Dehydrogenase Glu-6-P + NADP -------------> Ribose-5-P + CO2 + NADPH NADPH + MTT + PMS -------------> Blue Violet Stain | 4 to 17 days | Processed RBC: 2 months | This test was developed and its performance characteristics determined by Mayo Clinic in a manner consistent with CLIA requirements. It has not been cleared or approved by the US Food and Drug Administration. | 8266482775 | Gal-1-Phos Urdyltrns Phenotype,RBC | 33780-8 | 34524 | Reviewed By | 18771-6
GALT | Galactose-1-Phosphate Uridyltransferase, Blood | Diagnosis of galactose-1-phosphate uridyltransferase deficiency, the most common cause ofgalactosemia Confirmation of abnormal state newborn screening results | Enzyme Reaction followed by Liquid Chromatography Tandem Mass Spectrometry (LC-MS/MS) | Yes | Gal-1-P Uridyltransferase, RBC | For more information seeGalactosemia Testing Algorithm. | Multiple whole blood tests for galactosemia can be performed on 1 specimen. Prioritize order of testing when submitting specimens. For a list of tests that can be ordered together seeGalactosemia-Related Test List. Container/Tube: Preferred:Lavender top (EDTA) Acceptable:Green top (sodium heparin) or yellow top (ACD) Specimen Volume:5 mL | 2 mL | Galactosemia is an autosomal recessive disorder that results from a deficiency of any 1 of the 4 enzymes catalyzing the conversion of galactose to glucose: galactose-1-phosphate uridyltransferase (GALT), galactokinase (GALK), uridine diphosphate galactose-4-epimerase (GALE), and galactose mutarotase (GALM). GALT deficiency is the most common cause of galactosemia and is often referred to as classic galactosemia. The complete or near-complete deficiency of GALT enzyme is life threatening if left untreated. Complications in the neonatal period include failure to thrive, liver failure, sepsis, and death. Galactosemia is treated by a galactose-restricted diet, which allows for rapid recovery from the acute symptoms and a generally good prognosis. Despite adequate treatment from an early age, individuals with galactosemia remain at increased risk for developmental delays, speech problems, and abnormalities of motor function. Female patients with galactosemia are at increased risk for premature ovarian failure. Based upon reports by newborn screening programs, the frequency of classic galactosemia in the United States is approximately 1 in 30,000, although literature reports range from 1 in 10,000 to 1 in 60,000 live births. Galactose-1-phosphate (Gal1P) accumulates in the erythrocytes of patients with galactosemia. The quantitative measurement of Gal1P (GAL1P / Galactose-1-Phosphate, Erythrocytes) is useful for monitoring compliance with dietary therapy. Gal1P is thought to be the causative factor for development of liver disease in these patients and, because of this, patients should maintain low levels and be monitored on a regular basis. Duarte-variant galactosemia (compound heterozygosity for the Duarte variant, N314D and a classic variant) is generally associated with higher levels of enzyme activity (5%-20%) than classic galactosemia (<5%); however, this may be indistinguishable by newborn screening assays. Previously, it was unknown whether children with Duarte-variant galactosemia were at an increased risk for adverse developmental outcomes due to milk exposure and were often treated with a low galactose diet during infancy. More recently, the outcomes data suggest a lack of evidence for developmental complications due to milk exposure, therefore treatment recommendations remain controversial. The Los Angeles variant, which consists of N314D and a second variant, L218L, is associated with higher levels of GALT enzyme activity than the Duarte-variant allele. Newborn screening for galactosemia is performed in all 50 US states, though the method by which potentially affected individuals are detected varies from state to state and may include the measurement of total galactose (galactose and Gal1P) and/or determining the activity of the GALT enzyme. The diagnosis of galactosemia is established by follow-up quantitative measurement of GALT enzyme activity. If biochemical testing has confirmed the diagnosis of galactosemia, sequencing of theGALTgene (GALZ / Galactosemia,GALTGene, Full Gene Analysis, Varies) is available to identify private variations. For more information seeGalactosemia Testing Algorithm. | > or =24.5 nmol/h/mg of hemoglobin | Results below 24.5 nmol/h/mg of hemoglobin in properly submitted specimens have different causes from carrier status for a disease-causing variant in theGALTgene (typically reduced galactose-1-phosphate uridyltransferase [GALT] activity close to the normal activity range) to "Classic Galactosemia" due to biallelic disease-causing variants in theGALTgene that abolish GALT activity. Further differentiation requires additional biochemical and molecular genetic analyses as well as correlation with clinical signs and symptoms. Normal results (> or =24.5 nmol/hour/mg of hemoglobin) are not consistent with galactosemia due to GALT deficiency. For more information seeGalactosemia Testing Algorithm. | The results of testing performed in erythrocytes, including analysis of enzymes, biochemical phenotyping, or galactose-1-phosphate are invalid following a transfusion. Patients should wait 3 to 4 months post transfusion before collecting whole blood forgalactose-1-phosphate uridyltransferasetesting. | 1. Berry GT. Classic galactosemia and clinical variant galactosemia. In: Adam MP, Feldman J, Mirzaa GM, et al. eds. GeneReviews [Internet]. University of Washington, Seattle; 2000. Updated March 11, 2021. Accessed September 12, 2024. Available at www.ncbi.nlm.nih.gov/books/NBK1518/ 2. Walter JH, Fridovich-Keil JL. Galactosemia. In: Valle D, Antonarakis S, Ballabio A, Beaudet AL, Mitchell GA, eds. The Online Metabolic and Molecular Bases of Inherited Disease. McGraw-Hill; 2019. Accessed September 12, 2024. Available at https://ommbid.mhmedical.com/content.aspx?bookid=2709&sectionid=%20225081023 3. Carlock G, Fischer ST, Lynch ME, et al. Developmental outcomes in Duarte galactosemia. Pediatrics. 2019;143(1):e20182516. doi:10.1542/peds.2018-2516 4. Anderson S. GALT deficiency galactosemia. MCN Am J Matern Child Nurs. 2018;43(1):44-51. doi:10.1097/NMC.0000000000000388 | An aqueous mixture containing water, uridine diphosphate (UDP)-glucose, (13)C2-labeled galactose-1-phosphate, and UDP-N-acetylglucosamine (internal standard) is added to a hemolysate aliquot. The mixture is then vortexed briefly and incubated at 37 degrees C for 15 minutes. After incubation the reaction is quenched, extracted, and centrifuged. The top layer is then transferred to a 96-well plate. Then injected onto a liquid chromatography tandem mass spectrometry (LC-MS/MS). The ratio of the extracted peak area of (13)C2-labeled UDP-galactose to its internal standard UDP-N-acetylglucosamine as determined by LC-MS/MS is used to calculate the concentration of product analyte in the sample. The concentration of the product is then normalized using the calculated hemoglobin concentration to determine the patient's enzyme level in nmol/h/mg of hemoglobin.(Unpublished Mayo method) | 4 to 7 days | Processed RBC: 2 months | This test was developed and its performance characteristics determined by Mayo Clinic in a manner consistent with CLIA requirements. It has not been cleared or approved by the US Food and Drug Administration. | 82775 | Gal-1-P Uridyltransferase, RBC | 24082-0 | 58115 | Reviewed By | 18771-6
GAL1P | Galactose-1-Phosphate, Erythrocytes | Monitoring dietary therapy of patients with galactosemia due to deficiency of galactose-1-phosphate uridyltransferase or uridine diphosphate galactose-4-epimerase | Liquid Chromatography Tandem Mass Spectrometry (LC-MS/MS) | Yes | Galactose-1-Phosphate, RBC | For more information seeGalactosemia Testing Algorithm. | Multiple whole blood tests for galactosemia can be performed on 1 specimen. Prioritize order of testing when submitting specimens. For a list of tests that can be ordered together, seeGalactosemia-Related Test List. Patient Preparation:Specimens collected following a meal can exhibitpostprandial elevations. For infants, collectaspecimen immediately prior to feeding to avoid this. Container/Tube: Preferred:Lavender top (EDTA) Acceptable:Green top (sodium heparin) Specimen Volume:3 mL | 2 mL | Galactosemia is an autosomal recessive disorder that results from a deficiency of any 1 of the 4 enzymes catalyzing the conversion of galactose to glucose: galactose-1-phosphate uridyltransferase (GALT), galactokinase (GALK), uridine diphosphate galactose-4-epimerase (GALE), and galactose mutarotase (GALM). Galactose-1-phosphate (Gal1P) accumulates in the erythrocytes of patients with galactosemia due to GALT or GALE deficiency or in neonates with GALM deficiency. The quantitative measurement of Gal1P is useful for monitoring compliance with dietary therapy for either GALT or GALE deficiency. Gal1P is thought to be the causative factor for development of liver disease in these patients and, because of this, patients should maintain low levels and be monitored on a regular basis. The concentration of Gal1P in erythrocytes is the most sensitive index of dietary control. GALT deficiency is the most common cause of galactosemia and is often referred to as classic galactosemia. The complete or near-complete deficiency of GALT enzyme is life-threatening if left untreated. Complications in the neonatal period include failure to thrive, liver failure, sepsis, and death. Galactosemia due to GALT deficiency is treated by a galactose-restricted diet, which allows for rapid recovery from the acute symptoms and a generally good prognosis. Despite adequate treatment from an early age, individuals with galactosemia remain at increased risk for developmental delays, speech problems, and abnormalities of motor function. Female patients with galactosemia are at increased risk for premature ovarian failure. Based upon reports by newborn screening programs, the frequency of classic galactosemia in the United States is approximately 1 in 30,000, although literature reports range from 1 in 10,000 to 1 in 60,000 live births. Epimerase deficiency galactosemia can be categorized into 3 types: generalized, peripheral, and intermediate. Generalized epimerase deficiency galactosemia results in profoundly decreased enzyme activity in all tissues, whereas peripheral epimerase deficiency galactosemia results in decreased enzyme activity in red and white blood cells but normal enzyme activity in all other tissues. This is compared with intermediate epimerase deficiency galactosemia, which results in decreased enzyme activity in red and white blood cells and less than 50% of normal enzyme levels in other tissues. Clinically, infants with generalized epimerase deficiency galactosemia develop symptoms such as liver and kidney dysfunction and mild cataracts when on a normal milk diet, while infants with peripheral or intermediate epimerase deficiency galactosemia do not develop any symptoms. Generalized epimerase deficiency galactosemia is treated by a galactose- and lactose-restricted diet, which can improve or prevent the symptoms of kidney and liver dysfunction and mild cataracts. Despite adequate treatment from an early age, individuals with generalized epimerase deficiency galactosemia remain at increased risk for developmental delay and intellectual disability. Unlike patients with classic galactosemia resulting from a GALT deficiency, female patients with generalized epimerase deficiency galactosemia experience normal puberty and are not at increased risk for premature ovarian failure. Based upon reports by newborn screening programs, the frequency of epimerase deficiency galactosemia in the United States ranges from approximately 1 in 6700 African American infants to 1 in 70,000 infants of European ancestry. GALM deficiency is a rare form of galactosemia that is due to a deficiency of galactose mutarotase, which may manifest clinically with bilateral cataracts. Infants with GALM deficiency have increased blood galactose concentrations with levels of galactose 1-phosphate ranging from 0.3 to 10.8 mg/dL.(1) Neonates with GALM deficiency have elevated galactose-1-phosphate, but Gal1P decreases rapidly in early infancy. To date, only pediatric patients have been described in the literature, and so the long-term, adult consequences of GALM deficiency remain unknown. The incidence of GALM deficiency has been reported as 1 in 10,000 in African populations and close to 1 in 80,000 in the Japanese population, with an overall estimation of about 1:228,411 in all populations.(2) For more information seeGalactosemia Testing Algorithm. | Reference interval (normal range): < or =0.9 mg/dL Therapeutic range: < or =4.9 mg/dL | The concentration of galactose-1-phosphate (Gal1P) is provided along with reference values for patients with galactosemia and normal controls. The recommended Gal1P goal for patients with galactosemia is 4.9 mg/dL or less. | Patients should wait 3 to 4 months after blood transfusion before collection of whole blood for galactose-1-phosphate testing. | 1. Wada Y, Kikuchi A, Arai-Ichinoi N, et al. Biallelic GALM pathogenic variants cause a novel type of galactosemia. Genet Med. 2019;21(6):1286-1294. doi:10.1038/s41436-018-0340-x 2. Iwasawa S, Kikuchi A, Wada Y, et al. The prevalence of GALM mutations that cause galactosemia: A database of functionally evaluated variants. Mol Genet Metab. 2019;126(4):362-367. doi:10.1016/j.ymgme.2019.01.018 3. Berry GT. Classic galactosemia and clinical variant galactosemia. In: Adam MP, Feldman J, Mirzaa GM, et al. eds. GeneReviews [Internet]. University of Washington, Seattle; 2000. Updated March 11, 2021. Accessed September 12, 2024. Available at www.ncbi.nlm.nih.gov/books/NBK1518/ 4. Walter JH, Fridovich-Keil JL. Galactosemia. In: Valle D, Antonarakis S, Ballabio A, Beaudet AL, Mitchell GA, eds. The Online Metabolic and Molecular Bases of Inherited Disease. McGraw-Hill; 2019. Accessed July 26, 2024. Available at https://ommbid.mhmedical.com/content.aspx?bookid=2709&sectionid=%20225081023 5. Timson DJ. Type IV galactosemia. Genet Med. 2019;21(6):1283-1285. doi:10.1038/s41436-018-0359-z 6. Fridovich-Keil J, Bean L, He M, et al. Epimerase deficiency galactosemia. In: Adam MP, Feldman J, Mirzaa GM, et al. eds. GeneReviews [Internet]. University of Washington, Seattle; 1993-2024. Updated March 4, 2021. Accessed September 12, 2024. Available at www.ncbi.nlm.nih.gov/books/NBK51671/ | Packed red blood cells are diluted with cold water and vortexed to lyse the cells, creating a hemolysate. The hemolysate is extracted with acetonitrile/methanol containing internal standard and then is centrifuged prior to injection onto a liquid chromatography tandem mass spectrometry (LC-MS/MS) system. The ratio of the extracted peak area of galactose-1-phosphate (Gal-1-P) to its internal standard (13)C2-Gal-1-P as determined by LC-MS/MS is used to calculate the concentration of analyte, in mg/dL, in the sample.(Unpublished Mayo method) | 4 to 10 days | 1 month | This test was developed and its performance characteristics determined by Mayo Clinic in a manner consistent with CLIA requirements. It has not been cleared or approved by the US Food and Drug Administration. | 84378 | Galactose-1-Phosphate, RBC | 2312-7 | 24101 | Galactose-1-Phosphate, RBC | 2312-7
APGAL | Galactose-Alpha-1,3-Galactose (Alpha-Gal) Mammalian Meat Allergy Profile, Serum | As an aid in diagnosis of an IgE mediated hypersensitivity allergy to non-primate mammalian red meat, such as beef, pork, venison, and meat-derived products, such as gelatin, via allergen profile testing This test isnot useful inpatients previously treated with immunotherapy to determine if residual clinical sensitivity exists. This test isnot useful forpatients in whom the medical management does not depend upon identification of allergen specificity. | Fluorescence Enzyme Immunoassay (FEIA) | Yes | Alpha-Gal Panel, S | Other meat allergen IgE antibody tests may be considered in addition togalactose-alpha-1,3-galactose IgE antibody testing in cases of suspected red meat allergy. | Collection Container/Tube: Preferred:Serum gel Acceptable:Red top Submission Container/Tube:Plastic vial Specimen Volume:1 mL Collection Instructions:Centrifuge and aliquot serum into a plastic vial. | 0.5 mL | Immunoglobulin E antibodies to galactose-alpha-1,3-galactose (alpha-gal), a carbohydrate commonly expressed on non-primate mammalian proteins, are capable of eliciting allergenic reactions. Sensitization may occur through tick bites or exposure to the drug cetuximab. In the United States, individuals bitten byAmblyomma americanum, also known as the Lone Star tick, may develop IgE antibodies to alpha-gal, although sensitization to alpha-gal through other tick species has also been implicated.(1) The Lone Star tick was historically localized to the southern and southeastern United States but has now expanded its range into the central Midwest and northwards along the eastern seaboard. It is thought to be responsible for most cases of alpha-gal sensitization in the United States. The tick species that appears to be responsible for these responses in France isIxodes ricinus, while in Australia it isIxodes holocyclus.(2,3,4) Signs and symptoms of an alpha-gal allergic reaction are often delayed compared with other food allergies. Upon exposure of sensitized subjects to non-primate mammalian meat (eg, beef, pork, venison) or meat-derived product such as gelatin, a delayed allergic response may ensue, often 3 to 6 hours after ingestion. Symptoms can include urticaria, angioedema, difficulty breathing, abdominal pain, vomiting, and even anaphylactic shock. Individuals who have antibodies produced against alpha-gal following a tick bite or previous exposure to the drug cetuximab may experience anaphylaxis when given cetuximab. Cetuximab is a monoclonal antibody, which contains an alpha-gal epitope on the antigen binding fragment (Fab fragment) of the monoclonal drug. Unlike the delayed onset anaphylaxis associated with red meat consumption, individuals with IgE antibody response to alpha-gal can experience immediate onset anaphylaxis upon intravenous cetuximab administration. Although most sensitizations to alpha-gal occur later in life, children who develop IgE antibodies to alpha-gal may also experience anaphylaxis and urticaria 3 to 6 hours after eating mammalian meat. Unlike their adult counterparts, who frequently present with anaphylaxis, the majority of children with this syndrome present with urticaria. Alpha-gal can also be found in mammalian milk, including cow and goat milk. In vitro serum testing for IgE antibodies provides an indication of the immune response to allergens that may be associated with allergic disease. | Class,IgE kU/L,Interpretation, 0,<0.10,Negative, 0/1,0.10-0.34,Borderline/equivocal, 1,0.35-0.69,Equivocal, 2,0.70-3.49,Positive, 3,3.50-17.4,Positive, 4,17.5-49.9,Strongly positive, 5,50.0-99.9,Strongly positive, 6,> or =100,Strongly positive, | Detection of IgE antibodies in serum (class 1 or greater) indicates an increased likelihood of allergic disease as opposed to other etiologies and defines the allergens that may be responsible for eliciting signs and symptoms. The level of IgE antibodies in serum varies directly with the concentration of IgE antibodies expressed as a class score or kU/L. | Some individuals with clinically insignificant sensitivity to allergens may have measurable levels of IgE antibodies in serum, and results must be interpreted in the clinical context. False-positive results for IgE antibodies may occur in patients with markedly elevated serum IgE (>2500 kU/L) due to nonspecific binding to allergen solid phases. | 1. Berg EA, Platts-Mills TAE, Commins SP: Drug allergens and food--the cetuximab and galactose-alpha-1,3-galactose story. Ann Allergy Asthma Immunol. 2014 Feb;112(2):97-101 2. Commins SP, Platts-Mills TAE: Delayed anaphylaxis to red meat in patients with IgE specific for galactose alpha-1,3-galactose (alpha-gal). Curr Allergy Asthma Rep. 2013 Feb;13(1):72-77 3. Commins SP, James HR, Kelly LA, et al: The relevance of tick bites to the production of IgE antibodies to the mammalian oligosaccharide galactose-alpha-1,3-galactose. J Allergy Clin Immunol. 2011 May;127(5):1286-1293 4. Wolver SE, Sun DR, Commins SP, Schwartz LB: A peculiar cause of anaphylaxis: no more steak? The journey to discovery of a newly recognized allergy to galactose-alpha-1,3-galactose found in mammalian meat. J Gen Intern Med. 2013 Feb;28(2):322-325 5. Commins SP, Platts-Mills TAE: Tick bites and red meat allergy. Curr Opin Allergy Clin Immunol. 2013 Aug;13(4):354-359 6. Hamsten C, Starkhammar M, Tran TA, et al: Identification of galactose-alpha-1,3-galactose in the gastrointestinal tract of the tick Ixodes ricinus; possible relationship with red meat allergy. Allergy. 2013 Apr;68(4):549-552 7. Steinke JW, Platts-Mills TAE, Commins SP: The alpha-gal story: lessons learned from connecting the dots. J Allergy Clin Immunol. 2015 Mar;135(3):589-597 8. Crispell G, Commins SP, Archer-Hartman SA, Choudhary S, Dharmarajan G, Azadi P, Karim S: Discovery of alpha-gal-containing antigens in North American tick species believed to induce red meat allergy. Front Immunol. 2019 May 17;10:1056 9. Homburger HA, Hamilton RG: Allergic diseases. In: McPherson RA, Pincus MR, eds. Henry's Clinical Diagnosis and Management by Laboratory Methods. 23rd ed. Elsevier; 2017:1057-1070 | Specific IgE from the patient's serum reacts with the allergen of interest, which is covalently coupled to an ImmunoCAP. After washing away nonspecific IgE, enzyme-labeled anti-IgE antibody is added to form a complex. After incubation, unbound anti-IgE is washed away, and the bound complex incubated with a developing agent. After stopping the reaction, the fluorescence of the eluate is measured. Fluorescence is proportional to the amount of specific IgE present in the patient's sample (ie, the higher the fluorescence value, the more IgE antibody is present).(Package insert: ImmunoCAP System Specific IgE FEIA. Phadia UB; Rev 06/2020) | Same day/1 to 3 days | 14 days | This test has been cleared, approved, or is exempt by the US Food and Drug Administration and is used per manufacturer's instructions. Performance characteristics were verified by Mayo Clinic in a manner consistent with CLIA requirements. | 86003 x 486008 | Alpha-Gal Panel, S | In Process | ALGAL | Galactose-alpha-1,3-galactose, IgE | 73837-7
ALGAL | Galactose-Alpha-1,3-Galactose (Alpha-Gal), IgE, Serum | As an aid in diagnosis of an IgE mediated hypersensitivity allergy to non-primate mammalian red meat, such as beef, pork, venison, and meat-derived products (eg, gelatin) This test isnot useful inpatients previously treated with immunotherapy to determine if residual clinical sensitivity exists. This test isnot useful forpatients in whom the medical management does not depend upon identification of allergen specificity. | Fluorescence Enzyme Immunoassay (FEIA) | Yes | Galactose-alpha-1,3-galactose, IgE | Other meat allergen IgE antibody tests may be considered in addition togalactose-alpha-1,3-galactoseIgE antibody testing in cases of suspected red meat allergy. | Collection Container/Tube: Preferred:Serum gel Acceptable:Red top Submission Container/Tube:Plastic vial Specimen Volume:0.5 mL for every 5 allergens requested Collection Instructions:Centrifuge and aliquot serum into a plastic vial. | For 1 allergen: 0.3 mL For more than 1 allergen: (0.05 mL x number of allergens) + 0.25 mL deadspace | Immunoglobulin E antibodies to galactose-alpha-1,3-galactose (alpha-gal), a carbohydrate commonly expressed on non-primate mammalian proteins, are capable of eliciting allergenic reactions. Sensitization may occur through tick bites or exposure to the drug cetuximab. In the United States, individuals bitten byAmblyomma americanum, also known as the Lone Star tick, may develop IgE antibodies to alpha-gal, although sensitization to alpha-gal through other tick species has also been implicated.(1) The Lone Star tick was historically localized to the southern and southeastern United States but has now expanded its range into the central Midwest and northwards along the eastern seaboard. It is thought to be responsible for most cases of alpha-gal sensitization in the United States. The tick species that appears to be responsible for these responses in France isIxodes ricinus, while in Australia it isIxodes holocyclus.(2,3,4) Signs and symptoms of an alpha-gal allergic reaction are often delayed compared with other food allergies. Upon exposure of sensitized subjects to non-primate mammalian meat (eg, beef, pork, venison) or meat-derived product such as gelatin, a delayed allergic response may ensue, often 3 to 6 hours after ingestion. Symptoms can include urticaria, angioedema, difficulty breathing, abdominal pain, vomiting, and even anaphylactic shock. Individuals who have antibodies produced against alpha-gal following a tick bite or previous exposure to the drug cetuximab may experience anaphylaxis when given cetuximab. Cetuximab is a monoclonal antibody, which contains an alpha-gal epitope on the antigen binding fragment (Fab fragment) of the monoclonal drug. Unlike the delayed onset anaphylaxis associated with red meat consumption, individuals with IgE antibody response to alpha-gal can experience immediate onset anaphylaxis upon intravenous cetuximab administration. Although most sensitizations to alpha-gal occur later in life, children who develop IgE antibodies to alpha-gal may also experience anaphylaxis and urticaria 3 to 6 hours after eating mammalian meat. Unlike their adult counterparts, who frequently present with anaphylaxis, the majority of children with this syndrome present with urticaria. Alpha-gal can also be found in mammalian milk, including cow and goat milk. In vitro serum testing for IgE antibodies provides an indication of the immune response to allergens that may be associated with allergic disease. | Class,IgE kU/L,Interpretation, 0,<0.10,Negative, 0/1,0.10-0.34,Borderline/equivocal, 1,0.35-0.69,Equivocal, 2,0.70-3.49,Positive, 3,3.50-17.4,Positive, 4,17.5-49.9,Strongly positive, 5,50.0-99.9,Strongly positive, 6,> or =100,Strongly positive, | Detection of IgE antibodies in serum (class 1 or greater) indicates an increased likelihood of allergic disease as opposed to other etiologies and defines the allergens that may be responsible for eliciting signs and symptoms. The level of IgE antibodies in serum varies directly with the concentration of IgE antibodies expressed as a class score or kU/L. | Some individuals with clinically insignificant sensitivity to allergens may have measurable levels of IgE antibodies in serum, and results must be interpreted in the clinical context. False-positive results for IgE antibodies may occur in patients with markedly elevated serum IgE (>2500 kU/L) due to nonspecific binding to allergen solid phases. | 1. Berg EA, Platts-Mills TAE, Commins SP: Drug allergens and food--the cetuximab and galactose-alpha-1,3-galactose story. Ann Allergy Asthma Immunol. 2014 Feb;112(2):97-101 2. Commins SP, Platts-Mills TAE: Delayed anaphylaxis to red meat in patients with IgE Specific for Galactose alpha-1,3-Galactose (alpha-gal). Curr Allergy Asthma Rep. 2013 Feb;13(1):72-77 3. Commins SP, James HR, Kelly LA, et al: The relevance of tick bites to the production of IgE antibodies to the mammalian oligosaccharide galactose-alpha-1,3-galactose. J Allergy Clin Immunol. 2011 May;127(5):1286-1293 4. Wolver SE, Sun DR, Commins SP, Schwartz LB: A peculiar cause of anaphylaxis: no more steak? The journey to discovery of a newly recognized allergy to galactose-alpha-1,3-galactose found in mammalian meat. J Gen Intern Med. 2013 Feb;28(2):322-325 5. Commins SP, Platts-Mills TAE: Tick bites and red meat allergy. Curr Opin Allergy Clin Immunol. 2013 Aug;13(4):354-359 6. Hamsten C, Starkhammar M, Tran TA, et al: Identification of galactose-alpha-1,3-galactose in the gastrointestinal tract of the tick Ixodes ricinus; possible relationship with red meat allergy. Allergy. 2013 Apr;68(4):549-552 7. Steinke JW, Platts-Mills TAE, Commins SP: The alpha-gal story: lessons learned from connecting the dots. J Allergy Clin Immunol. 2015 Mar;135(3):589-597 8. Crispell G, Commins SP, Archer-Hartman SA, Choudhary S, Dharmarajan G, Azadi P, Karim S: Discovery of alpha-gal-containing antigens in North American tick species believed to induce red meat allergy. Front Immunol. 2019 May 17;10:1056 9. Homburger HA, Hamilton RG: Allergic diseases. In: McPherson RA, Pincus MR, eds. Henry's Clinical Diagnosis and Management by Laboratory Methods. 23rd ed. Elsevier; 2017:1057-1070 | Specific IgE from the patient's serum reacts with the allergen of interest, which is covalently coupled to an ImmunoCAP. After washing away nonspecific IgE, enzyme-labeled anti-IgE antibody is added to form a complex. After incubation, unbound anti-IgE is washed away, and the bound complex incubated with a developing agent. After stopping the reaction, the fluorescence of the eluate is measured. Fluorescence is proportional to the amount of specific IgE present in the patient's sample (ie, the higher the fluorescence value, the more IgE antibody is present).(Package insert: ImmunoCAP System Specific IgE FEIA. Phadia AB; Rev 06/2020) | Same day/1 to 3 days | 14 days | This test has been cleared, approved, or is exempt by the US Food and Drug Administration and is used per manufacturer's instructions. Performance characteristics were verified by Mayo Clinic in a manner consistent with CLIA requirements. | 86008 | Galactose-alpha-1,3-galactose, IgE | 73837-7 | ALGAL | Galactose-alpha-1,3-galactose, IgE | 73837-7